## 25
Historic FEECA DSM Achievements and Goals
Year | Residential | [5 empty] | Commercial / Industrial
| Achievements (incremental) |  |  | Goals |  |  | Achievements (incremental) |  |  | Goals
| Sum | Win | Energy | Sum | Win | Energy | Sum | Win | Energy | Sum | Win | Energy
| MW | MW | GWh | MW | MW | GWh | MW | MW | GWh | MW | MW | GWh
2010 | 2.3 | 2.7 | 15.9 | 1.21 | 1.03 | 5.38 | 0.9 | 1.2 | 11.1 | 0.64 | 0.4 | 10.15
2011 | 3 | 3.6 | 21.2 | 1.21 | 1.03 | 5.38 | 1.5 | 5.1 | 19.1 | 0.64 | 0.4 | 10.15
2012 | 2.5 | 3.1 | 19.2 | 1.21 | 1.03 | 5.38 | 1.6 | 3.1 | 18.7 | 0.64 | 0.4 | 10.15
2013 | 2.3 | 2.7 | 16.5 | 1.21 | 1.03 | 5.38 | 1.2 | 2.7 | 15.6 | 0.64 | 0.4 | 10.15
2014 | 2.1 | 2 | 10.2 | 1.21 | 1.03 | 5.38 | 0.6 | 2 | 6.9 | 0.64 | 0.4 | 10.15
2015 | 3.259 | 2.499 | 7.2 | 0.94 | 0.96 | 2.5 | 0.046 | 0.031 | 0.18 | 0.14 | 0.007 | 0.08
2016 | 3.538 | 2.317 | 8.2 | 0.94 | 0.96 | 2.5 | 0.131 | 0.026 | 0.4 | 0.14 | 0.007 | 0.08
2017 | 3.237 | 2.186 | 7.4 | 0.94 | 0.96 | 2.5 | 1.121 | 0.018 | 3.13 | 0.14 | 0.007 | 0.08
2018 | 3.013 | 2.02 | 7 | 0.94 | 0.96 | 2.5 | 0.956 | 0.017 | 2.67 | 0.14 | 0.007 | 0.08

## 26
Historic DSM Participation Savings for Existing FEECA Programs - 2015
Program | Customer Participation | Winter Peak Reduction (kW) | Summer Peak Reduction (kW) | Energy Reduction (MWh)
Residential Programs
Energy Audit | 20171 | 2118 | 2138 | 4195.568
Solar Water Heating | 20 | 9.9 | 8.9 | 48.34
Solar Net Metering | 250 | 0 | 737.5 | 2077.25
Neighborhood Efficiency | 1005 | 370.8 | 374.9 | 897.465
Total | 21446 | 2498.7 | 3259.3 | 7218.623
Commercial/Industrial Programs
Energy Audit | 245 | 30.6 | 31.1 | 137.69
Solar Net Metering | 1 | 0 | 14.9 | 41.175
Total | 246 | 30.6 | 46 | 178.865
Grand Total | 21692 | 2529.3 | 3305.3 | 7397.488
Historic DSM Participation Savings for Existing FEECA Programs - 2016
Program | Customer Participation | Winter Peak Reduction (kW) | Summer Peak Reduction (kW) | Energy Reduction (MWh)
Residential Programs
Energy Audit | 16730 | 1756.7 | 1773.4 | 3479.84
Solar Water Heating | 1 | 0.5 | 0.4 | 2.417
Solar Net Metering | 406 | 0 | 1197.7 | 3373.454
Neighborhood Efficiency | 1518 | 560.1 | 566.2 | 1355.574
Total | 18655 | 2317.3 | 3537.7 | 8211.285
Commercial/Industrial Programs
Energy Audit | 207 | 25.9 | 26.3 | 116.334
Solar Net Metering | 7 | 0 | 104.3 | 288.225
Total | 214 | 25.9 | 130.6 | 404.559
Grand Total | 18869 | 2343.2 | 3668.3 | 8615.844
Historic DSM Participation Savings for Existing FEECA Programs - 2017
Program | Customer Participation | Winter Peak Reduction (kW) | Summer Peak Reduction (kW) | Energy Reduction (MWh)
Residential Programs
Energy Audit | 16516 | 1734.2 | 1750.7 | 3435.328
Solar Water Heating | 0 | 0 | 0 | 0
Solar Net Metering | 349 | 0 | 1029.6 | 2899.841
Neighborhood Efficiency | 1225 | 452 | 456.9 | 1093.925
Total | 18090 | 2186.2 | 3237.2 | 7429.094
Commercial/Industrial Programs
Energy Audit | 146 | 18.3 | 18.5 | 82.052
Solar Net Metering | 74 | 0 | 1102.6 | 3046.95
Total | 220 | 18.3 | 1121.1 | 3129.002
Grand Total | 18310 | 2204.5 | 4358.3 | 10558.096
Historic DSM Participation Savings for Existing FEECA Programs - 2018
Program | Customer Participation | Winter Peak Reduction (kW) | Summer Peak Reduction (kW) | Energy Reduction (MWh)
Residential Programs
Energy Audit | 14681 | 1541.5 | 1556.2 | 3053.648
Solar Water Heating | 2 | 1 | 0.9 | 4.834
Solar Net Metering | 330 | 0 | 973.5 | 2741.97
Neighborhood Efficiency | 1294 | 477.5 | 482.7 | 1155.542
Total | 16307 | 2020 | 3013.3 | 6955.994
Commercial/Industrial Programs
Energy Audit | 137 | 17.1 | 17.4 | 76.994
Solar Net Metering | 63 | 0 | 938.7 | 2594.025
Total | 200 | 17.1 | 956.1 | 2671.019
Grand Total | 16507 | 2037.1 | 3969.4 | 9627.013

## 27
Historic FEECA DSM Expenditures
Year | Total DSM Costs ($) | Monthly DSM Costs ($/mo) | Total Bill ($/mo) | DSM Portion of Bill (%)
2010 | 3360097.2222 | 280008.1019 | 135.01 | 0.5116%
2011 | 3914879.6296 | 326239.9691 | 135.01 | 0.5701%
2012 | 3705527.7778 | 308793.9815 | 130.9 | 0.616%
2013 | 3422902.7778 | 285241.8981 | 130.9 | 0.5892%
2014 | 2763444.4444 | 230287.037 | 130.9 | 0.4538%
2015 | 1185059.8107 | 98754.9842 | 130.9 | 0.1912%
2016 | 1224643.2007 | 102053.6001 | 123.35 | 0.2044%
2017 | 1193452.5523 | 99454.3794 | 123.35 | 0.2041%
2018 | 1174587.2167 | 97882.2681 | 123.35 | 0.19%
Note: This interrogatory is only considering JEA DSM expenditures; however, lost revenue (net fuel) was not included but does have a rate impact.

## 29
Technical Potential – Excluded Measures
Customer | Measure | Measure | Reason for
Class | Type | Name | Exclusion
Residential | HVAC | AC Heat Recovery Units | Applies mostly to lower than current code SEERs
Residential | HVAC | HVAC Proper Sizing | Code requirement
Residential | Motor | High Efficiency One Speed Pool Pump (1.5 hp) | Code/standard practice, and more efficient measures included in study (two-speed and variable speed pool pumps)
Commercial | Lighting-Exterior | LED Exit Sign | Code/standard practice
Commercial | Lighting-Interior | High Pressure Sodium 250W Lamp | More efficient measure (LED) included in study
Commercial | Lighting-Interior | PSMH, 250W, magnetic ballast | More efficient measure (LED) included in study
Industrial | Compressed Air | Compressed Air-O&M | Behavioral measure
Industrial | Fans | Fans - O&M | Behavioral measure
Industrial | Pumps | Pumps - O&M | Behavioral measure
Industrial | Process Other | Bakery - Process (Mixing) - O&M | Behavioral measure
Industrial | Process Other | O&M/drives spinning machines | Behavioral measure
Industrial | Process Other | O&M - Extruders/Injection Moulding | Behavioral measure

## 33a-RIM
RIM Scenario:
EP Step 1 - RIM perspective |  |  |  | EP Step 2 - PCT perspective |  |  |  | EP Step 3 - Simple Payback |  |  |  | AP Step 1 - RIM perspective |  |  |  | AP Step 2 - PCT perspective |  |  |  | AP Step 3 - Simple Payback
Measure Permutations eliminated |  |  |  | Measure Permutations eliminated |  |  |  | Measure Permutations eliminated |  |  |  | Measure Permutations eliminated |  |  |  | Measure Permutations eliminated |  |  |  | Measure Permutations eliminated
Sector | Vintage | Segment | Name | Sector | Vintage | Segment | Name | Sector | Vintage | Segment | Name | Sector | Vintage | Segment | Name | Sector | Vintage | Segment | Name | Sector | Vintage | Segment | Name
Residential | Turnover | Single Family | Energy Star Clothes Dryer | Residential | Existing | Single Family | Water Heater Timeclock | Industrial | New | Agriculture and Assembly | Efficient Lighting - Exterior | Residential | New | All | Central air conditioner - Load Shed | NONE |  |  |  | NONE
Residential | Turnover | Multi-Family | Energy Star Clothes Dryer | Residential | Existing | Multi-Family | Water Heater Timeclock | Industrial | Turnover | Agriculture and Assembly | Efficient Lighting - Exterior | Residential | New | All | Central Heating - Load Shed
Residential | Turnover | Manufactured Home | Energy Star Clothes Dryer | Residential | Existing | Manufactured Home | Water Heater Timeclock | Industrial | New | Chemicals and Plastics | Efficient Lighting - Exterior | Residential | New | All | Central air conditioner - 50% cycling
Residential | New | Single Family | Energy Star Clothes Dryer | Residential | New | Single Family | Water Heater Timeclock | Industrial | Turnover | Chemicals and Plastics | Efficient Lighting - Exterior | Residential | New | All | Central Heating - 50% cycling
Residential | New | Multi-Family | Energy Star Clothes Dryer | Residential | New | Multi-Family | Water Heater Timeclock | Industrial | New | Construction | Efficient Lighting - Exterior | Residential | New | All | Water heater switches
Residential | New | Manufactured Home | Energy Star Clothes Dryer | Residential | New | Manufactured Home | Water Heater Timeclock | Industrial | Turnover | Construction | Efficient Lighting - Exterior | Residential | New | All | Pool pump switches
Residential | Turnover | Single Family | Energy Star Clothes Washer | Residential | New | Residential | Solar Plus Storage | Industrial | New | Electrical and Electronic Equip. | Efficient Lighting - Exterior | Residential | New | All | Room AC control
Residential | Turnover | Multi-Family | Energy Star Clothes Washer |  |  |  |  | Industrial | Turnover | Electrical and Electronic Equip. | Efficient Lighting - Exterior | Residential | New | All | Smart thermostats - Utility Installation
Residential | Turnover | Manufactured Home | Energy Star Clothes Washer |  |  |  |  | Industrial | New | Lumber/Furniture/Pulp/Paper | Efficient Lighting - Exterior | Residential | New | All | Smart thermostats - BYOT
Residential | New | Single Family | Energy Star Clothes Washer |  |  |  |  | Industrial | Turnover | Lumber/Furniture/Pulp/Paper | Efficient Lighting - Exterior | Residential | New | All | CPP + Tech
Residential | New | Multi-Family | Energy Star Clothes Washer |  |  |  |  | Industrial | New | Metal Products and Machinery | Efficient Lighting - Exterior | Small C&I | New | 0-15,000 kWh | Central air conditioner - Load Shed
Residential | New | Manufactured Home | Energy Star Clothes Washer |  |  |  |  | Industrial | Turnover | Metal Products and Machinery | Efficient Lighting - Exterior | Small C&I | New | 15,001-25,000 kWh | Central air conditioner - Load Shed
Residential | Turnover | Single Family | Energy Star Dishwasher |  |  |  |  | Industrial | New | Miscellaneous Manufacturing | Efficient Lighting - Exterior | Small C&I | New | 25,001-50,000 kWh | Central air conditioner - Load Shed
Residential | Turnover | Multi-Family | Energy Star Dishwasher |  |  |  |  | Industrial | Turnover | Miscellaneous Manufacturing | Efficient Lighting - Exterior | Small C&I | New | 50,001 kWh + | Central air conditioner - Load Shed
Residential | Turnover | Manufactured Home | Energy Star Dishwasher |  |  |  |  | Industrial | Existing | Miscellaneous Manufacturing | Lighting Controls - Exterior | Small C&I | New | 0-15,000 kWh | Central Heating - Load Shed
Residential | New | Single Family | Energy Star Dishwasher |  |  |  |  | Industrial | New | Miscellaneous Manufacturing | Lighting Controls - Exterior | Small C&I | New | 15,001-25,000 kWh | Central Heating - Load Shed
Residential | New | Multi-Family | Energy Star Dishwasher |  |  |  |  | Industrial | New | Primary Resources Industries | Efficient Lighting - Exterior | Small C&I | New | 25,001-50,000 kWh | Central Heating - Load Shed
Residential | New | Manufactured Home | Energy Star Dishwasher |  |  |  |  | Industrial | Turnover | Primary Resources Industries | Efficient Lighting - Exterior | Small C&I | New | 50,001 kWh + | Central Heating - Load Shed
Residential | Turnover | Single Family | Energy Star Freezer |  |  |  |  | Industrial | New | Stone/Clay/Glass/Concrete | Efficient Lighting - Exterior | Small C&I | New | 0-15,000 kWh | Central air conditioner - 50% cycling
Residential | Turnover | Multi-Family | Energy Star Freezer |  |  |  |  | Industrial | Turnover | Stone/Clay/Glass/Concrete | Efficient Lighting - Exterior | Small C&I | New | 15,001-25,000 kWh | Central air conditioner - 50% cycling
Residential | Turnover | Manufactured Home | Energy Star Freezer |  |  |  |  | Industrial | New | Textiles and Leather | Efficient Lighting - Exterior | Small C&I | New | 25,001-50,000 kWh | Central air conditioner - 50% cycling
Residential | New | Single Family | Energy Star Freezer |  |  |  |  | Industrial | Turnover | Textiles and Leather | Efficient Lighting - Exterior | Small C&I | New | 50,001 kWh + | Central air conditioner - 50% cycling
Residential | New | Multi-Family | Energy Star Freezer |  |  |  |  | Industrial | New | Transportation Equipment | Efficient Lighting - Exterior | Small C&I | New | 0-15,000 kWh | Central Heating - 50% cycling
Residential | New | Manufactured Home | Energy Star Freezer |  |  |  |  | Industrial | Turnover | Transportation Equipment | Efficient Lighting - Exterior | Small C&I | New | 15,001-25,000 kWh | Central Heating - 50% cycling
Residential | Turnover | Single Family | Energy Star Refrigerator |  |  |  |  | Industrial | New | Water and Wastewater | Efficient Lighting - Exterior | Small C&I | New | 25,001-50,000 kWh | Central Heating - 50% cycling
Residential | Turnover | Multi-Family | Energy Star Refrigerator |  |  |  |  | Industrial | Turnover | Water and Wastewater | Efficient Lighting - Exterior | Small C&I | New | 50,001 kWh + | Central Heating - 50% cycling
Residential | Turnover | Manufactured Home | Energy Star Refrigerator | [8 empty] | Small C&I | New | 0-15,000 kWh | Smart thermostats - Utility Installation
Residential | New | Single Family | Energy Star Refrigerator | [8 empty] | Small C&I | New | 15,001-25,000 kWh | Smart thermostats - Utility Installation
Residential | New | Multi-Family | Energy Star Refrigerator | [8 empty] | Small C&I | New | 25,001-50,000 kWh | Smart thermostats - Utility Installation
Residential | New | Manufactured Home | Energy Star Refrigerator | [8 empty] | Small C&I | New | 50,001 kWh + | Smart thermostats - Utility Installation
Residential | Turnover | Single Family | Heat Pump Clothes Dryer | [8 empty] | Small C&I | New | 0-15,000 kWh | Smart thermostats - BYOT
Residential | Turnover | Multi-Family | Heat Pump Clothes Dryer | [8 empty] | Small C&I | New | 15,001-25,000 kWh | Smart thermostats - BYOT
Residential | Turnover | Manufactured Home | Heat Pump Clothes Dryer | [8 empty] | Small C&I | New | 25,001-50,000 kWh | Smart thermostats - BYOT
Residential | New | Single Family | Heat Pump Clothes Dryer | [8 empty] | Small C&I | New | 50,001 kWh + | Smart thermostats - BYOT
Residential | New | Multi-Family | Heat Pump Clothes Dryer | [8 empty] | Small C&I | New | 0-15,000 kWh | CPP + Tech
Residential | New | Manufactured Home | Heat Pump Clothes Dryer | [8 empty] | Small C&I | New | 15,001-25,000 kWh | CPP + Tech
Residential | Turnover | Single Family | High Efficiency Convection Oven | [8 empty] | Small C&I | New | 25,001-50,000 kWh | CPP + Tech
Residential | Turnover | Multi-Family | High Efficiency Convection Oven | [8 empty] | Small C&I | New | 50,001 kWh + | CPP + Tech
Residential | Turnover | Manufactured Home | High Efficiency Convection Oven
Residential | New | Single Family | High Efficiency Convection Oven
Residential | New | Multi-Family | High Efficiency Convection Oven
Residential | New | Manufactured Home | High Efficiency Convection Oven
Residential | Turnover | Single Family | High Efficiency Induction Cooktop
Residential | Turnover | Multi-Family | High Efficiency Induction Cooktop
Residential | Turnover | Manufactured Home | High Efficiency Induction Cooktop
Residential | New | Single Family | High Efficiency Induction Cooktop
Residential | New | Multi-Family | High Efficiency Induction Cooktop
Residential | New | Manufactured Home | High Efficiency Induction Cooktop
Residential | Turnover | Single Family | Heat Pump Water Heater
Residential | Turnover | Multi-Family | Heat Pump Water Heater
Residential | Turnover | Manufactured Home | Heat Pump Water Heater
Residential | New | Single Family | Heat Pump Water Heater
Residential | New | Multi-Family | Heat Pump Water Heater
Residential | New | Manufactured Home | Heat Pump Water Heater
Residential | Turnover | Single Family | Instantaneous Hot Water System
Residential | Turnover | Multi-Family | Instantaneous Hot Water System
Residential | Turnover | Manufactured Home | Instantaneous Hot Water System
Residential | New | Single Family | Instantaneous Hot Water System
Residential | New | Multi-Family | Instantaneous Hot Water System
Residential | New | Manufactured Home | Instantaneous Hot Water System
Residential | Turnover | Single Family | Solar Water Heater
Residential | Turnover | Multi-Family | Solar Water Heater
Residential | Turnover | Manufactured Home | Solar Water Heater
Residential | New | Single Family | Solar Water Heater
Residential | New | Multi-Family | Solar Water Heater
Residential | New | Manufactured Home | Solar Water Heater
Residential | Turnover | Single Family | Energy Star Air Purifier
Residential | Turnover | Multi-Family | Energy Star Air Purifier
Residential | Turnover | Manufactured Home | Energy Star Air Purifier
Residential | New | Single Family | Energy Star Air Purifier
Residential | New | Multi-Family | Energy Star Air Purifier
Residential | New | Manufactured Home | Energy Star Air Purifier
Residential | Turnover | Single Family | Energy Star Audio-Video Equipment
Residential | Turnover | Multi-Family | Energy Star Audio-Video Equipment
Residential | Turnover | Manufactured Home | Energy Star Audio-Video Equipment
Residential | New | Single Family | Energy Star Audio-Video Equipment
Residential | New | Multi-Family | Energy Star Audio-Video Equipment
Residential | New | Manufactured Home | Energy Star Audio-Video Equipment
Residential | Turnover | Single Family | Energy Star Imaging Equipment
Residential | Turnover | Multi-Family | Energy Star Imaging Equipment
Residential | Turnover | Manufactured Home | Energy Star Imaging Equipment
Residential | New | Single Family | Energy Star Imaging Equipment
Residential | New | Multi-Family | Energy Star Imaging Equipment
Residential | New | Manufactured Home | Energy Star Imaging Equipment
Residential | Turnover | Single Family | Energy Star Personal Computer
Residential | Turnover | Multi-Family | Energy Star Personal Computer
Residential | Turnover | Manufactured Home | Energy Star Personal Computer
Residential | New | Single Family | Energy Star Personal Computer
Residential | New | Multi-Family | Energy Star Personal Computer
Residential | New | Manufactured Home | Energy Star Personal Computer
Residential | Turnover | Single Family | Energy Star TV
Residential | Turnover | Multi-Family | Energy Star TV
Residential | Turnover | Manufactured Home | Energy Star TV
Residential | New | Single Family | Energy Star TV
Residential | New | Multi-Family | Energy Star TV
Residential | New | Manufactured Home | Energy Star TV
Residential | Turnover | Single Family | 14 SEER ASHP from base electric resistance heating
Residential | Turnover | Multi-Family | 14 SEER ASHP from base electric resistance heating
Residential | Turnover | Manufactured Home | 14 SEER ASHP from base electric resistance heating
Residential | New | Single Family | 14 SEER ASHP from base electric resistance heating
Residential | New | Multi-Family | 14 SEER ASHP from base electric resistance heating
Residential | New | Manufactured Home | 14 SEER ASHP from base electric resistance heating
Residential | Turnover | Single Family | 15 SEER Air Source Heat Pump
Residential | Turnover | Multi-Family | 15 SEER Air Source Heat Pump
Residential | Turnover | Manufactured Home | 15 SEER Air Source Heat Pump
Residential | New | Single Family | 15 SEER Air Source Heat Pump
Residential | New | Multi-Family | 15 SEER Air Source Heat Pump
Residential | New | Manufactured Home | 15 SEER Air Source Heat Pump
Residential | Turnover | Single Family | 15 SEER Central AC
Residential | Turnover | Multi-Family | 15 SEER Central AC
Residential | Turnover | Manufactured Home | 15 SEER Central AC
Residential | New | Single Family | 15 SEER Central AC
Residential | New | Multi-Family | 15 SEER Central AC
Residential | New | Manufactured Home | 15 SEER Central AC
Residential | Turnover | Single Family | 16 SEER Air Source Heat Pump
Residential | Turnover | Multi-Family | 16 SEER Air Source Heat Pump
Residential | Turnover | Manufactured Home | 16 SEER Air Source Heat Pump
Residential | New | Single Family | 16 SEER Air Source Heat Pump
Residential | New | Multi-Family | 16 SEER Air Source Heat Pump
Residential | New | Manufactured Home | 16 SEER Air Source Heat Pump
Residential | Turnover | Single Family | 16 SEER Central AC
Residential | Turnover | Multi-Family | 16 SEER Central AC
Residential | Turnover | Manufactured Home | 16 SEER Central AC
Residential | New | Single Family | 16 SEER Central AC
Residential | New | Multi-Family | 16 SEER Central AC
Residential | New | Manufactured Home | 16 SEER Central AC
Residential | Turnover | Single Family | 17 SEER Air Source Heat Pump
Residential | Turnover | Multi-Family | 17 SEER Air Source Heat Pump
Residential | Turnover | Manufactured Home | 17 SEER Air Source Heat Pump
Residential | New | Single Family | 17 SEER Air Source Heat Pump
Residential | New | Multi-Family | 17 SEER Air Source Heat Pump
Residential | New | Manufactured Home | 17 SEER Air Source Heat Pump
Residential | Turnover | Single Family | 17 SEER Central AC
Residential | Turnover | Multi-Family | 17 SEER Central AC
Residential | Turnover | Manufactured Home | 17 SEER Central AC
Residential | New | Single Family | 17 SEER Central AC
Residential | New | Multi-Family | 17 SEER Central AC
Residential | New | Manufactured Home | 17 SEER Central AC
Residential | Turnover | Single Family | 18 SEER Air Source Heat Pump
Residential | Turnover | Multi-Family | 18 SEER Air Source Heat Pump
Residential | Turnover | Manufactured Home | 18 SEER Air Source Heat Pump
Residential | New | Single Family | 18 SEER Air Source Heat Pump
Residential | New | Multi-Family | 18 SEER Air Source Heat Pump
Residential | New | Manufactured Home | 18 SEER Air Source Heat Pump
Residential | Turnover | Single Family | 18 SEER Central AC
Residential | Turnover | Multi-Family | 18 SEER Central AC
Residential | Turnover | Manufactured Home | 18 SEER Central AC
Residential | New | Single Family | 18 SEER Central AC
Residential | New | Multi-Family | 18 SEER Central AC
Residential | New | Manufactured Home | 18 SEER Central AC
Residential | Turnover | Single Family | 21 SEER Air Source Heat Pump
Residential | Turnover | Multi-Family | 21 SEER Air Source Heat Pump
Residential | Turnover | Manufactured Home | 21 SEER Air Source Heat Pump
Residential | New | Single Family | 21 SEER Air Source Heat Pump
Residential | New | Multi-Family | 21 SEER Air Source Heat Pump
Residential | New | Manufactured Home | 21 SEER Air Source Heat Pump
Residential | Turnover | Single Family | 21 SEER ASHP from base electric resistance heating
Residential | Turnover | Multi-Family | 21 SEER ASHP from base electric resistance heating
Residential | Turnover | Manufactured Home | 21 SEER ASHP from base electric resistance heating
Residential | New | Single Family | 21 SEER ASHP from base electric resistance heating
Residential | New | Multi-Family | 21 SEER ASHP from base electric resistance heating
Residential | New | Manufactured Home | 21 SEER ASHP from base electric resistance heating
Residential | Turnover | Single Family | 21 SEER Central AC
Residential | Turnover | Multi-Family | 21 SEER Central AC
Residential | Turnover | Manufactured Home | 21 SEER Central AC
Residential | New | Single Family | 21 SEER Central AC
Residential | New | Multi-Family | 21 SEER Central AC
Residential | New | Manufactured Home | 21 SEER Central AC
Residential | Turnover | Single Family | Energy Star Room AC
Residential | Turnover | Multi-Family | Energy Star Room AC
Residential | Turnover | Manufactured Home | Energy Star Room AC
Residential | New | Single Family | Energy Star Room AC
Residential | New | Multi-Family | Energy Star Room AC
Residential | New | Manufactured Home | Energy Star Room AC
Residential | Turnover | Single Family | Ground Source Heat Pump
Residential | Turnover | Multi-Family | Ground Source Heat Pump
Residential | Turnover | Manufactured Home | Ground Source Heat Pump
Residential | New | Single Family | Ground Source Heat Pump
Residential | New | Multi-Family | Ground Source Heat Pump
Residential | New | Manufactured Home | Ground Source Heat Pump
Residential | Turnover | Single Family | Variable Refrigerant Flow (VRF) HVAC Systems
Residential | Turnover | Multi-Family | Variable Refrigerant Flow (VRF) HVAC Systems
Residential | Turnover | Manufactured Home | Variable Refrigerant Flow (VRF) HVAC Systems
Residential | New | Single Family | Variable Refrigerant Flow (VRF) HVAC Systems
Residential | New | Multi-Family | Variable Refrigerant Flow (VRF) HVAC Systems
Residential | New | Manufactured Home | Variable Refrigerant Flow (VRF) HVAC Systems
Residential | Turnover | Single Family | CFL - 15W Flood (Exterior)
Residential | Turnover | Multi-Family | CFL - 15W Flood (Exterior)
Residential | Turnover | Manufactured Home | CFL - 15W Flood (Exterior)
Residential | New | Single Family | CFL - 15W Flood (Exterior)
Residential | New | Multi-Family | CFL - 15W Flood (Exterior)
Residential | New | Manufactured Home | CFL - 15W Flood (Exterior)
Residential | Turnover | Single Family | CFL - 15W Flood
Residential | Turnover | Multi-Family | CFL - 15W Flood
Residential | Turnover | Manufactured Home | CFL - 15W Flood
Residential | New | Single Family | CFL - 15W Flood
Residential | New | Multi-Family | CFL - 15W Flood
Residential | New | Manufactured Home | CFL - 15W Flood
Residential | Turnover | Single Family | CFL-13W
Residential | Turnover | Multi-Family | CFL-13W
Residential | Turnover | Manufactured Home | CFL-13W
Residential | New | Single Family | CFL-13W
Residential | New | Multi-Family | CFL-13W
Residential | New | Manufactured Home | CFL-13W
Residential | Turnover | Single Family | CFL-23W
Residential | Turnover | Multi-Family | CFL-23W
Residential | Turnover | Manufactured Home | CFL-23W
Residential | New | Single Family | CFL-23W
Residential | New | Multi-Family | CFL-23W
Residential | New | Manufactured Home | CFL-23W
Residential | Turnover | Single Family | LED - 14W
Residential | Turnover | Multi-Family | LED - 14W
Residential | Turnover | Manufactured Home | LED - 14W
Residential | New | Single Family | LED - 14W
Residential | New | Multi-Family | LED - 14W
Residential | New | Manufactured Home | LED - 14W
Residential | Turnover | Single Family | LED - 9W Flood (Exterior)
Residential | Turnover | Multi-Family | LED - 9W Flood (Exterior)
Residential | Turnover | Manufactured Home | LED - 9W Flood (Exterior)
Residential | New | Single Family | LED - 9W Flood (Exterior)
Residential | New | Multi-Family | LED - 9W Flood (Exterior)
Residential | New | Manufactured Home | LED - 9W Flood (Exterior)
Residential | Turnover | Single Family | LED - 9W Flood
Residential | Turnover | Multi-Family | LED - 9W Flood
Residential | Turnover | Manufactured Home | LED - 9W Flood
Residential | New | Single Family | LED - 9W Flood
Residential | New | Multi-Family | LED - 9W Flood
Residential | New | Manufactured Home | LED - 9W Flood
Residential | Turnover | Single Family | LED - 9W
Residential | Turnover | Multi-Family | LED - 9W
Residential | Turnover | Manufactured Home | LED - 9W
Residential | New | Single Family | LED - 9W
Residential | New | Multi-Family | LED - 9W
Residential | New | Manufactured Home | LED - 9W
Residential | Turnover | Single Family | LED Specialty Lamps-5W Chandelier
Residential | Turnover | Multi-Family | LED Specialty Lamps-5W Chandelier
Residential | Turnover | Manufactured Home | LED Specialty Lamps-5W Chandelier
Residential | New | Single Family | LED Specialty Lamps-5W Chandelier
Residential | New | Multi-Family | LED Specialty Lamps-5W Chandelier
Residential | New | Manufactured Home | LED Specialty Lamps-5W Chandelier
Residential | Turnover | Single Family | Linear LED
Residential | Turnover | Multi-Family | Linear LED
Residential | Turnover | Manufactured Home | Linear LED
Residential | New | Single Family | Linear LED
Residential | New | Multi-Family | Linear LED
Residential | New | Manufactured Home | Linear LED
Residential | Turnover | Single Family | Low Wattage T8 Fixture
Residential | Turnover | Multi-Family | Low Wattage T8 Fixture
Residential | Turnover | Manufactured Home | Low Wattage T8 Fixture
Residential | New | Single Family | Low Wattage T8 Fixture
Residential | New | Multi-Family | Low Wattage T8 Fixture
Residential | New | Manufactured Home | Low Wattage T8 Fixture
Residential | Turnover | Single Family | Energy Star Bathroom Ventilating Fan
Residential | Turnover | Multi-Family | Energy Star Bathroom Ventilating Fan
Residential | Turnover | Manufactured Home | Energy Star Bathroom Ventilating Fan
Residential | New | Single Family | Energy Star Bathroom Ventilating Fan
Residential | New | Multi-Family | Energy Star Bathroom Ventilating Fan
Residential | New | Manufactured Home | Energy Star Bathroom Ventilating Fan
Residential | Turnover | Single Family | Energy Star Ceiling Fan
Residential | Turnover | Multi-Family | Energy Star Ceiling Fan
Residential | Turnover | Manufactured Home | Energy Star Ceiling Fan
Residential | New | Single Family | Energy Star Ceiling Fan
Residential | New | Multi-Family | Energy Star Ceiling Fan
Residential | New | Manufactured Home | Energy Star Ceiling Fan
Residential | Turnover | Single Family | Energy Star Dehumidifier
Residential | Turnover | Multi-Family | Energy Star Dehumidifier
Residential | Turnover | Manufactured Home | Energy Star Dehumidifier
Residential | New | Single Family | Energy Star Dehumidifier
Residential | New | Multi-Family | Energy Star Dehumidifier
Residential | New | Manufactured Home | Energy Star Dehumidifier
Residential | Turnover | Single Family | Heat Pump Pool Heater
Residential | Turnover | Multi-Family | Heat Pump Pool Heater
Residential | Turnover | Manufactured Home | Heat Pump Pool Heater
Residential | New | Single Family | Heat Pump Pool Heater
Residential | New | Multi-Family | Heat Pump Pool Heater
Residential | New | Manufactured Home | Heat Pump Pool Heater
Residential | Turnover | Single Family | Solar Pool Heater
Residential | Turnover | Multi-Family | Solar Pool Heater
Residential | Turnover | Manufactured Home | Solar Pool Heater
Residential | New | Single Family | Solar Pool Heater
Residential | New | Multi-Family | Solar Pool Heater
Residential | New | Manufactured Home | Solar Pool Heater
Residential | Turnover | Single Family | Solar Powered Pool Pumps
Residential | Turnover | Multi-Family | Solar Powered Pool Pumps
Residential | Turnover | Manufactured Home | Solar Powered Pool Pumps
Residential | New | Single Family | Solar Powered Pool Pumps
Residential | New | Multi-Family | Solar Powered Pool Pumps
Residential | New | Manufactured Home | Solar Powered Pool Pumps
Residential | Turnover | Single Family | Two Speed Pool Pump
Residential | Turnover | Multi-Family | Two Speed Pool Pump
Residential | Turnover | Manufactured Home | Two Speed Pool Pump
Residential | New | Single Family | Two Speed Pool Pump
Residential | New | Multi-Family | Two Speed Pool Pump
Residential | New | Manufactured Home | Two Speed Pool Pump
Residential | Turnover | Single Family | Variable Speed Pool Pump
Residential | Turnover | Multi-Family | Variable Speed Pool Pump
Residential | Turnover | Manufactured Home | Variable Speed Pool Pump
Residential | New | Single Family | Variable Speed Pool Pump
Residential | New | Multi-Family | Variable Speed Pool Pump
Residential | New | Manufactured Home | Variable Speed Pool Pump
Residential | Existing | Single Family | Removal of 2nd Refrigerator-Freezer
Residential | Existing | Multi-Family | Removal of 2nd Refrigerator-Freezer
Residential | Existing | Manufactured Home | Removal of 2nd Refrigerator-Freezer
Residential | New | Single Family | Removal of 2nd Refrigerator-Freezer
Residential | New | Multi-Family | Removal of 2nd Refrigerator-Freezer
Residential | New | Manufactured Home | Removal of 2nd Refrigerator-Freezer
Residential | Existing | Single Family | Drain Water Heat Recovery
Residential | Existing | Multi-Family | Drain Water Heat Recovery
Residential | Existing | Manufactured Home | Drain Water Heat Recovery
Residential | New | Single Family | Drain Water Heat Recovery
Residential | New | Multi-Family | Drain Water Heat Recovery
Residential | New | Manufactured Home | Drain Water Heat Recovery
Residential | Existing | Single Family | Faucet Aerator
Residential | Existing | Multi-Family | Faucet Aerator
Residential | Existing | Manufactured Home | Faucet Aerator
Residential | New | Single Family | Faucet Aerator
Residential | New | Multi-Family | Faucet Aerator
Residential | New | Manufactured Home | Faucet Aerator
Residential | Existing | Single Family | Heat Trap
Residential | Existing | Multi-Family | Heat Trap
Residential | Existing | Manufactured Home | Heat Trap
Residential | New | Single Family | Heat Trap
Residential | New | Multi-Family | Heat Trap
Residential | New | Manufactured Home | Heat Trap
Residential | Existing | Single Family | Hot Water Pipe Insulation
Residential | Existing | Multi-Family | Hot Water Pipe Insulation
Residential | Existing | Manufactured Home | Hot Water Pipe Insulation
Residential | New | Single Family | Hot Water Pipe Insulation
Residential | New | Multi-Family | Hot Water Pipe Insulation
Residential | New | Manufactured Home | Hot Water Pipe Insulation
Residential | Existing | Single Family | Low Flow Showerhead
Residential | Existing | Multi-Family | Low Flow Showerhead
Residential | Existing | Manufactured Home | Low Flow Showerhead
Residential | New | Single Family | Low Flow Showerhead
Residential | New | Multi-Family | Low Flow Showerhead
Residential | New | Manufactured Home | Low Flow Showerhead
Residential | Existing | Single Family | Thermostatic Shower Restriction Valve
Residential | Existing | Multi-Family | Thermostatic Shower Restriction Valve
Residential | Existing | Manufactured Home | Thermostatic Shower Restriction Valve
Residential | New | Single Family | Thermostatic Shower Restriction Valve
Residential | New | Multi-Family | Thermostatic Shower Restriction Valve
Residential | New | Manufactured Home | Thermostatic Shower Restriction Valve
Residential | Existing | Single Family | Water Heater Blanket
Residential | Existing | Multi-Family | Water Heater Blanket
Residential | Existing | Manufactured Home | Water Heater Blanket
Residential | New | Single Family | Water Heater Blanket
Residential | New | Multi-Family | Water Heater Blanket
Residential | New | Manufactured Home | Water Heater Blanket
Residential | Existing | Single Family | Water Heater Thermostat Setback
Residential | Existing | Multi-Family | Water Heater Thermostat Setback
Residential | Existing | Manufactured Home | Water Heater Thermostat Setback
Residential | New | Single Family | Water Heater Thermostat Setback
Residential | New | Multi-Family | Water Heater Thermostat Setback
Residential | New | Manufactured Home | Water Heater Thermostat Setback
Residential | Existing | Single Family | Smart Power Strip
Residential | Existing | Multi-Family | Smart Power Strip
Residential | Existing | Manufactured Home | Smart Power Strip
Residential | New | Single Family | Smart Power Strip
Residential | New | Multi-Family | Smart Power Strip
Residential | New | Manufactured Home | Smart Power Strip
Residential | Existing | Single Family | Air Sealing-Infiltration Control
Residential | Existing | Multi-Family | Air Sealing-Infiltration Control
Residential | Existing | Manufactured Home | Air Sealing-Infiltration Control
Residential | New | Single Family | Air Sealing-Infiltration Control
Residential | New | Multi-Family | Air Sealing-Infiltration Control
Residential | New | Manufactured Home | Air Sealing-Infiltration Control
Residential | Existing | Single Family | Ceiling Insulation(R12 to R38)
Residential | Existing | Multi-Family | Ceiling Insulation(R12 to R38)
Residential | Existing | Manufactured Home | Ceiling Insulation(R12 to R38)
Residential | New | Single Family | Ceiling Insulation(R12 to R38)
Residential | New | Multi-Family | Ceiling Insulation(R12 to R38)
Residential | New | Manufactured Home | Ceiling Insulation(R12 to R38)
Residential | Existing | Single Family | Ceiling Insulation(R19 to R38)
Residential | Existing | Multi-Family | Ceiling Insulation(R19 to R38)
Residential | Existing | Manufactured Home | Ceiling Insulation(R19 to R38)
Residential | New | Single Family | Ceiling Insulation(R19 to R38)
Residential | New | Multi-Family | Ceiling Insulation(R19 to R38)
Residential | New | Manufactured Home | Ceiling Insulation(R19 to R38)
Residential | Existing | Single Family | Ceiling Insulation(R2 to R38)
Residential | Existing | Multi-Family | Ceiling Insulation(R2 to R38)
Residential | Existing | Manufactured Home | Ceiling Insulation(R2 to R38)
Residential | New | Single Family | Ceiling Insulation(R2 to R38)
Residential | New | Multi-Family | Ceiling Insulation(R2 to R38)
Residential | New | Manufactured Home | Ceiling Insulation(R2 to R38)
Residential | Existing | Single Family | Ceiling Insulation(R30 to R38)
Residential | Existing | Multi-Family | Ceiling Insulation(R30 to R38)
Residential | Existing | Manufactured Home | Ceiling Insulation(R30 to R38)
Residential | New | Single Family | Ceiling Insulation(R30 to R38)
Residential | New | Multi-Family | Ceiling Insulation(R30 to R38)
Residential | New | Manufactured Home | Ceiling Insulation(R30 to R38)
Residential | Existing | Single Family | Central AC Tune Up
Residential | Existing | Multi-Family | Central AC Tune Up
Residential | Existing | Manufactured Home | Central AC Tune Up
Residential | New | Single Family | Central AC Tune Up
Residential | New | Multi-Family | Central AC Tune Up
Residential | New | Manufactured Home | Central AC Tune Up
Residential | Existing | Single Family | Duct Insulation
Residential | Existing | Multi-Family | Duct Insulation
Residential | Existing | Manufactured Home | Duct Insulation
Residential | New | Single Family | Duct Insulation
Residential | New | Multi-Family | Duct Insulation
Residential | New | Manufactured Home | Duct Insulation
Residential | Existing | Single Family | Duct Repair
Residential | Existing | Multi-Family | Duct Repair
Residential | Existing | Manufactured Home | Duct Repair
Residential | New | Single Family | Duct Repair
Residential | New | Multi-Family | Duct Repair
Residential | New | Manufactured Home | Duct Repair
Residential | Existing | Single Family | Energy Star Certified Roof Products
Residential | Existing | Multi-Family | Energy Star Certified Roof Products
Residential | Existing | Manufactured Home | Energy Star Certified Roof Products
Residential | New | Single Family | Energy Star Certified Roof Products
Residential | New | Multi-Family | Energy Star Certified Roof Products
Residential | New | Manufactured Home | Energy Star Certified Roof Products
Residential | Existing | Single Family | Energy Star Door
Residential | Existing | Multi-Family | Energy Star Door
Residential | Existing | Manufactured Home | Energy Star Door
Residential | New | Single Family | Energy Star Door
Residential | New | Multi-Family | Energy Star Door
Residential | New | Manufactured Home | Energy Star Door
Residential | Existing | Single Family | Energy Star Windows
Residential | Existing | Multi-Family | Energy Star Windows
Residential | Existing | Manufactured Home | Energy Star Windows
Residential | New | Single Family | Energy Star Windows
Residential | New | Multi-Family | Energy Star Windows
Residential | New | Manufactured Home | Energy Star Windows
Residential | Existing | Single Family | Floor Insulation
Residential | Existing | Multi-Family | Floor Insulation
Residential | Existing | Manufactured Home | Floor Insulation
Residential | New | Single Family | Floor Insulation
Residential | New | Multi-Family | Floor Insulation
Residential | New | Manufactured Home | Floor Insulation
Residential | Existing | Single Family | Green Roof
Residential | Existing | Multi-Family | Green Roof
Residential | Existing | Manufactured Home | Green Roof
Residential | New | Single Family | Green Roof
Residential | New | Multi-Family | Green Roof
Residential | New | Manufactured Home | Green Roof
Residential | Existing | Single Family | Heat Pump Tune Up
Residential | Existing | Multi-Family | Heat Pump Tune Up
Residential | Existing | Manufactured Home | Heat Pump Tune Up
Residential | New | Single Family | Heat Pump Tune Up
Residential | New | Multi-Family | Heat Pump Tune Up
Residential | New | Manufactured Home | Heat Pump Tune Up
Residential | Existing | Single Family | Home Energy Management System
Residential | Existing | Multi-Family | Home Energy Management System
Residential | Existing | Manufactured Home | Home Energy Management System
Residential | New | Single Family | Home Energy Management System
Residential | New | Multi-Family | Home Energy Management System
Residential | New | Manufactured Home | Home Energy Management System
Residential | Existing | Single Family | HVAC ECM Motor
Residential | Existing | Multi-Family | HVAC ECM Motor
Residential | Existing | Manufactured Home | HVAC ECM Motor
Residential | New | Single Family | HVAC ECM Motor
Residential | New | Multi-Family | HVAC ECM Motor
Residential | New | Manufactured Home | HVAC ECM Motor
Residential | Existing | Single Family | Programmable Thermostat
Residential | Existing | Multi-Family | Programmable Thermostat
Residential | Existing | Manufactured Home | Programmable Thermostat
Residential | New | Single Family | Programmable Thermostat
Residential | New | Multi-Family | Programmable Thermostat
Residential | New | Manufactured Home | Programmable Thermostat
Residential | Existing | Single Family | Radiant Barrier
Residential | Existing | Multi-Family | Radiant Barrier
Residential | Existing | Manufactured Home | Radiant Barrier
Residential | New | Single Family | Radiant Barrier
Residential | New | Multi-Family | Radiant Barrier
Residential | New | Manufactured Home | Radiant Barrier
Residential | Existing | Single Family | Sealed crawlspace
Residential | Existing | Multi-Family | Sealed crawlspace
Residential | Existing | Manufactured Home | Sealed crawlspace
Residential | New | Single Family | Sealed crawlspace
Residential | New | Multi-Family | Sealed crawlspace
Residential | New | Manufactured Home | Sealed crawlspace
Residential | Existing | Single Family | Smart Thermostat
Residential | Existing | Multi-Family | Smart Thermostat
Residential | Existing | Manufactured Home | Smart Thermostat
Residential | New | Single Family | Smart Thermostat
Residential | New | Multi-Family | Smart Thermostat
Residential | New | Manufactured Home | Smart Thermostat
Residential | Existing | Single Family | Spray Foam Insulation(Base R12)
Residential | Existing | Multi-Family | Spray Foam Insulation(Base R12)
Residential | Existing | Manufactured Home | Spray Foam Insulation(Base R12)
Residential | New | Single Family | Spray Foam Insulation(Base R12)
Residential | New | Multi-Family | Spray Foam Insulation(Base R12)
Residential | New | Manufactured Home | Spray Foam Insulation(Base R12)
Residential | Existing | Single Family | Spray Foam Insulation(Base R19)
Residential | Existing | Multi-Family | Spray Foam Insulation(Base R19)
Residential | Existing | Manufactured Home | Spray Foam Insulation(Base R19)
Residential | New | Single Family | Spray Foam Insulation(Base R19)
Residential | New | Multi-Family | Spray Foam Insulation(Base R19)
Residential | New | Manufactured Home | Spray Foam Insulation(Base R19)
Residential | Existing | Single Family | Spray Foam Insulation(Base R2)
Residential | Existing | Multi-Family | Spray Foam Insulation(Base R2)
Residential | Existing | Manufactured Home | Spray Foam Insulation(Base R2)
Residential | New | Single Family | Spray Foam Insulation(Base R2)
Residential | New | Multi-Family | Spray Foam Insulation(Base R2)
Residential | New | Manufactured Home | Spray Foam Insulation(Base R2)
Residential | Existing | Single Family | Spray Foam Insulation(Base R30)
Residential | Existing | Multi-Family | Spray Foam Insulation(Base R30)
Residential | Existing | Manufactured Home | Spray Foam Insulation(Base R30)
Residential | New | Single Family | Spray Foam Insulation(Base R30)
Residential | New | Multi-Family | Spray Foam Insulation(Base R30)
Residential | New | Manufactured Home | Spray Foam Insulation(Base R30)
Residential | Existing | Single Family | Storm Door
Residential | Existing | Multi-Family | Storm Door
Residential | Existing | Manufactured Home | Storm Door
Residential | New | Single Family | Storm Door
Residential | New | Multi-Family | Storm Door
Residential | New | Manufactured Home | Storm Door
Residential | Existing | Single Family | Wall Insulation
Residential | Existing | Multi-Family | Wall Insulation
Residential | Existing | Manufactured Home | Wall Insulation
Residential | New | Single Family | Wall Insulation
Residential | New | Multi-Family | Wall Insulation
Residential | New | Manufactured Home | Wall Insulation
Residential | Existing | Single Family | Window Sun Protection
Residential | Existing | Multi-Family | Window Sun Protection
Residential | Existing | Manufactured Home | Window Sun Protection
Residential | New | Single Family | Window Sun Protection
Residential | New | Multi-Family | Window Sun Protection
Residential | New | Manufactured Home | Window Sun Protection
Residential | Existing | Single Family | Exterior Lighting Controls
Residential | Existing | Multi-Family | Exterior Lighting Controls
Residential | Existing | Manufactured Home | Exterior Lighting Controls
Residential | New | Single Family | Exterior Lighting Controls
Residential | New | Multi-Family | Exterior Lighting Controls
Residential | New | Manufactured Home | Exterior Lighting Controls
Residential | Existing | Single Family | Interior Lighting Controls
Residential | Existing | Multi-Family | Interior Lighting Controls
Residential | Existing | Manufactured Home | Interior Lighting Controls
Residential | New | Single Family | Interior Lighting Controls
Residential | New | Multi-Family | Interior Lighting Controls
Residential | New | Manufactured Home | Interior Lighting Controls
Residential | Existing | Single Family | Solar Attic Fan
Residential | Existing | Multi-Family | Solar Attic Fan
Residential | Existing | Manufactured Home | Solar Attic Fan
Residential | New | Single Family | Solar Attic Fan
Residential | New | Multi-Family | Solar Attic Fan
Residential | New | Manufactured Home | Solar Attic Fan
Residential | New | Single Family | Solar Voltaic
Residential | New | Multi-Family | Solar Voltaic
Commercial | Turnover | Assembly | Efficient Exhaust Hood
Commercial | Turnover | College and University | Efficient Exhaust Hood
Commercial | Turnover | Grocery | Efficient Exhaust Hood
Commercial | Turnover | Healthcare | Efficient Exhaust Hood
Commercial | Turnover | Hospitals | Efficient Exhaust Hood
Commercial | Turnover | Institutional | Efficient Exhaust Hood
Commercial | Turnover | Lodging/Hospitality | Efficient Exhaust Hood
Commercial | Turnover | Miscellaneous | Efficient Exhaust Hood
Commercial | Turnover | Offices | Efficient Exhaust Hood
Commercial | Turnover | Restaurants | Efficient Exhaust Hood
Commercial | Turnover | Retail | Efficient Exhaust Hood
Commercial | Turnover | Schools K-12 | Efficient Exhaust Hood
Commercial | Turnover | Warehouse | Efficient Exhaust Hood
Commercial | New | Assembly | Efficient Exhaust Hood
Commercial | New | College and University | Efficient Exhaust Hood
Commercial | New | Grocery | Efficient Exhaust Hood
Commercial | New | Healthcare | Efficient Exhaust Hood
Commercial | New | Hospitals | Efficient Exhaust Hood
Commercial | New | Institutional | Efficient Exhaust Hood
Commercial | New | Lodging/Hospitality | Efficient Exhaust Hood
Commercial | New | Miscellaneous | Efficient Exhaust Hood
Commercial | New | Offices | Efficient Exhaust Hood
Commercial | New | Restaurants | Efficient Exhaust Hood
Commercial | New | Retail | Efficient Exhaust Hood
Commercial | New | Schools K-12 | Efficient Exhaust Hood
Commercial | New | Warehouse | Efficient Exhaust Hood
Commercial | Turnover | Assembly | Energy Star Commercial Oven
Commercial | Turnover | College and University | Energy Star Commercial Oven
Commercial | Turnover | Grocery | Energy Star Commercial Oven
Commercial | Turnover | Healthcare | Energy Star Commercial Oven
Commercial | Turnover | Hospitals | Energy Star Commercial Oven
Commercial | Turnover | Institutional | Energy Star Commercial Oven
Commercial | Turnover | Lodging/Hospitality | Energy Star Commercial Oven
Commercial | Turnover | Miscellaneous | Energy Star Commercial Oven
Commercial | Turnover | Offices | Energy Star Commercial Oven
Commercial | Turnover | Restaurants | Energy Star Commercial Oven
Commercial | Turnover | Retail | Energy Star Commercial Oven
Commercial | Turnover | Schools K-12 | Energy Star Commercial Oven
Commercial | Turnover | Warehouse | Energy Star Commercial Oven
Commercial | New | Assembly | Energy Star Commercial Oven
Commercial | New | College and University | Energy Star Commercial Oven
Commercial | New | Grocery | Energy Star Commercial Oven
Commercial | New | Healthcare | Energy Star Commercial Oven
Commercial | New | Hospitals | Energy Star Commercial Oven
Commercial | New | Institutional | Energy Star Commercial Oven
Commercial | New | Lodging/Hospitality | Energy Star Commercial Oven
Commercial | New | Miscellaneous | Energy Star Commercial Oven
Commercial | New | Offices | Energy Star Commercial Oven
Commercial | New | Restaurants | Energy Star Commercial Oven
Commercial | New | Retail | Energy Star Commercial Oven
Commercial | New | Schools K-12 | Energy Star Commercial Oven
Commercial | New | Warehouse | Energy Star Commercial Oven
Commercial | Turnover | Assembly | Energy Star Fryer
Commercial | Turnover | College and University | Energy Star Fryer
Commercial | Turnover | Grocery | Energy Star Fryer
Commercial | Turnover | Healthcare | Energy Star Fryer
Commercial | Turnover | Hospitals | Energy Star Fryer
Commercial | Turnover | Institutional | Energy Star Fryer
Commercial | Turnover | Lodging/Hospitality | Energy Star Fryer
Commercial | Turnover | Miscellaneous | Energy Star Fryer
Commercial | Turnover | Offices | Energy Star Fryer
Commercial | Turnover | Restaurants | Energy Star Fryer
Commercial | Turnover | Retail | Energy Star Fryer
Commercial | Turnover | Schools K-12 | Energy Star Fryer
Commercial | Turnover | Warehouse | Energy Star Fryer
Commercial | New | Assembly | Energy Star Fryer
Commercial | New | College and University | Energy Star Fryer
Commercial | New | Grocery | Energy Star Fryer
Commercial | New | Healthcare | Energy Star Fryer
Commercial | New | Hospitals | Energy Star Fryer
Commercial | New | Institutional | Energy Star Fryer
Commercial | New | Lodging/Hospitality | Energy Star Fryer
Commercial | New | Miscellaneous | Energy Star Fryer
Commercial | New | Offices | Energy Star Fryer
Commercial | New | Restaurants | Energy Star Fryer
Commercial | New | Retail | Energy Star Fryer
Commercial | New | Schools K-12 | Energy Star Fryer
Commercial | New | Warehouse | Energy Star Fryer
Commercial | Turnover | Assembly | Energy Star Griddle
Commercial | Turnover | College and University | Energy Star Griddle
Commercial | Turnover | Grocery | Energy Star Griddle
Commercial | Turnover | Healthcare | Energy Star Griddle
Commercial | Turnover | Hospitals | Energy Star Griddle
Commercial | Turnover | Institutional | Energy Star Griddle
Commercial | Turnover | Lodging/Hospitality | Energy Star Griddle
Commercial | Turnover | Miscellaneous | Energy Star Griddle
Commercial | Turnover | Offices | Energy Star Griddle
Commercial | Turnover | Restaurants | Energy Star Griddle
Commercial | Turnover | Retail | Energy Star Griddle
Commercial | Turnover | Schools K-12 | Energy Star Griddle
Commercial | Turnover | Warehouse | Energy Star Griddle
Commercial | New | Assembly | Energy Star Griddle
Commercial | New | College and University | Energy Star Griddle
Commercial | New | Grocery | Energy Star Griddle
Commercial | New | Healthcare | Energy Star Griddle
Commercial | New | Hospitals | Energy Star Griddle
Commercial | New | Institutional | Energy Star Griddle
Commercial | New | Lodging/Hospitality | Energy Star Griddle
Commercial | New | Miscellaneous | Energy Star Griddle
Commercial | New | Offices | Energy Star Griddle
Commercial | New | Restaurants | Energy Star Griddle
Commercial | New | Retail | Energy Star Griddle
Commercial | New | Schools K-12 | Energy Star Griddle
Commercial | New | Warehouse | Energy Star Griddle
Commercial | Turnover | Assembly | Energy Star Hot Food Holding Cabinet
Commercial | Turnover | College and University | Energy Star Hot Food Holding Cabinet
Commercial | Turnover | Grocery | Energy Star Hot Food Holding Cabinet
Commercial | Turnover | Healthcare | Energy Star Hot Food Holding Cabinet
Commercial | Turnover | Hospitals | Energy Star Hot Food Holding Cabinet
Commercial | Turnover | Institutional | Energy Star Hot Food Holding Cabinet
Commercial | Turnover | Lodging/Hospitality | Energy Star Hot Food Holding Cabinet
Commercial | Turnover | Miscellaneous | Energy Star Hot Food Holding Cabinet
Commercial | Turnover | Offices | Energy Star Hot Food Holding Cabinet
Commercial | Turnover | Restaurants | Energy Star Hot Food Holding Cabinet
Commercial | Turnover | Retail | Energy Star Hot Food Holding Cabinet
Commercial | Turnover | Schools K-12 | Energy Star Hot Food Holding Cabinet
Commercial | Turnover | Warehouse | Energy Star Hot Food Holding Cabinet
Commercial | New | Assembly | Energy Star Hot Food Holding Cabinet
Commercial | New | College and University | Energy Star Hot Food Holding Cabinet
Commercial | New | Grocery | Energy Star Hot Food Holding Cabinet
Commercial | New | Healthcare | Energy Star Hot Food Holding Cabinet
Commercial | New | Hospitals | Energy Star Hot Food Holding Cabinet
Commercial | New | Institutional | Energy Star Hot Food Holding Cabinet
Commercial | New | Lodging/Hospitality | Energy Star Hot Food Holding Cabinet
Commercial | New | Miscellaneous | Energy Star Hot Food Holding Cabinet
Commercial | New | Offices | Energy Star Hot Food Holding Cabinet
Commercial | New | Restaurants | Energy Star Hot Food Holding Cabinet
Commercial | New | Retail | Energy Star Hot Food Holding Cabinet
Commercial | New | Schools K-12 | Energy Star Hot Food Holding Cabinet
Commercial | New | Warehouse | Energy Star Hot Food Holding Cabinet
Commercial | Turnover | Assembly | Energy Star Steamer
Commercial | Turnover | College and University | Energy Star Steamer
Commercial | Turnover | Grocery | Energy Star Steamer
Commercial | Turnover | Healthcare | Energy Star Steamer
Commercial | Turnover | Hospitals | Energy Star Steamer
Commercial | Turnover | Institutional | Energy Star Steamer
Commercial | Turnover | Lodging/Hospitality | Energy Star Steamer
Commercial | Turnover | Miscellaneous | Energy Star Steamer
Commercial | Turnover | Offices | Energy Star Steamer
Commercial | Turnover | Restaurants | Energy Star Steamer
Commercial | Turnover | Retail | Energy Star Steamer
Commercial | Turnover | Schools K-12 | Energy Star Steamer
Commercial | Turnover | Warehouse | Energy Star Steamer
Commercial | New | Assembly | Energy Star Steamer
Commercial | New | College and University | Energy Star Steamer
Commercial | New | Grocery | Energy Star Steamer
Commercial | New | Healthcare | Energy Star Steamer
Commercial | New | Hospitals | Energy Star Steamer
Commercial | New | Institutional | Energy Star Steamer
Commercial | New | Lodging/Hospitality | Energy Star Steamer
Commercial | New | Miscellaneous | Energy Star Steamer
Commercial | New | Offices | Energy Star Steamer
Commercial | New | Restaurants | Energy Star Steamer
Commercial | New | Retail | Energy Star Steamer
Commercial | New | Schools K-12 | Energy Star Steamer
Commercial | New | Warehouse | Energy Star Steamer
Commercial | Turnover | Assembly | Induction Cooktops
Commercial | Turnover | College and University | Induction Cooktops
Commercial | Turnover | Grocery | Induction Cooktops
Commercial | Turnover | Healthcare | Induction Cooktops
Commercial | Turnover | Hospitals | Induction Cooktops
Commercial | Turnover | Institutional | Induction Cooktops
Commercial | Turnover | Lodging/Hospitality | Induction Cooktops
Commercial | Turnover | Miscellaneous | Induction Cooktops
Commercial | Turnover | Offices | Induction Cooktops
Commercial | Turnover | Restaurants | Induction Cooktops
Commercial | Turnover | Retail | Induction Cooktops
Commercial | Turnover | Schools K-12 | Induction Cooktops
Commercial | Turnover | Warehouse | Induction Cooktops
Commercial | New | Assembly | Induction Cooktops
Commercial | New | College and University | Induction Cooktops
Commercial | New | Grocery | Induction Cooktops
Commercial | New | Healthcare | Induction Cooktops
Commercial | New | Hospitals | Induction Cooktops
Commercial | New | Institutional | Induction Cooktops
Commercial | New | Lodging/Hospitality | Induction Cooktops
Commercial | New | Miscellaneous | Induction Cooktops
Commercial | New | Offices | Induction Cooktops
Commercial | New | Restaurants | Induction Cooktops
Commercial | New | Retail | Induction Cooktops
Commercial | New | Schools K-12 | Induction Cooktops
Commercial | New | Warehouse | Induction Cooktops
Commercial | Turnover | Assembly | Energy Star Commercial Dishwasher
Commercial | Turnover | College and University | Energy Star Commercial Dishwasher
Commercial | Turnover | Grocery | Energy Star Commercial Dishwasher
Commercial | Turnover | Healthcare | Energy Star Commercial Dishwasher
Commercial | Turnover | Hospitals | Energy Star Commercial Dishwasher
Commercial | Turnover | Institutional | Energy Star Commercial Dishwasher
Commercial | Turnover | Lodging/Hospitality | Energy Star Commercial Dishwasher
Commercial | Turnover | Miscellaneous | Energy Star Commercial Dishwasher
Commercial | Turnover | Offices | Energy Star Commercial Dishwasher
Commercial | Turnover | Restaurants | Energy Star Commercial Dishwasher
Commercial | Turnover | Retail | Energy Star Commercial Dishwasher
Commercial | Turnover | Schools K-12 | Energy Star Commercial Dishwasher
Commercial | Turnover | Warehouse | Energy Star Commercial Dishwasher
Commercial | New | Assembly | Energy Star Commercial Dishwasher
Commercial | New | College and University | Energy Star Commercial Dishwasher
Commercial | New | Grocery | Energy Star Commercial Dishwasher
Commercial | New | Healthcare | Energy Star Commercial Dishwasher
Commercial | New | Hospitals | Energy Star Commercial Dishwasher
Commercial | New | Institutional | Energy Star Commercial Dishwasher
Commercial | New | Lodging/Hospitality | Energy Star Commercial Dishwasher
Commercial | New | Miscellaneous | Energy Star Commercial Dishwasher
Commercial | New | Offices | Energy Star Commercial Dishwasher
Commercial | New | Restaurants | Energy Star Commercial Dishwasher
Commercial | New | Retail | Energy Star Commercial Dishwasher
Commercial | New | Schools K-12 | Energy Star Commercial Dishwasher
Commercial | New | Warehouse | Energy Star Commercial Dishwasher
Commercial | Turnover | Assembly | Heat Pump Water Heater
Commercial | Turnover | College and University | Heat Pump Water Heater
Commercial | Turnover | Grocery | Heat Pump Water Heater
Commercial | Turnover | Healthcare | Heat Pump Water Heater
Commercial | Turnover | Hospitals | Heat Pump Water Heater
Commercial | Turnover | Institutional | Heat Pump Water Heater
Commercial | Turnover | Lodging/Hospitality | Heat Pump Water Heater
Commercial | Turnover | Miscellaneous | Heat Pump Water Heater
Commercial | Turnover | Offices | Heat Pump Water Heater
Commercial | Turnover | Restaurants | Heat Pump Water Heater
Commercial | Turnover | Retail | Heat Pump Water Heater
Commercial | Turnover | Schools K-12 | Heat Pump Water Heater
Commercial | Turnover | Warehouse | Heat Pump Water Heater
Commercial | New | Assembly | Heat Pump Water Heater
Commercial | New | College and University | Heat Pump Water Heater
Commercial | New | Grocery | Heat Pump Water Heater
Commercial | New | Healthcare | Heat Pump Water Heater
Commercial | New | Hospitals | Heat Pump Water Heater
Commercial | New | Institutional | Heat Pump Water Heater
Commercial | New | Lodging/Hospitality | Heat Pump Water Heater
Commercial | New | Miscellaneous | Heat Pump Water Heater
Commercial | New | Offices | Heat Pump Water Heater
Commercial | New | Restaurants | Heat Pump Water Heater
Commercial | New | Retail | Heat Pump Water Heater
Commercial | New | Schools K-12 | Heat Pump Water Heater
Commercial | New | Warehouse | Heat Pump Water Heater
Commercial | Turnover | Assembly | Instantaneous Hot Water System
Commercial | Turnover | College and University | Instantaneous Hot Water System
Commercial | Turnover | Grocery | Instantaneous Hot Water System
Commercial | Turnover | Healthcare | Instantaneous Hot Water System
Commercial | Turnover | Hospitals | Instantaneous Hot Water System
Commercial | Turnover | Institutional | Instantaneous Hot Water System
Commercial | Turnover | Lodging/Hospitality | Instantaneous Hot Water System
Commercial | Turnover | Miscellaneous | Instantaneous Hot Water System
Commercial | Turnover | Offices | Instantaneous Hot Water System
Commercial | Turnover | Restaurants | Instantaneous Hot Water System
Commercial | Turnover | Retail | Instantaneous Hot Water System
Commercial | Turnover | Schools K-12 | Instantaneous Hot Water System
Commercial | Turnover | Warehouse | Instantaneous Hot Water System
Commercial | New | Assembly | Instantaneous Hot Water System
Commercial | New | College and University | Instantaneous Hot Water System
Commercial | New | Grocery | Instantaneous Hot Water System
Commercial | New | Healthcare | Instantaneous Hot Water System
Commercial | New | Hospitals | Instantaneous Hot Water System
Commercial | New | Institutional | Instantaneous Hot Water System
Commercial | New | Lodging/Hospitality | Instantaneous Hot Water System
Commercial | New | Miscellaneous | Instantaneous Hot Water System
Commercial | New | Offices | Instantaneous Hot Water System
Commercial | New | Restaurants | Instantaneous Hot Water System
Commercial | New | Retail | Instantaneous Hot Water System
Commercial | New | Schools K-12 | Instantaneous Hot Water System
Commercial | New | Warehouse | Instantaneous Hot Water System
Commercial | Turnover | Assembly | Solar Water Heater
Commercial | Turnover | College and University | Solar Water Heater
Commercial | Turnover | Grocery | Solar Water Heater
Commercial | Turnover | Healthcare | Solar Water Heater
Commercial | Turnover | Hospitals | Solar Water Heater
Commercial | Turnover | Institutional | Solar Water Heater
Commercial | Turnover | Lodging/Hospitality | Solar Water Heater
Commercial | Turnover | Miscellaneous | Solar Water Heater
Commercial | Turnover | Offices | Solar Water Heater
Commercial | Turnover | Restaurants | Solar Water Heater
Commercial | Turnover | Retail | Solar Water Heater
Commercial | Turnover | Schools K-12 | Solar Water Heater
Commercial | Turnover | Warehouse | Solar Water Heater
Commercial | New | Assembly | Solar Water Heater
Commercial | New | College and University | Solar Water Heater
Commercial | New | Grocery | Solar Water Heater
Commercial | New | Healthcare | Solar Water Heater
Commercial | New | Hospitals | Solar Water Heater
Commercial | New | Institutional | Solar Water Heater
Commercial | New | Lodging/Hospitality | Solar Water Heater
Commercial | New | Miscellaneous | Solar Water Heater
Commercial | New | Offices | Solar Water Heater
Commercial | New | Restaurants | Solar Water Heater
Commercial | New | Retail | Solar Water Heater
Commercial | New | Schools K-12 | Solar Water Heater
Commercial | New | Warehouse | Solar Water Heater
Commercial | Turnover | Assembly | CFL - 15W Flood
Commercial | Turnover | College and University | CFL - 15W Flood
Commercial | Turnover | Grocery | CFL - 15W Flood
Commercial | Turnover | Healthcare | CFL - 15W Flood
Commercial | Turnover | Hospitals | CFL - 15W Flood
Commercial | Turnover | Institutional | CFL - 15W Flood
Commercial | Turnover | Lodging/Hospitality | CFL - 15W Flood
Commercial | Turnover | Miscellaneous | CFL - 15W Flood
Commercial | Turnover | Offices | CFL - 15W Flood
Commercial | Turnover | Restaurants | CFL - 15W Flood
Commercial | Turnover | Retail | CFL - 15W Flood
Commercial | Turnover | Schools K-12 | CFL - 15W Flood
Commercial | Turnover | Warehouse | CFL - 15W Flood
Commercial | New | Assembly | CFL - 15W Flood
Commercial | New | College and University | CFL - 15W Flood
Commercial | New | Grocery | CFL - 15W Flood
Commercial | New | Healthcare | CFL - 15W Flood
Commercial | New | Hospitals | CFL - 15W Flood
Commercial | New | Institutional | CFL - 15W Flood
Commercial | New | Lodging/Hospitality | CFL - 15W Flood
Commercial | New | Miscellaneous | CFL - 15W Flood
Commercial | New | Offices | CFL - 15W Flood
Commercial | New | Restaurants | CFL - 15W Flood
Commercial | New | Retail | CFL - 15W Flood
Commercial | New | Schools K-12 | CFL - 15W Flood
Commercial | New | Warehouse | CFL - 15W Flood
Commercial | Turnover | Assembly | High Efficiency HID Lighting
Commercial | Turnover | College and University | High Efficiency HID Lighting
Commercial | Turnover | Grocery | High Efficiency HID Lighting
Commercial | Turnover | Healthcare | High Efficiency HID Lighting
Commercial | Turnover | Hospitals | High Efficiency HID Lighting
Commercial | Turnover | Institutional | High Efficiency HID Lighting
Commercial | Turnover | Lodging/Hospitality | High Efficiency HID Lighting
Commercial | Turnover | Miscellaneous | High Efficiency HID Lighting
Commercial | Turnover | Offices | High Efficiency HID Lighting
Commercial | Turnover | Restaurants | High Efficiency HID Lighting
Commercial | Turnover | Retail | High Efficiency HID Lighting
Commercial | Turnover | Schools K-12 | High Efficiency HID Lighting
Commercial | Turnover | Warehouse | High Efficiency HID Lighting
Commercial | New | Assembly | High Efficiency HID Lighting
Commercial | New | College and University | High Efficiency HID Lighting
Commercial | New | Grocery | High Efficiency HID Lighting
Commercial | New | Healthcare | High Efficiency HID Lighting
Commercial | New | Hospitals | High Efficiency HID Lighting
Commercial | New | Institutional | High Efficiency HID Lighting
Commercial | New | Lodging/Hospitality | High Efficiency HID Lighting
Commercial | New | Miscellaneous | High Efficiency HID Lighting
Commercial | New | Offices | High Efficiency HID Lighting
Commercial | New | Restaurants | High Efficiency HID Lighting
Commercial | New | Retail | High Efficiency HID Lighting
Commercial | New | Schools K-12 | High Efficiency HID Lighting
Commercial | New | Warehouse | High Efficiency HID Lighting
Commercial | Turnover | Assembly | LED - 9W Flood
Commercial | Turnover | College and University | LED - 9W Flood
Commercial | Turnover | Grocery | LED - 9W Flood
Commercial | Turnover | Healthcare | LED - 9W Flood
Commercial | Turnover | Hospitals | LED - 9W Flood
Commercial | Turnover | Institutional | LED - 9W Flood
Commercial | Turnover | Lodging/Hospitality | LED - 9W Flood
Commercial | Turnover | Miscellaneous | LED - 9W Flood
Commercial | Turnover | Offices | LED - 9W Flood
Commercial | Turnover | Restaurants | LED - 9W Flood
Commercial | Turnover | Retail | LED - 9W Flood
Commercial | Turnover | Schools K-12 | LED - 9W Flood
Commercial | Turnover | Warehouse | LED - 9W Flood
Commercial | New | Assembly | LED - 9W Flood
Commercial | New | College and University | LED - 9W Flood
Commercial | New | Grocery | LED - 9W Flood
Commercial | New | Healthcare | LED - 9W Flood
Commercial | New | Hospitals | LED - 9W Flood
Commercial | New | Institutional | LED - 9W Flood
Commercial | New | Lodging/Hospitality | LED - 9W Flood
Commercial | New | Miscellaneous | LED - 9W Flood
Commercial | New | Offices | LED - 9W Flood
Commercial | New | Restaurants | LED - 9W Flood
Commercial | New | Retail | LED - 9W Flood
Commercial | New | Schools K-12 | LED - 9W Flood
Commercial | New | Warehouse | LED - 9W Flood
Commercial | Turnover | Assembly | LED Display Lighting (Exterior)
Commercial | Turnover | College and University | LED Display Lighting (Exterior)
Commercial | Turnover | Grocery | LED Display Lighting (Exterior)
Commercial | Turnover | Healthcare | LED Display Lighting (Exterior)
Commercial | Turnover | Hospitals | LED Display Lighting (Exterior)
Commercial | Turnover | Institutional | LED Display Lighting (Exterior)
Commercial | Turnover | Lodging/Hospitality | LED Display Lighting (Exterior)
Commercial | Turnover | Miscellaneous | LED Display Lighting (Exterior)
Commercial | Turnover | Offices | LED Display Lighting (Exterior)
Commercial | Turnover | Restaurants | LED Display Lighting (Exterior)
Commercial | Turnover | Retail | LED Display Lighting (Exterior)
Commercial | Turnover | Schools K-12 | LED Display Lighting (Exterior)
Commercial | Turnover | Warehouse | LED Display Lighting (Exterior)
Commercial | New | Assembly | LED Display Lighting (Exterior)
Commercial | New | College and University | LED Display Lighting (Exterior)
Commercial | New | Grocery | LED Display Lighting (Exterior)
Commercial | New | Healthcare | LED Display Lighting (Exterior)
Commercial | New | Hospitals | LED Display Lighting (Exterior)
Commercial | New | Institutional | LED Display Lighting (Exterior)
Commercial | New | Lodging/Hospitality | LED Display Lighting (Exterior)
Commercial | New | Miscellaneous | LED Display Lighting (Exterior)
Commercial | New | Offices | LED Display Lighting (Exterior)
Commercial | New | Restaurants | LED Display Lighting (Exterior)
Commercial | New | Retail | LED Display Lighting (Exterior)
Commercial | New | Schools K-12 | LED Display Lighting (Exterior)
Commercial | New | Warehouse | LED Display Lighting (Exterior)
Commercial | Turnover | Assembly | LED Exterior Lighting
Commercial | Turnover | College and University | LED Exterior Lighting
Commercial | Turnover | Grocery | LED Exterior Lighting
Commercial | Turnover | Healthcare | LED Exterior Lighting
Commercial | Turnover | Hospitals | LED Exterior Lighting
Commercial | Turnover | Institutional | LED Exterior Lighting
Commercial | Turnover | Lodging/Hospitality | LED Exterior Lighting
Commercial | Turnover | Miscellaneous | LED Exterior Lighting
Commercial | Turnover | Offices | LED Exterior Lighting
Commercial | Turnover | Restaurants | LED Exterior Lighting
Commercial | Turnover | Retail | LED Exterior Lighting
Commercial | Turnover | Schools K-12 | LED Exterior Lighting
Commercial | Turnover | Warehouse | LED Exterior Lighting
Commercial | New | Assembly | LED Exterior Lighting
Commercial | New | College and University | LED Exterior Lighting
Commercial | New | Grocery | LED Exterior Lighting
Commercial | New | Healthcare | LED Exterior Lighting
Commercial | New | Hospitals | LED Exterior Lighting
Commercial | New | Institutional | LED Exterior Lighting
Commercial | New | Lodging/Hospitality | LED Exterior Lighting
Commercial | New | Miscellaneous | LED Exterior Lighting
Commercial | New | Offices | LED Exterior Lighting
Commercial | New | Restaurants | LED Exterior Lighting
Commercial | New | Retail | LED Exterior Lighting
Commercial | New | Schools K-12 | LED Exterior Lighting
Commercial | New | Warehouse | LED Exterior Lighting
Commercial | Turnover | Assembly | LED Parking Lighting
Commercial | Turnover | College and University | LED Parking Lighting
Commercial | Turnover | Grocery | LED Parking Lighting
Commercial | Turnover | Healthcare | LED Parking Lighting
Commercial | Turnover | Hospitals | LED Parking Lighting
Commercial | Turnover | Institutional | LED Parking Lighting
Commercial | Turnover | Lodging/Hospitality | LED Parking Lighting
Commercial | Turnover | Miscellaneous | LED Parking Lighting
Commercial | Turnover | Offices | LED Parking Lighting
Commercial | Turnover | Restaurants | LED Parking Lighting
Commercial | Turnover | Retail | LED Parking Lighting
Commercial | Turnover | Schools K-12 | LED Parking Lighting
Commercial | Turnover | Warehouse | LED Parking Lighting
Commercial | New | Assembly | LED Parking Lighting
Commercial | New | College and University | LED Parking Lighting
Commercial | New | Grocery | LED Parking Lighting
Commercial | New | Healthcare | LED Parking Lighting
Commercial | New | Hospitals | LED Parking Lighting
Commercial | New | Institutional | LED Parking Lighting
Commercial | New | Lodging/Hospitality | LED Parking Lighting
Commercial | New | Miscellaneous | LED Parking Lighting
Commercial | New | Offices | LED Parking Lighting
Commercial | New | Restaurants | LED Parking Lighting
Commercial | New | Retail | LED Parking Lighting
Commercial | New | Schools K-12 | LED Parking Lighting
Commercial | New | Warehouse | LED Parking Lighting
Commercial | Turnover | Assembly | LED Street Lights
Commercial | Turnover | College and University | LED Street Lights
Commercial | Turnover | Grocery | LED Street Lights
Commercial | Turnover | Healthcare | LED Street Lights
Commercial | Turnover | Hospitals | LED Street Lights
Commercial | Turnover | Institutional | LED Street Lights
Commercial | Turnover | Lodging/Hospitality | LED Street Lights
Commercial | Turnover | Miscellaneous | LED Street Lights
Commercial | Turnover | Offices | LED Street Lights
Commercial | Turnover | Restaurants | LED Street Lights
Commercial | Turnover | Retail | LED Street Lights
Commercial | Turnover | Schools K-12 | LED Street Lights
Commercial | Turnover | Warehouse | LED Street Lights
Commercial | New | Assembly | LED Street Lights
Commercial | New | College and University | LED Street Lights
Commercial | New | Grocery | LED Street Lights
Commercial | New | Healthcare | LED Street Lights
Commercial | New | Hospitals | LED Street Lights
Commercial | New | Institutional | LED Street Lights
Commercial | New | Lodging/Hospitality | LED Street Lights
Commercial | New | Miscellaneous | LED Street Lights
Commercial | New | Offices | LED Street Lights
Commercial | New | Restaurants | LED Street Lights
Commercial | New | Retail | LED Street Lights
Commercial | New | Schools K-12 | LED Street Lights
Commercial | New | Warehouse | LED Street Lights
Commercial | Turnover | Assembly | LED Traffic and Crosswalk Lighting
Commercial | Turnover | College and University | LED Traffic and Crosswalk Lighting
Commercial | Turnover | Grocery | LED Traffic and Crosswalk Lighting
Commercial | Turnover | Healthcare | LED Traffic and Crosswalk Lighting
Commercial | Turnover | Hospitals | LED Traffic and Crosswalk Lighting
Commercial | Turnover | Institutional | LED Traffic and Crosswalk Lighting
Commercial | Turnover | Lodging/Hospitality | LED Traffic and Crosswalk Lighting
Commercial | Turnover | Miscellaneous | LED Traffic and Crosswalk Lighting
Commercial | Turnover | Offices | LED Traffic and Crosswalk Lighting
Commercial | Turnover | Restaurants | LED Traffic and Crosswalk Lighting
Commercial | Turnover | Retail | LED Traffic and Crosswalk Lighting
Commercial | Turnover | Schools K-12 | LED Traffic and Crosswalk Lighting
Commercial | Turnover | Warehouse | LED Traffic and Crosswalk Lighting
Commercial | New | Assembly | LED Traffic and Crosswalk Lighting
Commercial | New | College and University | LED Traffic and Crosswalk Lighting
Commercial | New | Grocery | LED Traffic and Crosswalk Lighting
Commercial | New | Healthcare | LED Traffic and Crosswalk Lighting
Commercial | New | Hospitals | LED Traffic and Crosswalk Lighting
Commercial | New | Institutional | LED Traffic and Crosswalk Lighting
Commercial | New | Lodging/Hospitality | LED Traffic and Crosswalk Lighting
Commercial | New | Miscellaneous | LED Traffic and Crosswalk Lighting
Commercial | New | Offices | LED Traffic and Crosswalk Lighting
Commercial | New | Restaurants | LED Traffic and Crosswalk Lighting
Commercial | New | Retail | LED Traffic and Crosswalk Lighting
Commercial | New | Schools K-12 | LED Traffic and Crosswalk Lighting
Commercial | New | Warehouse | LED Traffic and Crosswalk Lighting
Commercial | Turnover | Assembly | Geothermal Heat Pump
Commercial | Turnover | College and University | Geothermal Heat Pump
Commercial | Turnover | Grocery | Geothermal Heat Pump
Commercial | Turnover | Healthcare | Geothermal Heat Pump
Commercial | Turnover | Hospitals | Geothermal Heat Pump
Commercial | Turnover | Institutional | Geothermal Heat Pump
Commercial | Turnover | Lodging/Hospitality | Geothermal Heat Pump
Commercial | Turnover | Miscellaneous | Geothermal Heat Pump
Commercial | Turnover | Offices | Geothermal Heat Pump
Commercial | Turnover | Restaurants | Geothermal Heat Pump
Commercial | Turnover | Retail | Geothermal Heat Pump
Commercial | Turnover | Schools K-12 | Geothermal Heat Pump
Commercial | Turnover | Warehouse | Geothermal Heat Pump
Commercial | New | Assembly | Geothermal Heat Pump
Commercial | New | College and University | Geothermal Heat Pump
Commercial | New | Grocery | Geothermal Heat Pump
Commercial | New | Healthcare | Geothermal Heat Pump
Commercial | New | Hospitals | Geothermal Heat Pump
Commercial | New | Institutional | Geothermal Heat Pump
Commercial | New | Lodging/Hospitality | Geothermal Heat Pump
Commercial | New | Miscellaneous | Geothermal Heat Pump
Commercial | New | Offices | Geothermal Heat Pump
Commercial | New | Restaurants | Geothermal Heat Pump
Commercial | New | Retail | Geothermal Heat Pump
Commercial | New | Schools K-12 | Geothermal Heat Pump
Commercial | New | Warehouse | Geothermal Heat Pump
Commercial | Turnover | Assembly | High Efficiency Chiller (Air Cooled, 50 tons)
Commercial | Turnover | College and University | High Efficiency Chiller (Air Cooled, 50 tons)
Commercial | Turnover | Grocery | High Efficiency Chiller (Air Cooled, 50 tons)
Commercial | Turnover | Healthcare | High Efficiency Chiller (Air Cooled, 50 tons)
Commercial | Turnover | Hospitals | High Efficiency Chiller (Air Cooled, 50 tons)
Commercial | Turnover | Institutional | High Efficiency Chiller (Air Cooled, 50 tons)
Commercial | Turnover | Lodging/Hospitality | High Efficiency Chiller (Air Cooled, 50 tons)
Commercial | Turnover | Miscellaneous | High Efficiency Chiller (Air Cooled, 50 tons)
Commercial | Turnover | Offices | High Efficiency Chiller (Air Cooled, 50 tons)
Commercial | Turnover | Restaurants | High Efficiency Chiller (Air Cooled, 50 tons)
Commercial | Turnover | Retail | High Efficiency Chiller (Air Cooled, 50 tons)
Commercial | Turnover | Schools K-12 | High Efficiency Chiller (Air Cooled, 50 tons)
Commercial | Turnover | Warehouse | High Efficiency Chiller (Air Cooled, 50 tons)
Commercial | New | Assembly | High Efficiency Chiller (Air Cooled, 50 tons)
Commercial | New | College and University | High Efficiency Chiller (Air Cooled, 50 tons)
Commercial | New | Grocery | High Efficiency Chiller (Air Cooled, 50 tons)
Commercial | New | Healthcare | High Efficiency Chiller (Air Cooled, 50 tons)
Commercial | New | Hospitals | High Efficiency Chiller (Air Cooled, 50 tons)
Commercial | New | Institutional | High Efficiency Chiller (Air Cooled, 50 tons)
Commercial | New | Lodging/Hospitality | High Efficiency Chiller (Air Cooled, 50 tons)
Commercial | New | Miscellaneous | High Efficiency Chiller (Air Cooled, 50 tons)
Commercial | New | Offices | High Efficiency Chiller (Air Cooled, 50 tons)
Commercial | New | Restaurants | High Efficiency Chiller (Air Cooled, 50 tons)
Commercial | New | Retail | High Efficiency Chiller (Air Cooled, 50 tons)
Commercial | New | Schools K-12 | High Efficiency Chiller (Air Cooled, 50 tons)
Commercial | New | Warehouse | High Efficiency Chiller (Air Cooled, 50 tons)
Commercial | Turnover | Assembly | High Efficiency Chiller (Water cooled-centrifugal, 200 tons)
Commercial | Turnover | College and University | High Efficiency Chiller (Water cooled-centrifugal, 200 tons)
Commercial | Turnover | Grocery | High Efficiency Chiller (Water cooled-centrifugal, 200 tons)
Commercial | Turnover | Healthcare | High Efficiency Chiller (Water cooled-centrifugal, 200 tons)
Commercial | Turnover | Hospitals | High Efficiency Chiller (Water cooled-centrifugal, 200 tons)
Commercial | Turnover | Institutional | High Efficiency Chiller (Water cooled-centrifugal, 200 tons)
Commercial | Turnover | Lodging/Hospitality | High Efficiency Chiller (Water cooled-centrifugal, 200 tons)
Commercial | Turnover | Miscellaneous | High Efficiency Chiller (Water cooled-centrifugal, 200 tons)
Commercial | Turnover | Offices | High Efficiency Chiller (Water cooled-centrifugal, 200 tons)
Commercial | Turnover | Restaurants | High Efficiency Chiller (Water cooled-centrifugal, 200 tons)
Commercial | Turnover | Retail | High Efficiency Chiller (Water cooled-centrifugal, 200 tons)
Commercial | Turnover | Schools K-12 | High Efficiency Chiller (Water cooled-centrifugal, 200 tons)
Commercial | Turnover | Warehouse | High Efficiency Chiller (Water cooled-centrifugal, 200 tons)
Commercial | New | Assembly | High Efficiency Chiller (Water cooled-centrifugal, 200 tons)
Commercial | New | College and University | High Efficiency Chiller (Water cooled-centrifugal, 200 tons)
Commercial | New | Grocery | High Efficiency Chiller (Water cooled-centrifugal, 200 tons)
Commercial | New | Healthcare | High Efficiency Chiller (Water cooled-centrifugal, 200 tons)
Commercial | New | Hospitals | High Efficiency Chiller (Water cooled-centrifugal, 200 tons)
Commercial | New | Institutional | High Efficiency Chiller (Water cooled-centrifugal, 200 tons)
Commercial | New | Lodging/Hospitality | High Efficiency Chiller (Water cooled-centrifugal, 200 tons)
Commercial | New | Miscellaneous | High Efficiency Chiller (Water cooled-centrifugal, 200 tons)
Commercial | New | Offices | High Efficiency Chiller (Water cooled-centrifugal, 200 tons)
Commercial | New | Restaurants | High Efficiency Chiller (Water cooled-centrifugal, 200 tons)
Commercial | New | Retail | High Efficiency Chiller (Water cooled-centrifugal, 200 tons)
Commercial | New | Schools K-12 | High Efficiency Chiller (Water cooled-centrifugal, 200 tons)
Commercial | New | Warehouse | High Efficiency Chiller (Water cooled-centrifugal, 200 tons)
Commercial | Turnover | Assembly | High Efficiency Chiller (Water cooled-positive displacement, 100 tons)
Commercial | Turnover | College and University | High Efficiency Chiller (Water cooled-positive displacement, 100 tons)
Commercial | Turnover | Grocery | High Efficiency Chiller (Water cooled-positive displacement, 100 tons)
Commercial | Turnover | Healthcare | High Efficiency Chiller (Water cooled-positive displacement, 100 tons)
Commercial | Turnover | Hospitals | High Efficiency Chiller (Water cooled-positive displacement, 100 tons)
Commercial | Turnover | Institutional | High Efficiency Chiller (Water cooled-positive displacement, 100 tons)
Commercial | Turnover | Lodging/Hospitality | High Efficiency Chiller (Water cooled-positive displacement, 100 tons)
Commercial | Turnover | Miscellaneous | High Efficiency Chiller (Water cooled-positive displacement, 100 tons)
Commercial | Turnover | Offices | High Efficiency Chiller (Water cooled-positive displacement, 100 tons)
Commercial | Turnover | Restaurants | High Efficiency Chiller (Water cooled-positive displacement, 100 tons)
Commercial | Turnover | Retail | High Efficiency Chiller (Water cooled-positive displacement, 100 tons)
Commercial | Turnover | Schools K-12 | High Efficiency Chiller (Water cooled-positive displacement, 100 tons)
Commercial | Turnover | Warehouse | High Efficiency Chiller (Water cooled-positive displacement, 100 tons)
Commercial | New | Assembly | High Efficiency Chiller (Water cooled-positive displacement, 100 tons)
Commercial | New | College and University | High Efficiency Chiller (Water cooled-positive displacement, 100 tons)
Commercial | New | Grocery | High Efficiency Chiller (Water cooled-positive displacement, 100 tons)
Commercial | New | Healthcare | High Efficiency Chiller (Water cooled-positive displacement, 100 tons)
Commercial | New | Hospitals | High Efficiency Chiller (Water cooled-positive displacement, 100 tons)
Commercial | New | Institutional | High Efficiency Chiller (Water cooled-positive displacement, 100 tons)
Commercial | New | Lodging/Hospitality | High Efficiency Chiller (Water cooled-positive displacement, 100 tons)
Commercial | New | Miscellaneous | High Efficiency Chiller (Water cooled-positive displacement, 100 tons)
Commercial | New | Offices | High Efficiency Chiller (Water cooled-positive displacement, 100 tons)
Commercial | New | Restaurants | High Efficiency Chiller (Water cooled-positive displacement, 100 tons)
Commercial | New | Retail | High Efficiency Chiller (Water cooled-positive displacement, 100 tons)
Commercial | New | Schools K-12 | High Efficiency Chiller (Water cooled-positive displacement, 100 tons)
Commercial | New | Warehouse | High Efficiency Chiller (Water cooled-positive displacement, 100 tons)
Commercial | Turnover | Assembly | High Efficiency Data Center Cooling
Commercial | Turnover | College and University | High Efficiency Data Center Cooling
Commercial | Turnover | Grocery | High Efficiency Data Center Cooling
Commercial | Turnover | Healthcare | High Efficiency Data Center Cooling
Commercial | Turnover | Hospitals | High Efficiency Data Center Cooling
Commercial | Turnover | Institutional | High Efficiency Data Center Cooling
Commercial | Turnover | Lodging/Hospitality | High Efficiency Data Center Cooling
Commercial | Turnover | Miscellaneous | High Efficiency Data Center Cooling
Commercial | Turnover | Offices | High Efficiency Data Center Cooling
Commercial | Turnover | Restaurants | High Efficiency Data Center Cooling
Commercial | Turnover | Retail | High Efficiency Data Center Cooling
Commercial | Turnover | Schools K-12 | High Efficiency Data Center Cooling
Commercial | Turnover | Warehouse | High Efficiency Data Center Cooling
Commercial | New | Assembly | High Efficiency Data Center Cooling
Commercial | New | College and University | High Efficiency Data Center Cooling
Commercial | New | Grocery | High Efficiency Data Center Cooling
Commercial | New | Healthcare | High Efficiency Data Center Cooling
Commercial | New | Hospitals | High Efficiency Data Center Cooling
Commercial | New | Institutional | High Efficiency Data Center Cooling
Commercial | New | Lodging/Hospitality | High Efficiency Data Center Cooling
Commercial | New | Miscellaneous | High Efficiency Data Center Cooling
Commercial | New | Offices | High Efficiency Data Center Cooling
Commercial | New | Restaurants | High Efficiency Data Center Cooling
Commercial | New | Retail | High Efficiency Data Center Cooling
Commercial | New | Schools K-12 | High Efficiency Data Center Cooling
Commercial | New | Warehouse | High Efficiency Data Center Cooling
Commercial | Turnover | Assembly | High Efficiency DX 135k- less than 240k BTU
Commercial | Turnover | College and University | High Efficiency DX 135k- less than 240k BTU
Commercial | Turnover | Grocery | High Efficiency DX 135k- less than 240k BTU
Commercial | Turnover | Healthcare | High Efficiency DX 135k- less than 240k BTU
Commercial | Turnover | Hospitals | High Efficiency DX 135k- less than 240k BTU
Commercial | Turnover | Institutional | High Efficiency DX 135k- less than 240k BTU
Commercial | Turnover | Lodging/Hospitality | High Efficiency DX 135k- less than 240k BTU
Commercial | Turnover | Miscellaneous | High Efficiency DX 135k- less than 240k BTU
Commercial | Turnover | Offices | High Efficiency DX 135k- less than 240k BTU
Commercial | Turnover | Restaurants | High Efficiency DX 135k- less than 240k BTU
Commercial | Turnover | Retail | High Efficiency DX 135k- less than 240k BTU
Commercial | Turnover | Schools K-12 | High Efficiency DX 135k- less than 240k BTU
Commercial | Turnover | Warehouse | High Efficiency DX 135k- less than 240k BTU
Commercial | New | Assembly | High Efficiency DX 135k- less than 240k BTU
Commercial | New | College and University | High Efficiency DX 135k- less than 240k BTU
Commercial | New | Grocery | High Efficiency DX 135k- less than 240k BTU
Commercial | New | Healthcare | High Efficiency DX 135k- less than 240k BTU
Commercial | New | Hospitals | High Efficiency DX 135k- less than 240k BTU
Commercial | New | Institutional | High Efficiency DX 135k- less than 240k BTU
Commercial | New | Lodging/Hospitality | High Efficiency DX 135k- less than 240k BTU
Commercial | New | Miscellaneous | High Efficiency DX 135k- less than 240k BTU
Commercial | New | Offices | High Efficiency DX 135k- less than 240k BTU
Commercial | New | Restaurants | High Efficiency DX 135k- less than 240k BTU
Commercial | New | Retail | High Efficiency DX 135k- less than 240k BTU
Commercial | New | Schools K-12 | High Efficiency DX 135k- less than 240k BTU
Commercial | New | Warehouse | High Efficiency DX 135k- less than 240k BTU
Commercial | Turnover | Assembly | High Efficiency PTAC
Commercial | Turnover | College and University | High Efficiency PTAC
Commercial | Turnover | Grocery | High Efficiency PTAC
Commercial | Turnover | Healthcare | High Efficiency PTAC
Commercial | Turnover | Hospitals | High Efficiency PTAC
Commercial | Turnover | Institutional | High Efficiency PTAC
Commercial | Turnover | Lodging/Hospitality | High Efficiency PTAC
Commercial | Turnover | Miscellaneous | High Efficiency PTAC
Commercial | Turnover | Offices | High Efficiency PTAC
Commercial | Turnover | Restaurants | High Efficiency PTAC
Commercial | Turnover | Retail | High Efficiency PTAC
Commercial | Turnover | Schools K-12 | High Efficiency PTAC
Commercial | Turnover | Warehouse | High Efficiency PTAC
Commercial | New | Assembly | High Efficiency PTAC
Commercial | New | College and University | High Efficiency PTAC
Commercial | New | Grocery | High Efficiency PTAC
Commercial | New | Healthcare | High Efficiency PTAC
Commercial | New | Hospitals | High Efficiency PTAC
Commercial | New | Institutional | High Efficiency PTAC
Commercial | New | Lodging/Hospitality | High Efficiency PTAC
Commercial | New | Miscellaneous | High Efficiency PTAC
Commercial | New | Offices | High Efficiency PTAC
Commercial | New | Restaurants | High Efficiency PTAC
Commercial | New | Retail | High Efficiency PTAC
Commercial | New | Schools K-12 | High Efficiency PTAC
Commercial | New | Warehouse | High Efficiency PTAC
Commercial | Turnover | Assembly | High Efficiency PTHP
Commercial | Turnover | College and University | High Efficiency PTHP
Commercial | Turnover | Grocery | High Efficiency PTHP
Commercial | Turnover | Healthcare | High Efficiency PTHP
Commercial | Turnover | Hospitals | High Efficiency PTHP
Commercial | Turnover | Institutional | High Efficiency PTHP
Commercial | Turnover | Lodging/Hospitality | High Efficiency PTHP
Commercial | Turnover | Miscellaneous | High Efficiency PTHP
Commercial | Turnover | Offices | High Efficiency PTHP
Commercial | Turnover | Restaurants | High Efficiency PTHP
Commercial | Turnover | Retail | High Efficiency PTHP
Commercial | Turnover | Schools K-12 | High Efficiency PTHP
Commercial | Turnover | Warehouse | High Efficiency PTHP
Commercial | New | Assembly | High Efficiency PTHP
Commercial | New | College and University | High Efficiency PTHP
Commercial | New | Grocery | High Efficiency PTHP
Commercial | New | Healthcare | High Efficiency PTHP
Commercial | New | Hospitals | High Efficiency PTHP
Commercial | New | Institutional | High Efficiency PTHP
Commercial | New | Lodging/Hospitality | High Efficiency PTHP
Commercial | New | Miscellaneous | High Efficiency PTHP
Commercial | New | Offices | High Efficiency PTHP
Commercial | New | Restaurants | High Efficiency PTHP
Commercial | New | Retail | High Efficiency PTHP
Commercial | New | Schools K-12 | High Efficiency PTHP
Commercial | New | Warehouse | High Efficiency PTHP
Commercial | Turnover | Assembly | Variable Refrigerant Flow (VRF) HVAC Systems
Commercial | Turnover | College and University | Variable Refrigerant Flow (VRF) HVAC Systems
Commercial | Turnover | Grocery | Variable Refrigerant Flow (VRF) HVAC Systems
Commercial | Turnover | Healthcare | Variable Refrigerant Flow (VRF) HVAC Systems
Commercial | Turnover | Hospitals | Variable Refrigerant Flow (VRF) HVAC Systems
Commercial | Turnover | Institutional | Variable Refrigerant Flow (VRF) HVAC Systems
Commercial | Turnover | Lodging/Hospitality | Variable Refrigerant Flow (VRF) HVAC Systems
Commercial | Turnover | Miscellaneous | Variable Refrigerant Flow (VRF) HVAC Systems
Commercial | Turnover | Offices | Variable Refrigerant Flow (VRF) HVAC Systems
Commercial | Turnover | Restaurants | Variable Refrigerant Flow (VRF) HVAC Systems
Commercial | Turnover | Retail | Variable Refrigerant Flow (VRF) HVAC Systems
Commercial | Turnover | Schools K-12 | Variable Refrigerant Flow (VRF) HVAC Systems
Commercial | Turnover | Warehouse | Variable Refrigerant Flow (VRF) HVAC Systems
Commercial | New | Assembly | Variable Refrigerant Flow (VRF) HVAC Systems
Commercial | New | College and University | Variable Refrigerant Flow (VRF) HVAC Systems
Commercial | New | Grocery | Variable Refrigerant Flow (VRF) HVAC Systems
Commercial | New | Healthcare | Variable Refrigerant Flow (VRF) HVAC Systems
Commercial | New | Hospitals | Variable Refrigerant Flow (VRF) HVAC Systems
Commercial | New | Institutional | Variable Refrigerant Flow (VRF) HVAC Systems
Commercial | New | Lodging/Hospitality | Variable Refrigerant Flow (VRF) HVAC Systems
Commercial | New | Miscellaneous | Variable Refrigerant Flow (VRF) HVAC Systems
Commercial | New | Offices | Variable Refrigerant Flow (VRF) HVAC Systems
Commercial | New | Restaurants | Variable Refrigerant Flow (VRF) HVAC Systems
Commercial | New | Retail | Variable Refrigerant Flow (VRF) HVAC Systems
Commercial | New | Schools K-12 | Variable Refrigerant Flow (VRF) HVAC Systems
Commercial | New | Warehouse | Variable Refrigerant Flow (VRF) HVAC Systems
Commercial | Turnover | Assembly | CFL-23W
Commercial | Turnover | College and University | CFL-23W
Commercial | Turnover | Grocery | CFL-23W
Commercial | Turnover | Healthcare | CFL-23W
Commercial | Turnover | Hospitals | CFL-23W
Commercial | Turnover | Institutional | CFL-23W
Commercial | Turnover | Lodging/Hospitality | CFL-23W
Commercial | Turnover | Miscellaneous | CFL-23W
Commercial | Turnover | Offices | CFL-23W
Commercial | Turnover | Restaurants | CFL-23W
Commercial | Turnover | Retail | CFL-23W
Commercial | Turnover | Schools K-12 | CFL-23W
Commercial | Turnover | Warehouse | CFL-23W
Commercial | New | Assembly | CFL-23W
Commercial | New | College and University | CFL-23W
Commercial | New | Grocery | CFL-23W
Commercial | New | Healthcare | CFL-23W
Commercial | New | Hospitals | CFL-23W
Commercial | New | Institutional | CFL-23W
Commercial | New | Lodging/Hospitality | CFL-23W
Commercial | New | Miscellaneous | CFL-23W
Commercial | New | Offices | CFL-23W
Commercial | New | Restaurants | CFL-23W
Commercial | New | Retail | CFL-23W
Commercial | New | Schools K-12 | CFL-23W
Commercial | New | Warehouse | CFL-23W
Commercial | Turnover | Assembly | High Bay Fluorescent (T5)
Commercial | Turnover | College and University | High Bay Fluorescent (T5)
Commercial | Turnover | Grocery | High Bay Fluorescent (T5)
Commercial | Turnover | Healthcare | High Bay Fluorescent (T5)
Commercial | Turnover | Hospitals | High Bay Fluorescent (T5)
Commercial | Turnover | Institutional | High Bay Fluorescent (T5)
Commercial | Turnover | Lodging/Hospitality | High Bay Fluorescent (T5)
Commercial | Turnover | Miscellaneous | High Bay Fluorescent (T5)
Commercial | Turnover | Offices | High Bay Fluorescent (T5)
Commercial | Turnover | Restaurants | High Bay Fluorescent (T5)
Commercial | Turnover | Retail | High Bay Fluorescent (T5)
Commercial | Turnover | Schools K-12 | High Bay Fluorescent (T5)
Commercial | Turnover | Warehouse | High Bay Fluorescent (T5)
Commercial | New | Assembly | High Bay Fluorescent (T5)
Commercial | New | College and University | High Bay Fluorescent (T5)
Commercial | New | Grocery | High Bay Fluorescent (T5)
Commercial | New | Healthcare | High Bay Fluorescent (T5)
Commercial | New | Hospitals | High Bay Fluorescent (T5)
Commercial | New | Institutional | High Bay Fluorescent (T5)
Commercial | New | Lodging/Hospitality | High Bay Fluorescent (T5)
Commercial | New | Miscellaneous | High Bay Fluorescent (T5)
Commercial | New | Offices | High Bay Fluorescent (T5)
Commercial | New | Restaurants | High Bay Fluorescent (T5)
Commercial | New | Retail | High Bay Fluorescent (T5)
Commercial | New | Schools K-12 | High Bay Fluorescent (T5)
Commercial | New | Warehouse | High Bay Fluorescent (T5)
Commercial | Turnover | Assembly | High Bay LED
Commercial | Turnover | College and University | High Bay LED
Commercial | Turnover | Grocery | High Bay LED
Commercial | Turnover | Healthcare | High Bay LED
Commercial | Turnover | Hospitals | High Bay LED
Commercial | Turnover | Institutional | High Bay LED
Commercial | Turnover | Lodging/Hospitality | High Bay LED
Commercial | Turnover | Miscellaneous | High Bay LED
Commercial | Turnover | Offices | High Bay LED
Commercial | Turnover | Restaurants | High Bay LED
Commercial | Turnover | Retail | High Bay LED
Commercial | Turnover | Schools K-12 | High Bay LED
Commercial | Turnover | Warehouse | High Bay LED
Commercial | New | Assembly | High Bay LED
Commercial | New | College and University | High Bay LED
Commercial | New | Grocery | High Bay LED
Commercial | New | Healthcare | High Bay LED
Commercial | New | Hospitals | High Bay LED
Commercial | New | Institutional | High Bay LED
Commercial | New | Lodging/Hospitality | High Bay LED
Commercial | New | Miscellaneous | High Bay LED
Commercial | New | Offices | High Bay LED
Commercial | New | Restaurants | High Bay LED
Commercial | New | Retail | High Bay LED
Commercial | New | Schools K-12 | High Bay LED
Commercial | New | Warehouse | High Bay LED
Commercial | Turnover | Assembly | LED - 14W
Commercial | Turnover | College and University | LED - 14W
Commercial | Turnover | Grocery | LED - 14W
Commercial | Turnover | Healthcare | LED - 14W
Commercial | Turnover | Hospitals | LED - 14W
Commercial | Turnover | Institutional | LED - 14W
Commercial | Turnover | Lodging/Hospitality | LED - 14W
Commercial | Turnover | Miscellaneous | LED - 14W
Commercial | Turnover | Offices | LED - 14W
Commercial | Turnover | Restaurants | LED - 14W
Commercial | Turnover | Retail | LED - 14W
Commercial | Turnover | Schools K-12 | LED - 14W
Commercial | Turnover | Warehouse | LED - 14W
Commercial | New | Assembly | LED - 14W
Commercial | New | College and University | LED - 14W
Commercial | New | Grocery | LED - 14W
Commercial | New | Healthcare | LED - 14W
Commercial | New | Hospitals | LED - 14W
Commercial | New | Institutional | LED - 14W
Commercial | New | Lodging/Hospitality | LED - 14W
Commercial | New | Miscellaneous | LED - 14W
Commercial | New | Offices | LED - 14W
Commercial | New | Restaurants | LED - 14W
Commercial | New | Retail | LED - 14W
Commercial | New | Schools K-12 | LED - 14W
Commercial | New | Warehouse | LED - 14W
Commercial | Turnover | Assembly | LED Display Lighting (Interior)
Commercial | Turnover | College and University | LED Display Lighting (Interior)
Commercial | Turnover | Grocery | LED Display Lighting (Interior)
Commercial | Turnover | Healthcare | LED Display Lighting (Interior)
Commercial | Turnover | Hospitals | LED Display Lighting (Interior)
Commercial | Turnover | Institutional | LED Display Lighting (Interior)
Commercial | Turnover | Lodging/Hospitality | LED Display Lighting (Interior)
Commercial | Turnover | Miscellaneous | LED Display Lighting (Interior)
Commercial | Turnover | Offices | LED Display Lighting (Interior)
Commercial | Turnover | Restaurants | LED Display Lighting (Interior)
Commercial | Turnover | Retail | LED Display Lighting (Interior)
Commercial | Turnover | Schools K-12 | LED Display Lighting (Interior)
Commercial | Turnover | Warehouse | LED Display Lighting (Interior)
Commercial | New | Assembly | LED Display Lighting (Interior)
Commercial | New | College and University | LED Display Lighting (Interior)
Commercial | New | Grocery | LED Display Lighting (Interior)
Commercial | New | Healthcare | LED Display Lighting (Interior)
Commercial | New | Hospitals | LED Display Lighting (Interior)
Commercial | New | Institutional | LED Display Lighting (Interior)
Commercial | New | Lodging/Hospitality | LED Display Lighting (Interior)
Commercial | New | Miscellaneous | LED Display Lighting (Interior)
Commercial | New | Offices | LED Display Lighting (Interior)
Commercial | New | Restaurants | LED Display Lighting (Interior)
Commercial | New | Retail | LED Display Lighting (Interior)
Commercial | New | Schools K-12 | LED Display Lighting (Interior)
Commercial | New | Warehouse | LED Display Lighting (Interior)
Commercial | Turnover | Assembly | LED Linear - Fixture Replacement
Commercial | Turnover | College and University | LED Linear - Fixture Replacement
Commercial | Turnover | Grocery | LED Linear - Fixture Replacement
Commercial | Turnover | Healthcare | LED Linear - Fixture Replacement
Commercial | Turnover | Hospitals | LED Linear - Fixture Replacement
Commercial | Turnover | Institutional | LED Linear - Fixture Replacement
Commercial | Turnover | Lodging/Hospitality | LED Linear - Fixture Replacement
Commercial | Turnover | Miscellaneous | LED Linear - Fixture Replacement
Commercial | Turnover | Offices | LED Linear - Fixture Replacement
Commercial | Turnover | Restaurants | LED Linear - Fixture Replacement
Commercial | Turnover | Retail | LED Linear - Fixture Replacement
Commercial | Turnover | Schools K-12 | LED Linear - Fixture Replacement
Commercial | Turnover | Warehouse | LED Linear - Fixture Replacement
Commercial | New | Assembly | LED Linear - Fixture Replacement
Commercial | New | College and University | LED Linear - Fixture Replacement
Commercial | New | Grocery | LED Linear - Fixture Replacement
Commercial | New | Healthcare | LED Linear - Fixture Replacement
Commercial | New | Hospitals | LED Linear - Fixture Replacement
Commercial | New | Institutional | LED Linear - Fixture Replacement
Commercial | New | Lodging/Hospitality | LED Linear - Fixture Replacement
Commercial | New | Miscellaneous | LED Linear - Fixture Replacement
Commercial | New | Offices | LED Linear - Fixture Replacement
Commercial | New | Restaurants | LED Linear - Fixture Replacement
Commercial | New | Retail | LED Linear - Fixture Replacement
Commercial | New | Schools K-12 | LED Linear - Fixture Replacement
Commercial | New | Warehouse | LED Linear - Fixture Replacement
Commercial | Turnover | Assembly | LED Linear - Lamp Replacement
Commercial | Turnover | College and University | LED Linear - Lamp Replacement
Commercial | Turnover | Grocery | LED Linear - Lamp Replacement
Commercial | Turnover | Healthcare | LED Linear - Lamp Replacement
Commercial | Turnover | Hospitals | LED Linear - Lamp Replacement
Commercial | Turnover | Institutional | LED Linear - Lamp Replacement
Commercial | Turnover | Lodging/Hospitality | LED Linear - Lamp Replacement
Commercial | Turnover | Miscellaneous | LED Linear - Lamp Replacement
Commercial | Turnover | Offices | LED Linear - Lamp Replacement
Commercial | Turnover | Restaurants | LED Linear - Lamp Replacement
Commercial | Turnover | Retail | LED Linear - Lamp Replacement
Commercial | Turnover | Schools K-12 | LED Linear - Lamp Replacement
Commercial | Turnover | Warehouse | LED Linear - Lamp Replacement
Commercial | New | Assembly | LED Linear - Lamp Replacement
Commercial | New | College and University | LED Linear - Lamp Replacement
Commercial | New | Grocery | LED Linear - Lamp Replacement
Commercial | New | Healthcare | LED Linear - Lamp Replacement
Commercial | New | Hospitals | LED Linear - Lamp Replacement
Commercial | New | Institutional | LED Linear - Lamp Replacement
Commercial | New | Lodging/Hospitality | LED Linear - Lamp Replacement
Commercial | New | Miscellaneous | LED Linear - Lamp Replacement
Commercial | New | Offices | LED Linear - Lamp Replacement
Commercial | New | Restaurants | LED Linear - Lamp Replacement
Commercial | New | Retail | LED Linear - Lamp Replacement
Commercial | New | Schools K-12 | LED Linear - Lamp Replacement
Commercial | New | Warehouse | LED Linear - Lamp Replacement
Commercial | Turnover | Assembly | Premium T8 - Fixture Replacement
Commercial | Turnover | College and University | Premium T8 - Fixture Replacement
Commercial | Turnover | Grocery | Premium T8 - Fixture Replacement
Commercial | Turnover | Healthcare | Premium T8 - Fixture Replacement
Commercial | Turnover | Hospitals | Premium T8 - Fixture Replacement
Commercial | Turnover | Institutional | Premium T8 - Fixture Replacement
Commercial | Turnover | Lodging/Hospitality | Premium T8 - Fixture Replacement
Commercial | Turnover | Miscellaneous | Premium T8 - Fixture Replacement
Commercial | Turnover | Offices | Premium T8 - Fixture Replacement
Commercial | Turnover | Restaurants | Premium T8 - Fixture Replacement
Commercial | Turnover | Retail | Premium T8 - Fixture Replacement
Commercial | Turnover | Schools K-12 | Premium T8 - Fixture Replacement
Commercial | Turnover | Warehouse | Premium T8 - Fixture Replacement
Commercial | New | Assembly | Premium T8 - Fixture Replacement
Commercial | New | College and University | Premium T8 - Fixture Replacement
Commercial | New | Grocery | Premium T8 - Fixture Replacement
Commercial | New | Healthcare | Premium T8 - Fixture Replacement
Commercial | New | Hospitals | Premium T8 - Fixture Replacement
Commercial | New | Institutional | Premium T8 - Fixture Replacement
Commercial | New | Lodging/Hospitality | Premium T8 - Fixture Replacement
Commercial | New | Miscellaneous | Premium T8 - Fixture Replacement
Commercial | New | Offices | Premium T8 - Fixture Replacement
Commercial | New | Restaurants | Premium T8 - Fixture Replacement
Commercial | New | Retail | Premium T8 - Fixture Replacement
Commercial | New | Schools K-12 | Premium T8 - Fixture Replacement
Commercial | New | Warehouse | Premium T8 - Fixture Replacement
Commercial | Turnover | Assembly | Premium T8 - Lamp Replacement
Commercial | Turnover | College and University | Premium T8 - Lamp Replacement
Commercial | Turnover | Grocery | Premium T8 - Lamp Replacement
Commercial | Turnover | Healthcare | Premium T8 - Lamp Replacement
Commercial | Turnover | Hospitals | Premium T8 - Lamp Replacement
Commercial | Turnover | Institutional | Premium T8 - Lamp Replacement
Commercial | Turnover | Lodging/Hospitality | Premium T8 - Lamp Replacement
Commercial | Turnover | Miscellaneous | Premium T8 - Lamp Replacement
Commercial | Turnover | Offices | Premium T8 - Lamp Replacement
Commercial | Turnover | Restaurants | Premium T8 - Lamp Replacement
Commercial | Turnover | Retail | Premium T8 - Lamp Replacement
Commercial | Turnover | Schools K-12 | Premium T8 - Lamp Replacement
Commercial | Turnover | Warehouse | Premium T8 - Lamp Replacement
Commercial | New | Assembly | Premium T8 - Lamp Replacement
Commercial | New | College and University | Premium T8 - Lamp Replacement
Commercial | New | Grocery | Premium T8 - Lamp Replacement
Commercial | New | Healthcare | Premium T8 - Lamp Replacement
Commercial | New | Hospitals | Premium T8 - Lamp Replacement
Commercial | New | Institutional | Premium T8 - Lamp Replacement
Commercial | New | Lodging/Hospitality | Premium T8 - Lamp Replacement
Commercial | New | Miscellaneous | Premium T8 - Lamp Replacement
Commercial | New | Offices | Premium T8 - Lamp Replacement
Commercial | New | Restaurants | Premium T8 - Lamp Replacement
Commercial | New | Retail | Premium T8 - Lamp Replacement
Commercial | New | Schools K-12 | Premium T8 - Lamp Replacement
Commercial | New | Warehouse | Premium T8 - Lamp Replacement
Commercial | Turnover | Assembly | Efficient Battery Charger
Commercial | Turnover | College and University | Efficient Battery Charger
Commercial | Turnover | Grocery | Efficient Battery Charger
Commercial | Turnover | Healthcare | Efficient Battery Charger
Commercial | Turnover | Hospitals | Efficient Battery Charger
Commercial | Turnover | Institutional | Efficient Battery Charger
Commercial | Turnover | Lodging/Hospitality | Efficient Battery Charger
Commercial | Turnover | Miscellaneous | Efficient Battery Charger
Commercial | Turnover | Offices | Efficient Battery Charger
Commercial | Turnover | Restaurants | Efficient Battery Charger
Commercial | Turnover | Retail | Efficient Battery Charger
Commercial | Turnover | Schools K-12 | Efficient Battery Charger
Commercial | Turnover | Warehouse | Efficient Battery Charger
Commercial | New | Assembly | Efficient Battery Charger
Commercial | New | College and University | Efficient Battery Charger
Commercial | New | Grocery | Efficient Battery Charger
Commercial | New | Healthcare | Efficient Battery Charger
Commercial | New | Hospitals | Efficient Battery Charger
Commercial | New | Institutional | Efficient Battery Charger
Commercial | New | Lodging/Hospitality | Efficient Battery Charger
Commercial | New | Miscellaneous | Efficient Battery Charger
Commercial | New | Offices | Efficient Battery Charger
Commercial | New | Restaurants | Efficient Battery Charger
Commercial | New | Retail | Efficient Battery Charger
Commercial | New | Schools K-12 | Efficient Battery Charger
Commercial | New | Warehouse | Efficient Battery Charger
Commercial | Turnover | Assembly | ENERGY STAR Commercial Clothes Washer
Commercial | Turnover | College and University | ENERGY STAR Commercial Clothes Washer
Commercial | Turnover | Grocery | ENERGY STAR Commercial Clothes Washer
Commercial | Turnover | Healthcare | ENERGY STAR Commercial Clothes Washer
Commercial | Turnover | Hospitals | ENERGY STAR Commercial Clothes Washer
Commercial | Turnover | Institutional | ENERGY STAR Commercial Clothes Washer
Commercial | Turnover | Lodging/Hospitality | ENERGY STAR Commercial Clothes Washer
Commercial | Turnover | Miscellaneous | ENERGY STAR Commercial Clothes Washer
Commercial | Turnover | Offices | ENERGY STAR Commercial Clothes Washer
Commercial | Turnover | Restaurants | ENERGY STAR Commercial Clothes Washer
Commercial | Turnover | Retail | ENERGY STAR Commercial Clothes Washer
Commercial | Turnover | Schools K-12 | ENERGY STAR Commercial Clothes Washer
Commercial | Turnover | Warehouse | ENERGY STAR Commercial Clothes Washer
Commercial | New | Assembly | ENERGY STAR Commercial Clothes Washer
Commercial | New | College and University | ENERGY STAR Commercial Clothes Washer
Commercial | New | Grocery | ENERGY STAR Commercial Clothes Washer
Commercial | New | Healthcare | ENERGY STAR Commercial Clothes Washer
Commercial | New | Hospitals | ENERGY STAR Commercial Clothes Washer
Commercial | New | Institutional | ENERGY STAR Commercial Clothes Washer
Commercial | New | Lodging/Hospitality | ENERGY STAR Commercial Clothes Washer
Commercial | New | Miscellaneous | ENERGY STAR Commercial Clothes Washer
Commercial | New | Offices | ENERGY STAR Commercial Clothes Washer
Commercial | New | Restaurants | ENERGY STAR Commercial Clothes Washer
Commercial | New | Retail | ENERGY STAR Commercial Clothes Washer
Commercial | New | Schools K-12 | ENERGY STAR Commercial Clothes Washer
Commercial | New | Warehouse | ENERGY STAR Commercial Clothes Washer
Commercial | Turnover | Assembly | ENERGY STAR Water Cooler
Commercial | Turnover | College and University | ENERGY STAR Water Cooler
Commercial | Turnover | Grocery | ENERGY STAR Water Cooler
Commercial | Turnover | Healthcare | ENERGY STAR Water Cooler
Commercial | Turnover | Hospitals | ENERGY STAR Water Cooler
Commercial | Turnover | Institutional | ENERGY STAR Water Cooler
Commercial | Turnover | Lodging/Hospitality | ENERGY STAR Water Cooler
Commercial | Turnover | Miscellaneous | ENERGY STAR Water Cooler
Commercial | Turnover | Offices | ENERGY STAR Water Cooler
Commercial | Turnover | Restaurants | ENERGY STAR Water Cooler
Commercial | Turnover | Retail | ENERGY STAR Water Cooler
Commercial | Turnover | Schools K-12 | ENERGY STAR Water Cooler
Commercial | Turnover | Warehouse | ENERGY STAR Water Cooler
Commercial | New | Assembly | ENERGY STAR Water Cooler
Commercial | New | College and University | ENERGY STAR Water Cooler
Commercial | New | Grocery | ENERGY STAR Water Cooler
Commercial | New | Healthcare | ENERGY STAR Water Cooler
Commercial | New | Hospitals | ENERGY STAR Water Cooler
Commercial | New | Institutional | ENERGY STAR Water Cooler
Commercial | New | Lodging/Hospitality | ENERGY STAR Water Cooler
Commercial | New | Miscellaneous | ENERGY STAR Water Cooler
Commercial | New | Offices | ENERGY STAR Water Cooler
Commercial | New | Restaurants | ENERGY STAR Water Cooler
Commercial | New | Retail | ENERGY STAR Water Cooler
Commercial | New | Schools K-12 | ENERGY STAR Water Cooler
Commercial | New | Warehouse | ENERGY STAR Water Cooler
Commercial | Turnover | Assembly | Heat Pump Pool Heater
Commercial | Turnover | College and University | Heat Pump Pool Heater
Commercial | Turnover | Grocery | Heat Pump Pool Heater
Commercial | Turnover | Healthcare | Heat Pump Pool Heater
Commercial | Turnover | Hospitals | Heat Pump Pool Heater
Commercial | Turnover | Institutional | Heat Pump Pool Heater
Commercial | Turnover | Lodging/Hospitality | Heat Pump Pool Heater
Commercial | Turnover | Miscellaneous | Heat Pump Pool Heater
Commercial | Turnover | Offices | Heat Pump Pool Heater
Commercial | Turnover | Restaurants | Heat Pump Pool Heater
Commercial | Turnover | Retail | Heat Pump Pool Heater
Commercial | Turnover | Schools K-12 | Heat Pump Pool Heater
Commercial | Turnover | Warehouse | Heat Pump Pool Heater
Commercial | New | Assembly | Heat Pump Pool Heater
Commercial | New | College and University | Heat Pump Pool Heater
Commercial | New | Grocery | Heat Pump Pool Heater
Commercial | New | Healthcare | Heat Pump Pool Heater
Commercial | New | Hospitals | Heat Pump Pool Heater
Commercial | New | Institutional | Heat Pump Pool Heater
Commercial | New | Lodging/Hospitality | Heat Pump Pool Heater
Commercial | New | Miscellaneous | Heat Pump Pool Heater
Commercial | New | Offices | Heat Pump Pool Heater
Commercial | New | Restaurants | Heat Pump Pool Heater
Commercial | New | Retail | Heat Pump Pool Heater
Commercial | New | Schools K-12 | Heat Pump Pool Heater
Commercial | New | Warehouse | Heat Pump Pool Heater
Commercial | Turnover | Assembly | Solar Pool Heater
Commercial | Turnover | College and University | Solar Pool Heater
Commercial | Turnover | Grocery | Solar Pool Heater
Commercial | Turnover | Healthcare | Solar Pool Heater
Commercial | Turnover | Hospitals | Solar Pool Heater
Commercial | Turnover | Institutional | Solar Pool Heater
Commercial | Turnover | Lodging/Hospitality | Solar Pool Heater
Commercial | Turnover | Miscellaneous | Solar Pool Heater
Commercial | Turnover | Offices | Solar Pool Heater
Commercial | Turnover | Restaurants | Solar Pool Heater
Commercial | Turnover | Retail | Solar Pool Heater
Commercial | Turnover | Schools K-12 | Solar Pool Heater
Commercial | Turnover | Warehouse | Solar Pool Heater
Commercial | New | Assembly | Solar Pool Heater
Commercial | New | College and University | Solar Pool Heater
Commercial | New | Grocery | Solar Pool Heater
Commercial | New | Healthcare | Solar Pool Heater
Commercial | New | Hospitals | Solar Pool Heater
Commercial | New | Institutional | Solar Pool Heater
Commercial | New | Lodging/Hospitality | Solar Pool Heater
Commercial | New | Miscellaneous | Solar Pool Heater
Commercial | New | Offices | Solar Pool Heater
Commercial | New | Restaurants | Solar Pool Heater
Commercial | New | Retail | Solar Pool Heater
Commercial | New | Schools K-12 | Solar Pool Heater
Commercial | New | Warehouse | Solar Pool Heater
Commercial | Turnover | Assembly | Solar Powered Pool Pump
Commercial | Turnover | College and University | Solar Powered Pool Pump
Commercial | Turnover | Grocery | Solar Powered Pool Pump
Commercial | Turnover | Healthcare | Solar Powered Pool Pump
Commercial | Turnover | Hospitals | Solar Powered Pool Pump
Commercial | Turnover | Institutional | Solar Powered Pool Pump
Commercial | Turnover | Lodging/Hospitality | Solar Powered Pool Pump
Commercial | Turnover | Miscellaneous | Solar Powered Pool Pump
Commercial | Turnover | Offices | Solar Powered Pool Pump
Commercial | Turnover | Restaurants | Solar Powered Pool Pump
Commercial | Turnover | Retail | Solar Powered Pool Pump
Commercial | Turnover | Schools K-12 | Solar Powered Pool Pump
Commercial | New | Assembly | Solar Powered Pool Pump
Commercial | New | College and University | Solar Powered Pool Pump
Commercial | New | Grocery | Solar Powered Pool Pump
Commercial | New | Healthcare | Solar Powered Pool Pump
Commercial | New | Hospitals | Solar Powered Pool Pump
Commercial | New | Institutional | Solar Powered Pool Pump
Commercial | New | Lodging/Hospitality | Solar Powered Pool Pump
Commercial | New | Miscellaneous | Solar Powered Pool Pump
Commercial | New | Offices | Solar Powered Pool Pump
Commercial | New | Restaurants | Solar Powered Pool Pump
Commercial | New | Retail | Solar Powered Pool Pump
Commercial | New | Schools K-12 | Solar Powered Pool Pump
Commercial | Turnover | Assembly | Two Speed Pool Pump
Commercial | Turnover | College and University | Two Speed Pool Pump
Commercial | Turnover | Grocery | Two Speed Pool Pump
Commercial | Turnover | Healthcare | Two Speed Pool Pump
Commercial | Turnover | Hospitals | Two Speed Pool Pump
Commercial | Turnover | Institutional | Two Speed Pool Pump
Commercial | Turnover | Lodging/Hospitality | Two Speed Pool Pump
Commercial | Turnover | Miscellaneous | Two Speed Pool Pump
Commercial | Turnover | Offices | Two Speed Pool Pump
Commercial | Turnover | Restaurants | Two Speed Pool Pump
Commercial | Turnover | Retail | Two Speed Pool Pump
Commercial | Turnover | Schools K-12 | Two Speed Pool Pump
Commercial | Turnover | Warehouse | Two Speed Pool Pump
Commercial | New | Assembly | Two Speed Pool Pump
Commercial | New | College and University | Two Speed Pool Pump
Commercial | New | Grocery | Two Speed Pool Pump
Commercial | New | Healthcare | Two Speed Pool Pump
Commercial | New | Hospitals | Two Speed Pool Pump
Commercial | New | Institutional | Two Speed Pool Pump
Commercial | New | Lodging/Hospitality | Two Speed Pool Pump
Commercial | New | Miscellaneous | Two Speed Pool Pump
Commercial | New | Offices | Two Speed Pool Pump
Commercial | New | Restaurants | Two Speed Pool Pump
Commercial | New | Retail | Two Speed Pool Pump
Commercial | New | Schools K-12 | Two Speed Pool Pump
Commercial | New | Warehouse | Two Speed Pool Pump
Commercial | Turnover | Assembly | Variable Speed Pool Pump
Commercial | Turnover | College and University | Variable Speed Pool Pump
Commercial | Turnover | Grocery | Variable Speed Pool Pump
Commercial | Turnover | Healthcare | Variable Speed Pool Pump
Commercial | Turnover | Hospitals | Variable Speed Pool Pump
Commercial | Turnover | Institutional | Variable Speed Pool Pump
Commercial | Turnover | Lodging/Hospitality | Variable Speed Pool Pump
Commercial | Turnover | Miscellaneous | Variable Speed Pool Pump
Commercial | Turnover | Offices | Variable Speed Pool Pump
Commercial | Turnover | Restaurants | Variable Speed Pool Pump
Commercial | Turnover | Retail | Variable Speed Pool Pump
Commercial | Turnover | Schools K-12 | Variable Speed Pool Pump
Commercial | New | Assembly | Variable Speed Pool Pump
Commercial | New | College and University | Variable Speed Pool Pump
Commercial | New | Grocery | Variable Speed Pool Pump
Commercial | New | Healthcare | Variable Speed Pool Pump
Commercial | New | Hospitals | Variable Speed Pool Pump
Commercial | New | Institutional | Variable Speed Pool Pump
Commercial | New | Lodging/Hospitality | Variable Speed Pool Pump
Commercial | New | Miscellaneous | Variable Speed Pool Pump
Commercial | New | Offices | Variable Speed Pool Pump
Commercial | New | Restaurants | Variable Speed Pool Pump
Commercial | New | Retail | Variable Speed Pool Pump
Commercial | New | Schools K-12 | Variable Speed Pool Pump
Commercial | Turnover | Assembly | ENERGY STAR Imaging Equipment
Commercial | Turnover | College and University | ENERGY STAR Imaging Equipment
Commercial | Turnover | Grocery | ENERGY STAR Imaging Equipment
Commercial | Turnover | Healthcare | ENERGY STAR Imaging Equipment
Commercial | Turnover | Hospitals | ENERGY STAR Imaging Equipment
Commercial | Turnover | Institutional | ENERGY STAR Imaging Equipment
Commercial | Turnover | Lodging/Hospitality | ENERGY STAR Imaging Equipment
Commercial | Turnover | Miscellaneous | ENERGY STAR Imaging Equipment
Commercial | Turnover | Offices | ENERGY STAR Imaging Equipment
Commercial | Turnover | Restaurants | ENERGY STAR Imaging Equipment
Commercial | Turnover | Retail | ENERGY STAR Imaging Equipment
Commercial | Turnover | Schools K-12 | ENERGY STAR Imaging Equipment
Commercial | Turnover | Warehouse | ENERGY STAR Imaging Equipment
Commercial | New | Assembly | ENERGY STAR Imaging Equipment
Commercial | New | College and University | ENERGY STAR Imaging Equipment
Commercial | New | Grocery | ENERGY STAR Imaging Equipment
Commercial | New | Healthcare | ENERGY STAR Imaging Equipment
Commercial | New | Hospitals | ENERGY STAR Imaging Equipment
Commercial | New | Institutional | ENERGY STAR Imaging Equipment
Commercial | New | Lodging/Hospitality | ENERGY STAR Imaging Equipment
Commercial | New | Miscellaneous | ENERGY STAR Imaging Equipment
Commercial | New | Offices | ENERGY STAR Imaging Equipment
Commercial | New | Restaurants | ENERGY STAR Imaging Equipment
Commercial | New | Retail | ENERGY STAR Imaging Equipment
Commercial | New | Schools K-12 | ENERGY STAR Imaging Equipment
Commercial | New | Warehouse | ENERGY STAR Imaging Equipment
Commercial | Turnover | Assembly | Energy Star PCs
Commercial | Turnover | College and University | Energy Star PCs
Commercial | Turnover | Grocery | Energy Star PCs
Commercial | Turnover | Healthcare | Energy Star PCs
Commercial | Turnover | Hospitals | Energy Star PCs
Commercial | Turnover | Institutional | Energy Star PCs
Commercial | Turnover | Lodging/Hospitality | Energy Star PCs
Commercial | Turnover | Miscellaneous | Energy Star PCs
Commercial | Turnover | Offices | Energy Star PCs
Commercial | Turnover | Restaurants | Energy Star PCs
Commercial | Turnover | Retail | Energy Star PCs
Commercial | Turnover | Schools K-12 | Energy Star PCs
Commercial | Turnover | Warehouse | Energy Star PCs
Commercial | New | Assembly | Energy Star PCs
Commercial | New | College and University | Energy Star PCs
Commercial | New | Grocery | Energy Star PCs
Commercial | New | Healthcare | Energy Star PCs
Commercial | New | Hospitals | Energy Star PCs
Commercial | New | Institutional | Energy Star PCs
Commercial | New | Lodging/Hospitality | Energy Star PCs
Commercial | New | Miscellaneous | Energy Star PCs
Commercial | New | Offices | Energy Star PCs
Commercial | New | Restaurants | Energy Star PCs
Commercial | New | Retail | Energy Star PCs
Commercial | New | Schools K-12 | Energy Star PCs
Commercial | New | Warehouse | Energy Star PCs
Commercial | Turnover | Assembly | Energy Star Servers
Commercial | Turnover | College and University | Energy Star Servers
Commercial | Turnover | Grocery | Energy Star Servers
Commercial | Turnover | Healthcare | Energy Star Servers
Commercial | Turnover | Hospitals | Energy Star Servers
Commercial | Turnover | Institutional | Energy Star Servers
Commercial | Turnover | Lodging/Hospitality | Energy Star Servers
Commercial | Turnover | Miscellaneous | Energy Star Servers
Commercial | Turnover | Offices | Energy Star Servers
Commercial | Turnover | Restaurants | Energy Star Servers
Commercial | Turnover | Retail | Energy Star Servers
Commercial | Turnover | Schools K-12 | Energy Star Servers
Commercial | Turnover | Warehouse | Energy Star Servers
Commercial | New | Assembly | Energy Star Servers
Commercial | New | College and University | Energy Star Servers
Commercial | New | Grocery | Energy Star Servers
Commercial | New | Healthcare | Energy Star Servers
Commercial | New | Hospitals | Energy Star Servers
Commercial | New | Institutional | Energy Star Servers
Commercial | New | Lodging/Hospitality | Energy Star Servers
Commercial | New | Miscellaneous | Energy Star Servers
Commercial | New | Offices | Energy Star Servers
Commercial | New | Restaurants | Energy Star Servers
Commercial | New | Retail | Energy Star Servers
Commercial | New | Schools K-12 | Energy Star Servers
Commercial | New | Warehouse | Energy Star Servers
Commercial | Turnover | Assembly | Energy Star Uninterruptable Power Supply
Commercial | Turnover | College and University | Energy Star Uninterruptable Power Supply
Commercial | Turnover | Grocery | Energy Star Uninterruptable Power Supply
Commercial | Turnover | Healthcare | Energy Star Uninterruptable Power Supply
Commercial | Turnover | Hospitals | Energy Star Uninterruptable Power Supply
Commercial | Turnover | Institutional | Energy Star Uninterruptable Power Supply
Commercial | Turnover | Lodging/Hospitality | Energy Star Uninterruptable Power Supply
Commercial | Turnover | Miscellaneous | Energy Star Uninterruptable Power Supply
Commercial | Turnover | Offices | Energy Star Uninterruptable Power Supply
Commercial | Turnover | Restaurants | Energy Star Uninterruptable Power Supply
Commercial | Turnover | Retail | Energy Star Uninterruptable Power Supply
Commercial | Turnover | Schools K-12 | Energy Star Uninterruptable Power Supply
Commercial | Turnover | Warehouse | Energy Star Uninterruptable Power Supply
Commercial | New | Assembly | Energy Star Uninterruptable Power Supply
Commercial | New | College and University | Energy Star Uninterruptable Power Supply
Commercial | New | Grocery | Energy Star Uninterruptable Power Supply
Commercial | New | Healthcare | Energy Star Uninterruptable Power Supply
Commercial | New | Hospitals | Energy Star Uninterruptable Power Supply
Commercial | New | Institutional | Energy Star Uninterruptable Power Supply
Commercial | New | Lodging/Hospitality | Energy Star Uninterruptable Power Supply
Commercial | New | Miscellaneous | Energy Star Uninterruptable Power Supply
Commercial | New | Offices | Energy Star Uninterruptable Power Supply
Commercial | New | Restaurants | Energy Star Uninterruptable Power Supply
Commercial | New | Retail | Energy Star Uninterruptable Power Supply
Commercial | New | Schools K-12 | Energy Star Uninterruptable Power Supply
Commercial | New | Warehouse | Energy Star Uninterruptable Power Supply
Commercial | Turnover | Assembly | Server Virtualization
Commercial | Turnover | College and University | Server Virtualization
Commercial | Turnover | Grocery | Server Virtualization
Commercial | Turnover | Healthcare | Server Virtualization
Commercial | Turnover | Hospitals | Server Virtualization
Commercial | Turnover | Institutional | Server Virtualization
Commercial | Turnover | Lodging/Hospitality | Server Virtualization
Commercial | Turnover | Miscellaneous | Server Virtualization
Commercial | Turnover | Offices | Server Virtualization
Commercial | Turnover | Restaurants | Server Virtualization
Commercial | Turnover | Retail | Server Virtualization
Commercial | Turnover | Schools K-12 | Server Virtualization
Commercial | Turnover | Warehouse | Server Virtualization
Commercial | New | Assembly | Server Virtualization
Commercial | New | College and University | Server Virtualization
Commercial | New | Grocery | Server Virtualization
Commercial | New | Healthcare | Server Virtualization
Commercial | New | Hospitals | Server Virtualization
Commercial | New | Institutional | Server Virtualization
Commercial | New | Lodging/Hospitality | Server Virtualization
Commercial | New | Miscellaneous | Server Virtualization
Commercial | New | Offices | Server Virtualization
Commercial | New | Restaurants | Server Virtualization
Commercial | New | Retail | Server Virtualization
Commercial | New | Schools K-12 | Server Virtualization
Commercial | New | Warehouse | Server Virtualization
Commercial | Turnover | Assembly | Energy Star Commercial Glass Door Freezer
Commercial | Turnover | College and University | Energy Star Commercial Glass Door Freezer
Commercial | Turnover | Grocery | Energy Star Commercial Glass Door Freezer
Commercial | Turnover | Healthcare | Energy Star Commercial Glass Door Freezer
Commercial | Turnover | Hospitals | Energy Star Commercial Glass Door Freezer
Commercial | Turnover | Institutional | Energy Star Commercial Glass Door Freezer
Commercial | Turnover | Lodging/Hospitality | Energy Star Commercial Glass Door Freezer
Commercial | Turnover | Miscellaneous | Energy Star Commercial Glass Door Freezer
Commercial | Turnover | Offices | Energy Star Commercial Glass Door Freezer
Commercial | Turnover | Restaurants | Energy Star Commercial Glass Door Freezer
Commercial | Turnover | Retail | Energy Star Commercial Glass Door Freezer
Commercial | Turnover | Schools K-12 | Energy Star Commercial Glass Door Freezer
Commercial | Turnover | Warehouse | Energy Star Commercial Glass Door Freezer
Commercial | New | Assembly | Energy Star Commercial Glass Door Freezer
Commercial | New | College and University | Energy Star Commercial Glass Door Freezer
Commercial | New | Grocery | Energy Star Commercial Glass Door Freezer
Commercial | New | Healthcare | Energy Star Commercial Glass Door Freezer
Commercial | New | Hospitals | Energy Star Commercial Glass Door Freezer
Commercial | New | Institutional | Energy Star Commercial Glass Door Freezer
Commercial | New | Lodging/Hospitality | Energy Star Commercial Glass Door Freezer
Commercial | New | Miscellaneous | Energy Star Commercial Glass Door Freezer
Commercial | New | Offices | Energy Star Commercial Glass Door Freezer
Commercial | New | Restaurants | Energy Star Commercial Glass Door Freezer
Commercial | New | Retail | Energy Star Commercial Glass Door Freezer
Commercial | New | Schools K-12 | Energy Star Commercial Glass Door Freezer
Commercial | New | Warehouse | Energy Star Commercial Glass Door Freezer
Commercial | Turnover | Assembly | Energy Star Commercial Glass Door Refrigerator
Commercial | Turnover | College and University | Energy Star Commercial Glass Door Refrigerator
Commercial | Turnover | Grocery | Energy Star Commercial Glass Door Refrigerator
Commercial | Turnover | Healthcare | Energy Star Commercial Glass Door Refrigerator
Commercial | Turnover | Hospitals | Energy Star Commercial Glass Door Refrigerator
Commercial | Turnover | Institutional | Energy Star Commercial Glass Door Refrigerator
Commercial | Turnover | Lodging/Hospitality | Energy Star Commercial Glass Door Refrigerator
Commercial | Turnover | Miscellaneous | Energy Star Commercial Glass Door Refrigerator
Commercial | Turnover | Offices | Energy Star Commercial Glass Door Refrigerator
Commercial | Turnover | Restaurants | Energy Star Commercial Glass Door Refrigerator
Commercial | Turnover | Retail | Energy Star Commercial Glass Door Refrigerator
Commercial | Turnover | Schools K-12 | Energy Star Commercial Glass Door Refrigerator
Commercial | Turnover | Warehouse | Energy Star Commercial Glass Door Refrigerator
Commercial | New | Assembly | Energy Star Commercial Glass Door Refrigerator
Commercial | New | College and University | Energy Star Commercial Glass Door Refrigerator
Commercial | New | Grocery | Energy Star Commercial Glass Door Refrigerator
Commercial | New | Healthcare | Energy Star Commercial Glass Door Refrigerator
Commercial | New | Hospitals | Energy Star Commercial Glass Door Refrigerator
Commercial | New | Institutional | Energy Star Commercial Glass Door Refrigerator
Commercial | New | Lodging/Hospitality | Energy Star Commercial Glass Door Refrigerator
Commercial | New | Miscellaneous | Energy Star Commercial Glass Door Refrigerator
Commercial | New | Offices | Energy Star Commercial Glass Door Refrigerator
Commercial | New | Restaurants | Energy Star Commercial Glass Door Refrigerator
Commercial | New | Retail | Energy Star Commercial Glass Door Refrigerator
Commercial | New | Schools K-12 | Energy Star Commercial Glass Door Refrigerator
Commercial | New | Warehouse | Energy Star Commercial Glass Door Refrigerator
Commercial | Turnover | Assembly | Energy Star Commercial Solid Door Freezer
Commercial | Turnover | College and University | Energy Star Commercial Solid Door Freezer
Commercial | Turnover | Grocery | Energy Star Commercial Solid Door Freezer
Commercial | Turnover | Healthcare | Energy Star Commercial Solid Door Freezer
Commercial | Turnover | Hospitals | Energy Star Commercial Solid Door Freezer
Commercial | Turnover | Institutional | Energy Star Commercial Solid Door Freezer
Commercial | Turnover | Lodging/Hospitality | Energy Star Commercial Solid Door Freezer
Commercial | Turnover | Miscellaneous | Energy Star Commercial Solid Door Freezer
Commercial | Turnover | Offices | Energy Star Commercial Solid Door Freezer
Commercial | Turnover | Restaurants | Energy Star Commercial Solid Door Freezer
Commercial | Turnover | Retail | Energy Star Commercial Solid Door Freezer
Commercial | Turnover | Schools K-12 | Energy Star Commercial Solid Door Freezer
Commercial | Turnover | Warehouse | Energy Star Commercial Solid Door Freezer
Commercial | New | Assembly | Energy Star Commercial Solid Door Freezer
Commercial | New | College and University | Energy Star Commercial Solid Door Freezer
Commercial | New | Grocery | Energy Star Commercial Solid Door Freezer
Commercial | New | Healthcare | Energy Star Commercial Solid Door Freezer
Commercial | New | Hospitals | Energy Star Commercial Solid Door Freezer
Commercial | New | Institutional | Energy Star Commercial Solid Door Freezer
Commercial | New | Lodging/Hospitality | Energy Star Commercial Solid Door Freezer
Commercial | New | Miscellaneous | Energy Star Commercial Solid Door Freezer
Commercial | New | Offices | Energy Star Commercial Solid Door Freezer
Commercial | New | Restaurants | Energy Star Commercial Solid Door Freezer
Commercial | New | Retail | Energy Star Commercial Solid Door Freezer
Commercial | New | Schools K-12 | Energy Star Commercial Solid Door Freezer
Commercial | New | Warehouse | Energy Star Commercial Solid Door Freezer
Commercial | Turnover | Assembly | Energy Star Commercial Solid Door Refrigerator
Commercial | Turnover | College and University | Energy Star Commercial Solid Door Refrigerator
Commercial | Turnover | Grocery | Energy Star Commercial Solid Door Refrigerator
Commercial | Turnover | Healthcare | Energy Star Commercial Solid Door Refrigerator
Commercial | Turnover | Hospitals | Energy Star Commercial Solid Door Refrigerator
Commercial | Turnover | Institutional | Energy Star Commercial Solid Door Refrigerator
Commercial | Turnover | Lodging/Hospitality | Energy Star Commercial Solid Door Refrigerator
Commercial | Turnover | Miscellaneous | Energy Star Commercial Solid Door Refrigerator
Commercial | Turnover | Offices | Energy Star Commercial Solid Door Refrigerator
Commercial | Turnover | Restaurants | Energy Star Commercial Solid Door Refrigerator
Commercial | Turnover | Retail | Energy Star Commercial Solid Door Refrigerator
Commercial | Turnover | Schools K-12 | Energy Star Commercial Solid Door Refrigerator
Commercial | Turnover | Warehouse | Energy Star Commercial Solid Door Refrigerator
Commercial | New | Assembly | Energy Star Commercial Solid Door Refrigerator
Commercial | New | College and University | Energy Star Commercial Solid Door Refrigerator
Commercial | New | Grocery | Energy Star Commercial Solid Door Refrigerator
Commercial | New | Healthcare | Energy Star Commercial Solid Door Refrigerator
Commercial | New | Hospitals | Energy Star Commercial Solid Door Refrigerator
Commercial | New | Institutional | Energy Star Commercial Solid Door Refrigerator
Commercial | New | Lodging/Hospitality | Energy Star Commercial Solid Door Refrigerator
Commercial | New | Miscellaneous | Energy Star Commercial Solid Door Refrigerator
Commercial | New | Offices | Energy Star Commercial Solid Door Refrigerator
Commercial | New | Restaurants | Energy Star Commercial Solid Door Refrigerator
Commercial | New | Retail | Energy Star Commercial Solid Door Refrigerator
Commercial | New | Schools K-12 | Energy Star Commercial Solid Door Refrigerator
Commercial | New | Warehouse | Energy Star Commercial Solid Door Refrigerator
Commercial | Turnover | Assembly | Energy Star Ice Maker
Commercial | Turnover | College and University | Energy Star Ice Maker
Commercial | Turnover | Grocery | Energy Star Ice Maker
Commercial | Turnover | Healthcare | Energy Star Ice Maker
Commercial | Turnover | Hospitals | Energy Star Ice Maker
Commercial | Turnover | Institutional | Energy Star Ice Maker
Commercial | Turnover | Lodging/Hospitality | Energy Star Ice Maker
Commercial | Turnover | Miscellaneous | Energy Star Ice Maker
Commercial | Turnover | Offices | Energy Star Ice Maker
Commercial | Turnover | Restaurants | Energy Star Ice Maker
Commercial | Turnover | Retail | Energy Star Ice Maker
Commercial | Turnover | Schools K-12 | Energy Star Ice Maker
Commercial | Turnover | Warehouse | Energy Star Ice Maker
Commercial | New | Assembly | Energy Star Ice Maker
Commercial | New | College and University | Energy Star Ice Maker
Commercial | New | Grocery | Energy Star Ice Maker
Commercial | New | Healthcare | Energy Star Ice Maker
Commercial | New | Hospitals | Energy Star Ice Maker
Commercial | New | Institutional | Energy Star Ice Maker
Commercial | New | Lodging/Hospitality | Energy Star Ice Maker
Commercial | New | Miscellaneous | Energy Star Ice Maker
Commercial | New | Offices | Energy Star Ice Maker
Commercial | New | Restaurants | Energy Star Ice Maker
Commercial | New | Retail | Energy Star Ice Maker
Commercial | New | Schools K-12 | Energy Star Ice Maker
Commercial | New | Warehouse | Energy Star Ice Maker
Commercial | Turnover | Assembly | Energy Star Refrigerator
Commercial | Turnover | College and University | Energy Star Refrigerator
Commercial | Turnover | Grocery | Energy Star Refrigerator
Commercial | Turnover | Healthcare | Energy Star Refrigerator
Commercial | Turnover | Hospitals | Energy Star Refrigerator
Commercial | Turnover | Institutional | Energy Star Refrigerator
Commercial | Turnover | Lodging/Hospitality | Energy Star Refrigerator
Commercial | Turnover | Miscellaneous | Energy Star Refrigerator
Commercial | Turnover | Offices | Energy Star Refrigerator
Commercial | Turnover | Restaurants | Energy Star Refrigerator
Commercial | Turnover | Retail | Energy Star Refrigerator
Commercial | Turnover | Schools K-12 | Energy Star Refrigerator
Commercial | Turnover | Warehouse | Energy Star Refrigerator
Commercial | New | Assembly | Energy Star Refrigerator
Commercial | New | College and University | Energy Star Refrigerator
Commercial | New | Grocery | Energy Star Refrigerator
Commercial | New | Healthcare | Energy Star Refrigerator
Commercial | New | Hospitals | Energy Star Refrigerator
Commercial | New | Institutional | Energy Star Refrigerator
Commercial | New | Lodging/Hospitality | Energy Star Refrigerator
Commercial | New | Miscellaneous | Energy Star Refrigerator
Commercial | New | Offices | Energy Star Refrigerator
Commercial | New | Restaurants | Energy Star Refrigerator
Commercial | New | Retail | Energy Star Refrigerator
Commercial | New | Schools K-12 | Energy Star Refrigerator
Commercial | New | Warehouse | Energy Star Refrigerator
Commercial | Turnover | Assembly | Energy Star Vending Machine
Commercial | Turnover | College and University | Energy Star Vending Machine
Commercial | Turnover | Grocery | Energy Star Vending Machine
Commercial | Turnover | Healthcare | Energy Star Vending Machine
Commercial | Turnover | Hospitals | Energy Star Vending Machine
Commercial | Turnover | Institutional | Energy Star Vending Machine
Commercial | Turnover | Lodging/Hospitality | Energy Star Vending Machine
Commercial | Turnover | Miscellaneous | Energy Star Vending Machine
Commercial | Turnover | Offices | Energy Star Vending Machine
Commercial | Turnover | Restaurants | Energy Star Vending Machine
Commercial | Turnover | Retail | Energy Star Vending Machine
Commercial | Turnover | Schools K-12 | Energy Star Vending Machine
Commercial | Turnover | Warehouse | Energy Star Vending Machine
Commercial | New | Assembly | Energy Star Vending Machine
Commercial | New | College and University | Energy Star Vending Machine
Commercial | New | Grocery | Energy Star Vending Machine
Commercial | New | Healthcare | Energy Star Vending Machine
Commercial | New | Hospitals | Energy Star Vending Machine
Commercial | New | Institutional | Energy Star Vending Machine
Commercial | New | Lodging/Hospitality | Energy Star Vending Machine
Commercial | New | Miscellaneous | Energy Star Vending Machine
Commercial | New | Offices | Energy Star Vending Machine
Commercial | New | Restaurants | Energy Star Vending Machine
Commercial | New | Retail | Energy Star Vending Machine
Commercial | New | Schools K-12 | Energy Star Vending Machine
Commercial | New | Warehouse | Energy Star Vending Machine
Commercial | Turnover | Assembly | Refrigerated Display Case LED Lighting
Commercial | Turnover | College and University | Refrigerated Display Case LED Lighting
Commercial | Turnover | Grocery | Refrigerated Display Case LED Lighting
Commercial | Turnover | Healthcare | Refrigerated Display Case LED Lighting
Commercial | Turnover | Hospitals | Refrigerated Display Case LED Lighting
Commercial | Turnover | Institutional | Refrigerated Display Case LED Lighting
Commercial | Turnover | Lodging/Hospitality | Refrigerated Display Case LED Lighting
Commercial | Turnover | Miscellaneous | Refrigerated Display Case LED Lighting
Commercial | Turnover | Offices | Refrigerated Display Case LED Lighting
Commercial | Turnover | Restaurants | Refrigerated Display Case LED Lighting
Commercial | Turnover | Retail | Refrigerated Display Case LED Lighting
Commercial | Turnover | Schools K-12 | Refrigerated Display Case LED Lighting
Commercial | Turnover | Warehouse | Refrigerated Display Case LED Lighting
Commercial | New | Assembly | Refrigerated Display Case LED Lighting
Commercial | New | College and University | Refrigerated Display Case LED Lighting
Commercial | New | Grocery | Refrigerated Display Case LED Lighting
Commercial | New | Healthcare | Refrigerated Display Case LED Lighting
Commercial | New | Hospitals | Refrigerated Display Case LED Lighting
Commercial | New | Institutional | Refrigerated Display Case LED Lighting
Commercial | New | Lodging/Hospitality | Refrigerated Display Case LED Lighting
Commercial | New | Miscellaneous | Refrigerated Display Case LED Lighting
Commercial | New | Offices | Refrigerated Display Case LED Lighting
Commercial | New | Restaurants | Refrigerated Display Case LED Lighting
Commercial | New | Retail | Refrigerated Display Case LED Lighting
Commercial | New | Schools K-12 | Refrigerated Display Case LED Lighting
Commercial | New | Warehouse | Refrigerated Display Case LED Lighting
Commercial | Turnover | Assembly | 10HP Open Drip-Proof(ODP) Motor
Commercial | Turnover | College and University | 10HP Open Drip-Proof(ODP) Motor
Commercial | Turnover | Grocery | 10HP Open Drip-Proof(ODP) Motor
Commercial | Turnover | Healthcare | 10HP Open Drip-Proof(ODP) Motor
Commercial | Turnover | Hospitals | 10HP Open Drip-Proof(ODP) Motor
Commercial | Turnover | Institutional | 10HP Open Drip-Proof(ODP) Motor
Commercial | Turnover | Lodging/Hospitality | 10HP Open Drip-Proof(ODP) Motor
Commercial | Turnover | Miscellaneous | 10HP Open Drip-Proof(ODP) Motor
Commercial | Turnover | Offices | 10HP Open Drip-Proof(ODP) Motor
Commercial | Turnover | Restaurants | 10HP Open Drip-Proof(ODP) Motor
Commercial | Turnover | Retail | 10HP Open Drip-Proof(ODP) Motor
Commercial | Turnover | Schools K-12 | 10HP Open Drip-Proof(ODP) Motor
Commercial | Turnover | Warehouse | 10HP Open Drip-Proof(ODP) Motor
Commercial | New | Assembly | 10HP Open Drip-Proof(ODP) Motor
Commercial | New | College and University | 10HP Open Drip-Proof(ODP) Motor
Commercial | New | Grocery | 10HP Open Drip-Proof(ODP) Motor
Commercial | New | Healthcare | 10HP Open Drip-Proof(ODP) Motor
Commercial | New | Hospitals | 10HP Open Drip-Proof(ODP) Motor
Commercial | New | Institutional | 10HP Open Drip-Proof(ODP) Motor
Commercial | New | Lodging/Hospitality | 10HP Open Drip-Proof(ODP) Motor
Commercial | New | Miscellaneous | 10HP Open Drip-Proof(ODP) Motor
Commercial | New | Offices | 10HP Open Drip-Proof(ODP) Motor
Commercial | New | Restaurants | 10HP Open Drip-Proof(ODP) Motor
Commercial | New | Retail | 10HP Open Drip-Proof(ODP) Motor
Commercial | New | Schools K-12 | 10HP Open Drip-Proof(ODP) Motor
Commercial | New | Warehouse | 10HP Open Drip-Proof(ODP) Motor
Commercial | Turnover | Assembly | High Speed Fans
Commercial | Turnover | College and University | High Speed Fans
Commercial | Turnover | Grocery | High Speed Fans
Commercial | Turnover | Healthcare | High Speed Fans
Commercial | Turnover | Hospitals | High Speed Fans
Commercial | Turnover | Institutional | High Speed Fans
Commercial | Turnover | Lodging/Hospitality | High Speed Fans
Commercial | Turnover | Miscellaneous | High Speed Fans
Commercial | Turnover | Offices | High Speed Fans
Commercial | Turnover | Restaurants | High Speed Fans
Commercial | Turnover | Retail | High Speed Fans
Commercial | Turnover | Schools K-12 | High Speed Fans
Commercial | Turnover | Warehouse | High Speed Fans
Commercial | New | Assembly | High Speed Fans
Commercial | New | College and University | High Speed Fans
Commercial | New | Grocery | High Speed Fans
Commercial | New | Healthcare | High Speed Fans
Commercial | New | Hospitals | High Speed Fans
Commercial | New | Institutional | High Speed Fans
Commercial | New | Lodging/Hospitality | High Speed Fans
Commercial | New | Miscellaneous | High Speed Fans
Commercial | New | Offices | High Speed Fans
Commercial | New | Restaurants | High Speed Fans
Commercial | New | Retail | High Speed Fans
Commercial | New | Schools K-12 | High Speed Fans
Commercial | New | Warehouse | High Speed Fans
Commercial | Existing | Assembly | Drain Water Heat Recovery
Commercial | Existing | College and University | Drain Water Heat Recovery
Commercial | Existing | Grocery | Drain Water Heat Recovery
Commercial | Existing | Healthcare | Drain Water Heat Recovery
Commercial | Existing | Hospitals | Drain Water Heat Recovery
Commercial | Existing | Institutional | Drain Water Heat Recovery
Commercial | Existing | Lodging/Hospitality | Drain Water Heat Recovery
Commercial | Existing | Miscellaneous | Drain Water Heat Recovery
Commercial | Existing | Offices | Drain Water Heat Recovery
Commercial | Existing | Restaurants | Drain Water Heat Recovery
Commercial | Existing | Retail | Drain Water Heat Recovery
Commercial | Existing | Schools K-12 | Drain Water Heat Recovery
Commercial | Existing | Warehouse | Drain Water Heat Recovery
Commercial | New | Assembly | Drain Water Heat Recovery
Commercial | New | College and University | Drain Water Heat Recovery
Commercial | New | Grocery | Drain Water Heat Recovery
Commercial | New | Healthcare | Drain Water Heat Recovery
Commercial | New | Hospitals | Drain Water Heat Recovery
Commercial | New | Institutional | Drain Water Heat Recovery
Commercial | New | Lodging/Hospitality | Drain Water Heat Recovery
Commercial | New | Miscellaneous | Drain Water Heat Recovery
Commercial | New | Offices | Drain Water Heat Recovery
Commercial | New | Restaurants | Drain Water Heat Recovery
Commercial | New | Retail | Drain Water Heat Recovery
Commercial | New | Schools K-12 | Drain Water Heat Recovery
Commercial | New | Warehouse | Drain Water Heat Recovery
Commercial | Existing | Assembly | Faucet Aerator
Commercial | Existing | College and University | Faucet Aerator
Commercial | Existing | Grocery | Faucet Aerator
Commercial | Existing | Healthcare | Faucet Aerator
Commercial | Existing | Hospitals | Faucet Aerator
Commercial | Existing | Institutional | Faucet Aerator
Commercial | Existing | Lodging/Hospitality | Faucet Aerator
Commercial | Existing | Miscellaneous | Faucet Aerator
Commercial | Existing | Offices | Faucet Aerator
Commercial | Existing | Restaurants | Faucet Aerator
Commercial | Existing | Retail | Faucet Aerator
Commercial | Existing | Schools K-12 | Faucet Aerator
Commercial | Existing | Warehouse | Faucet Aerator
Commercial | New | Assembly | Faucet Aerator
Commercial | New | College and University | Faucet Aerator
Commercial | New | Grocery | Faucet Aerator
Commercial | New | Healthcare | Faucet Aerator
Commercial | New | Hospitals | Faucet Aerator
Commercial | New | Institutional | Faucet Aerator
Commercial | New | Lodging/Hospitality | Faucet Aerator
Commercial | New | Miscellaneous | Faucet Aerator
Commercial | New | Offices | Faucet Aerator
Commercial | New | Restaurants | Faucet Aerator
Commercial | New | Retail | Faucet Aerator
Commercial | New | Schools K-12 | Faucet Aerator
Commercial | New | Warehouse | Faucet Aerator
Commercial | Existing | Assembly | Hot Water Circulation Pump Control
Commercial | Existing | College and University | Hot Water Circulation Pump Control
Commercial | Existing | Grocery | Hot Water Circulation Pump Control
Commercial | Existing | Healthcare | Hot Water Circulation Pump Control
Commercial | Existing | Hospitals | Hot Water Circulation Pump Control
Commercial | Existing | Institutional | Hot Water Circulation Pump Control
Commercial | Existing | Lodging/Hospitality | Hot Water Circulation Pump Control
Commercial | Existing | Miscellaneous | Hot Water Circulation Pump Control
Commercial | Existing | Offices | Hot Water Circulation Pump Control
Commercial | Existing | Restaurants | Hot Water Circulation Pump Control
Commercial | Existing | Retail | Hot Water Circulation Pump Control
Commercial | Existing | Schools K-12 | Hot Water Circulation Pump Control
Commercial | Existing | Warehouse | Hot Water Circulation Pump Control
Commercial | New | Assembly | Hot Water Circulation Pump Control
Commercial | New | College and University | Hot Water Circulation Pump Control
Commercial | New | Grocery | Hot Water Circulation Pump Control
Commercial | New | Healthcare | Hot Water Circulation Pump Control
Commercial | New | Hospitals | Hot Water Circulation Pump Control
Commercial | New | Institutional | Hot Water Circulation Pump Control
Commercial | New | Lodging/Hospitality | Hot Water Circulation Pump Control
Commercial | New | Miscellaneous | Hot Water Circulation Pump Control
Commercial | New | Offices | Hot Water Circulation Pump Control
Commercial | New | Restaurants | Hot Water Circulation Pump Control
Commercial | New | Retail | Hot Water Circulation Pump Control
Commercial | New | Schools K-12 | Hot Water Circulation Pump Control
Commercial | New | Warehouse | Hot Water Circulation Pump Control
Commercial | Existing | Assembly | Hot Water Pipe Insulation
Commercial | Existing | College and University | Hot Water Pipe Insulation
Commercial | Existing | Grocery | Hot Water Pipe Insulation
Commercial | Existing | Healthcare | Hot Water Pipe Insulation
Commercial | Existing | Hospitals | Hot Water Pipe Insulation
Commercial | Existing | Institutional | Hot Water Pipe Insulation
Commercial | Existing | Lodging/Hospitality | Hot Water Pipe Insulation
Commercial | Existing | Miscellaneous | Hot Water Pipe Insulation
Commercial | Existing | Offices | Hot Water Pipe Insulation
Commercial | Existing | Restaurants | Hot Water Pipe Insulation
Commercial | Existing | Retail | Hot Water Pipe Insulation
Commercial | Existing | Schools K-12 | Hot Water Pipe Insulation
Commercial | Existing | Warehouse | Hot Water Pipe Insulation
Commercial | New | Assembly | Hot Water Pipe Insulation
Commercial | New | College and University | Hot Water Pipe Insulation
Commercial | New | Grocery | Hot Water Pipe Insulation
Commercial | New | Healthcare | Hot Water Pipe Insulation
Commercial | New | Hospitals | Hot Water Pipe Insulation
Commercial | New | Institutional | Hot Water Pipe Insulation
Commercial | New | Lodging/Hospitality | Hot Water Pipe Insulation
Commercial | New | Miscellaneous | Hot Water Pipe Insulation
Commercial | New | Offices | Hot Water Pipe Insulation
Commercial | New | Restaurants | Hot Water Pipe Insulation
Commercial | New | Retail | Hot Water Pipe Insulation
Commercial | New | Schools K-12 | Hot Water Pipe Insulation
Commercial | New | Warehouse | Hot Water Pipe Insulation
Commercial | Existing | Assembly | Low Flow Shower Head
Commercial | Existing | College and University | Low Flow Shower Head
Commercial | Existing | Grocery | Low Flow Shower Head
Commercial | Existing | Healthcare | Low Flow Shower Head
Commercial | Existing | Hospitals | Low Flow Shower Head
Commercial | Existing | Institutional | Low Flow Shower Head
Commercial | Existing | Lodging/Hospitality | Low Flow Shower Head
Commercial | Existing | Miscellaneous | Low Flow Shower Head
Commercial | Existing | Offices | Low Flow Shower Head
Commercial | Existing | Restaurants | Low Flow Shower Head
Commercial | Existing | Retail | Low Flow Shower Head
Commercial | Existing | Schools K-12 | Low Flow Shower Head
Commercial | Existing | Warehouse | Low Flow Shower Head
Commercial | New | Assembly | Low Flow Shower Head
Commercial | New | College and University | Low Flow Shower Head
Commercial | New | Grocery | Low Flow Shower Head
Commercial | New | Healthcare | Low Flow Shower Head
Commercial | New | Hospitals | Low Flow Shower Head
Commercial | New | Institutional | Low Flow Shower Head
Commercial | New | Lodging/Hospitality | Low Flow Shower Head
Commercial | New | Miscellaneous | Low Flow Shower Head
Commercial | New | Offices | Low Flow Shower Head
Commercial | New | Restaurants | Low Flow Shower Head
Commercial | New | Retail | Low Flow Shower Head
Commercial | New | Schools K-12 | Low Flow Shower Head
Commercial | New | Warehouse | Low Flow Shower Head
Commercial | Existing | Assembly | Low-Flow Pre-Rinse Sprayers
Commercial | Existing | College and University | Low-Flow Pre-Rinse Sprayers
Commercial | Existing | Grocery | Low-Flow Pre-Rinse Sprayers
Commercial | Existing | Healthcare | Low-Flow Pre-Rinse Sprayers
Commercial | Existing | Hospitals | Low-Flow Pre-Rinse Sprayers
Commercial | Existing | Institutional | Low-Flow Pre-Rinse Sprayers
Commercial | Existing | Lodging/Hospitality | Low-Flow Pre-Rinse Sprayers
Commercial | Existing | Miscellaneous | Low-Flow Pre-Rinse Sprayers
Commercial | Existing | Offices | Low-Flow Pre-Rinse Sprayers
Commercial | Existing | Restaurants | Low-Flow Pre-Rinse Sprayers
Commercial | Existing | Retail | Low-Flow Pre-Rinse Sprayers
Commercial | Existing | Schools K-12 | Low-Flow Pre-Rinse Sprayers
Commercial | Existing | Warehouse | Low-Flow Pre-Rinse Sprayers
Commercial | New | Assembly | Low-Flow Pre-Rinse Sprayers
Commercial | New | College and University | Low-Flow Pre-Rinse Sprayers
Commercial | New | Grocery | Low-Flow Pre-Rinse Sprayers
Commercial | New | Healthcare | Low-Flow Pre-Rinse Sprayers
Commercial | New | Hospitals | Low-Flow Pre-Rinse Sprayers
Commercial | New | Institutional | Low-Flow Pre-Rinse Sprayers
Commercial | New | Lodging/Hospitality | Low-Flow Pre-Rinse Sprayers
Commercial | New | Miscellaneous | Low-Flow Pre-Rinse Sprayers
Commercial | New | Offices | Low-Flow Pre-Rinse Sprayers
Commercial | New | Restaurants | Low-Flow Pre-Rinse Sprayers
Commercial | New | Retail | Low-Flow Pre-Rinse Sprayers
Commercial | New | Schools K-12 | Low-Flow Pre-Rinse Sprayers
Commercial | New | Warehouse | Low-Flow Pre-Rinse Sprayers
Commercial | Existing | Assembly | Tank Wrap on Water Heater
Commercial | Existing | College and University | Tank Wrap on Water Heater
Commercial | Existing | Grocery | Tank Wrap on Water Heater
Commercial | Existing | Healthcare | Tank Wrap on Water Heater
Commercial | Existing | Hospitals | Tank Wrap on Water Heater
Commercial | Existing | Institutional | Tank Wrap on Water Heater
Commercial | Existing | Lodging/Hospitality | Tank Wrap on Water Heater
Commercial | Existing | Miscellaneous | Tank Wrap on Water Heater
Commercial | Existing | Offices | Tank Wrap on Water Heater
Commercial | Existing | Restaurants | Tank Wrap on Water Heater
Commercial | Existing | Retail | Tank Wrap on Water Heater
Commercial | Existing | Schools K-12 | Tank Wrap on Water Heater
Commercial | Existing | Warehouse | Tank Wrap on Water Heater
Commercial | New | Assembly | Tank Wrap on Water Heater
Commercial | New | College and University | Tank Wrap on Water Heater
Commercial | New | Grocery | Tank Wrap on Water Heater
Commercial | New | Healthcare | Tank Wrap on Water Heater
Commercial | New | Hospitals | Tank Wrap on Water Heater
Commercial | New | Institutional | Tank Wrap on Water Heater
Commercial | New | Lodging/Hospitality | Tank Wrap on Water Heater
Commercial | New | Miscellaneous | Tank Wrap on Water Heater
Commercial | New | Offices | Tank Wrap on Water Heater
Commercial | New | Restaurants | Tank Wrap on Water Heater
Commercial | New | Retail | Tank Wrap on Water Heater
Commercial | New | Schools K-12 | Tank Wrap on Water Heater
Commercial | New | Warehouse | Tank Wrap on Water Heater
Commercial | Existing | Assembly | Thermostatic Shower Restriction Valve
Commercial | Existing | College and University | Thermostatic Shower Restriction Valve
Commercial | Existing | Grocery | Thermostatic Shower Restriction Valve
Commercial | Existing | Healthcare | Thermostatic Shower Restriction Valve
Commercial | Existing | Hospitals | Thermostatic Shower Restriction Valve
Commercial | Existing | Institutional | Thermostatic Shower Restriction Valve
Commercial | Existing | Lodging/Hospitality | Thermostatic Shower Restriction Valve
Commercial | Existing | Miscellaneous | Thermostatic Shower Restriction Valve
Commercial | Existing | Offices | Thermostatic Shower Restriction Valve
Commercial | Existing | Restaurants | Thermostatic Shower Restriction Valve
Commercial | Existing | Retail | Thermostatic Shower Restriction Valve
Commercial | Existing | Schools K-12 | Thermostatic Shower Restriction Valve
Commercial | Existing | Warehouse | Thermostatic Shower Restriction Valve
Commercial | New | Assembly | Thermostatic Shower Restriction Valve
Commercial | New | College and University | Thermostatic Shower Restriction Valve
Commercial | New | Grocery | Thermostatic Shower Restriction Valve
Commercial | New | Healthcare | Thermostatic Shower Restriction Valve
Commercial | New | Hospitals | Thermostatic Shower Restriction Valve
Commercial | New | Institutional | Thermostatic Shower Restriction Valve
Commercial | New | Lodging/Hospitality | Thermostatic Shower Restriction Valve
Commercial | New | Miscellaneous | Thermostatic Shower Restriction Valve
Commercial | New | Offices | Thermostatic Shower Restriction Valve
Commercial | New | Restaurants | Thermostatic Shower Restriction Valve
Commercial | New | Retail | Thermostatic Shower Restriction Valve
Commercial | New | Schools K-12 | Thermostatic Shower Restriction Valve
Commercial | New | Warehouse | Thermostatic Shower Restriction Valve
Commercial | Existing | Assembly | Bi-Level Lighting Control (Exterior)
Commercial | Existing | College and University | Bi-Level Lighting Control (Exterior)
Commercial | Existing | Grocery | Bi-Level Lighting Control (Exterior)
Commercial | Existing | Healthcare | Bi-Level Lighting Control (Exterior)
Commercial | Existing | Hospitals | Bi-Level Lighting Control (Exterior)
Commercial | Existing | Institutional | Bi-Level Lighting Control (Exterior)
Commercial | Existing | Lodging/Hospitality | Bi-Level Lighting Control (Exterior)
Commercial | Existing | Miscellaneous | Bi-Level Lighting Control (Exterior)
Commercial | Existing | Offices | Bi-Level Lighting Control (Exterior)
Commercial | Existing | Restaurants | Bi-Level Lighting Control (Exterior)
Commercial | Existing | Retail | Bi-Level Lighting Control (Exterior)
Commercial | Existing | Schools K-12 | Bi-Level Lighting Control (Exterior)
Commercial | Existing | Warehouse | Bi-Level Lighting Control (Exterior)
Commercial | New | Assembly | Bi-Level Lighting Control (Exterior)
Commercial | New | College and University | Bi-Level Lighting Control (Exterior)
Commercial | New | Grocery | Bi-Level Lighting Control (Exterior)
Commercial | New | Healthcare | Bi-Level Lighting Control (Exterior)
Commercial | New | Hospitals | Bi-Level Lighting Control (Exterior)
Commercial | New | Institutional | Bi-Level Lighting Control (Exterior)
Commercial | New | Lodging/Hospitality | Bi-Level Lighting Control (Exterior)
Commercial | New | Miscellaneous | Bi-Level Lighting Control (Exterior)
Commercial | New | Offices | Bi-Level Lighting Control (Exterior)
Commercial | New | Restaurants | Bi-Level Lighting Control (Exterior)
Commercial | New | Retail | Bi-Level Lighting Control (Exterior)
Commercial | New | Schools K-12 | Bi-Level Lighting Control (Exterior)
Commercial | New | Warehouse | Bi-Level Lighting Control (Exterior)
Commercial | Existing | Assembly | Outdoor Lighting Controls
Commercial | Existing | College and University | Outdoor Lighting Controls
Commercial | Existing | Grocery | Outdoor Lighting Controls
Commercial | Existing | Healthcare | Outdoor Lighting Controls
Commercial | Existing | Hospitals | Outdoor Lighting Controls
Commercial | Existing | Institutional | Outdoor Lighting Controls
Commercial | Existing | Lodging/Hospitality | Outdoor Lighting Controls
Commercial | Existing | Miscellaneous | Outdoor Lighting Controls
Commercial | Existing | Offices | Outdoor Lighting Controls
Commercial | Existing | Restaurants | Outdoor Lighting Controls
Commercial | Existing | Retail | Outdoor Lighting Controls
Commercial | Existing | Schools K-12 | Outdoor Lighting Controls
Commercial | Existing | Warehouse | Outdoor Lighting Controls
Commercial | New | Assembly | Outdoor Lighting Controls
Commercial | New | College and University | Outdoor Lighting Controls
Commercial | New | Grocery | Outdoor Lighting Controls
Commercial | New | Healthcare | Outdoor Lighting Controls
Commercial | New | Hospitals | Outdoor Lighting Controls
Commercial | New | Institutional | Outdoor Lighting Controls
Commercial | New | Lodging/Hospitality | Outdoor Lighting Controls
Commercial | New | Miscellaneous | Outdoor Lighting Controls
Commercial | New | Offices | Outdoor Lighting Controls
Commercial | New | Restaurants | Outdoor Lighting Controls
Commercial | New | Retail | Outdoor Lighting Controls
Commercial | New | Schools K-12 | Outdoor Lighting Controls
Commercial | New | Warehouse | Outdoor Lighting Controls
Commercial | Existing | Assembly | Air Curtains
Commercial | Existing | College and University | Air Curtains
Commercial | Existing | Grocery | Air Curtains
Commercial | Existing | Healthcare | Air Curtains
Commercial | Existing | Hospitals | Air Curtains
Commercial | Existing | Institutional | Air Curtains
Commercial | Existing | Lodging/Hospitality | Air Curtains
Commercial | Existing | Miscellaneous | Air Curtains
Commercial | Existing | Offices | Air Curtains
Commercial | Existing | Restaurants | Air Curtains
Commercial | Existing | Retail | Air Curtains
Commercial | Existing | Schools K-12 | Air Curtains
Commercial | Existing | Warehouse | Air Curtains
Commercial | New | Assembly | Air Curtains
Commercial | New | College and University | Air Curtains
Commercial | New | Grocery | Air Curtains
Commercial | New | Healthcare | Air Curtains
Commercial | New | Hospitals | Air Curtains
Commercial | New | Institutional | Air Curtains
Commercial | New | Lodging/Hospitality | Air Curtains
Commercial | New | Miscellaneous | Air Curtains
Commercial | New | Offices | Air Curtains
Commercial | New | Restaurants | Air Curtains
Commercial | New | Retail | Air Curtains
Commercial | New | Schools K-12 | Air Curtains
Commercial | New | Warehouse | Air Curtains
Commercial | Existing | Assembly | Airside Economizer
Commercial | Existing | College and University | Airside Economizer
Commercial | Existing | Grocery | Airside Economizer
Commercial | Existing | Healthcare | Airside Economizer
Commercial | Existing | Hospitals | Airside Economizer
Commercial | Existing | Institutional | Airside Economizer
Commercial | Existing | Lodging/Hospitality | Airside Economizer
Commercial | Existing | Miscellaneous | Airside Economizer
Commercial | Existing | Offices | Airside Economizer
Commercial | Existing | Restaurants | Airside Economizer
Commercial | Existing | Retail | Airside Economizer
Commercial | Existing | Schools K-12 | Airside Economizer
Commercial | Existing | Warehouse | Airside Economizer
Commercial | New | Assembly | Airside Economizer
Commercial | New | College and University | Airside Economizer
Commercial | New | Grocery | Airside Economizer
Commercial | New | Healthcare | Airside Economizer
Commercial | New | Hospitals | Airside Economizer
Commercial | New | Institutional | Airside Economizer
Commercial | New | Lodging/Hospitality | Airside Economizer
Commercial | New | Miscellaneous | Airside Economizer
Commercial | New | Offices | Airside Economizer
Commercial | New | Restaurants | Airside Economizer
Commercial | New | Retail | Airside Economizer
Commercial | New | Schools K-12 | Airside Economizer
Commercial | New | Warehouse | Airside Economizer
Commercial | Existing | Assembly | Ceiling Insulation(R12 to R38)
Commercial | Existing | College and University | Ceiling Insulation(R12 to R38)
Commercial | Existing | Grocery | Ceiling Insulation(R12 to R38)
Commercial | Existing | Healthcare | Ceiling Insulation(R12 to R38)
Commercial | Existing | Hospitals | Ceiling Insulation(R12 to R38)
Commercial | Existing | Institutional | Ceiling Insulation(R12 to R38)
Commercial | Existing | Lodging/Hospitality | Ceiling Insulation(R12 to R38)
Commercial | Existing | Miscellaneous | Ceiling Insulation(R12 to R38)
Commercial | Existing | Offices | Ceiling Insulation(R12 to R38)
Commercial | Existing | Restaurants | Ceiling Insulation(R12 to R38)
Commercial | Existing | Retail | Ceiling Insulation(R12 to R38)
Commercial | Existing | Schools K-12 | Ceiling Insulation(R12 to R38)
Commercial | Existing | Warehouse | Ceiling Insulation(R12 to R38)
Commercial | New | Assembly | Ceiling Insulation(R12 to R38)
Commercial | New | College and University | Ceiling Insulation(R12 to R38)
Commercial | New | Grocery | Ceiling Insulation(R12 to R38)
Commercial | New | Healthcare | Ceiling Insulation(R12 to R38)
Commercial | New | Hospitals | Ceiling Insulation(R12 to R38)
Commercial | New | Institutional | Ceiling Insulation(R12 to R38)
Commercial | New | Lodging/Hospitality | Ceiling Insulation(R12 to R38)
Commercial | New | Miscellaneous | Ceiling Insulation(R12 to R38)
Commercial | New | Offices | Ceiling Insulation(R12 to R38)
Commercial | New | Restaurants | Ceiling Insulation(R12 to R38)
Commercial | New | Retail | Ceiling Insulation(R12 to R38)
Commercial | New | Schools K-12 | Ceiling Insulation(R12 to R38)
Commercial | New | Warehouse | Ceiling Insulation(R12 to R38)
Commercial | Existing | Assembly | Ceiling Insulation(R19 to R38)
Commercial | Existing | College and University | Ceiling Insulation(R19 to R38)
Commercial | Existing | Grocery | Ceiling Insulation(R19 to R38)
Commercial | Existing | Healthcare | Ceiling Insulation(R19 to R38)
Commercial | Existing | Hospitals | Ceiling Insulation(R19 to R38)
Commercial | Existing | Institutional | Ceiling Insulation(R19 to R38)
Commercial | Existing | Lodging/Hospitality | Ceiling Insulation(R19 to R38)
Commercial | Existing | Miscellaneous | Ceiling Insulation(R19 to R38)
Commercial | Existing | Offices | Ceiling Insulation(R19 to R38)
Commercial | Existing | Restaurants | Ceiling Insulation(R19 to R38)
Commercial | Existing | Retail | Ceiling Insulation(R19 to R38)
Commercial | Existing | Schools K-12 | Ceiling Insulation(R19 to R38)
Commercial | Existing | Warehouse | Ceiling Insulation(R19 to R38)
Commercial | New | Assembly | Ceiling Insulation(R19 to R38)
Commercial | New | College and University | Ceiling Insulation(R19 to R38)
Commercial | New | Grocery | Ceiling Insulation(R19 to R38)
Commercial | New | Healthcare | Ceiling Insulation(R19 to R38)
Commercial | New | Hospitals | Ceiling Insulation(R19 to R38)
Commercial | New | Institutional | Ceiling Insulation(R19 to R38)
Commercial | New | Lodging/Hospitality | Ceiling Insulation(R19 to R38)
Commercial | New | Miscellaneous | Ceiling Insulation(R19 to R38)
Commercial | New | Offices | Ceiling Insulation(R19 to R38)
Commercial | New | Restaurants | Ceiling Insulation(R19 to R38)
Commercial | New | Retail | Ceiling Insulation(R19 to R38)
Commercial | New | Schools K-12 | Ceiling Insulation(R19 to R38)
Commercial | New | Warehouse | Ceiling Insulation(R19 to R38)
Commercial | Existing | Assembly | Ceiling Insulation(R2 to R38)
Commercial | Existing | College and University | Ceiling Insulation(R2 to R38)
Commercial | Existing | Grocery | Ceiling Insulation(R2 to R38)
Commercial | Existing | Healthcare | Ceiling Insulation(R2 to R38)
Commercial | Existing | Hospitals | Ceiling Insulation(R2 to R38)
Commercial | Existing | Institutional | Ceiling Insulation(R2 to R38)
Commercial | Existing | Lodging/Hospitality | Ceiling Insulation(R2 to R38)
Commercial | Existing | Miscellaneous | Ceiling Insulation(R2 to R38)
Commercial | Existing | Offices | Ceiling Insulation(R2 to R38)
Commercial | Existing | Restaurants | Ceiling Insulation(R2 to R38)
Commercial | Existing | Retail | Ceiling Insulation(R2 to R38)
Commercial | Existing | Schools K-12 | Ceiling Insulation(R2 to R38)
Commercial | Existing | Warehouse | Ceiling Insulation(R2 to R38)
Commercial | New | Assembly | Ceiling Insulation(R2 to R38)
Commercial | New | College and University | Ceiling Insulation(R2 to R38)
Commercial | New | Grocery | Ceiling Insulation(R2 to R38)
Commercial | New | Healthcare | Ceiling Insulation(R2 to R38)
Commercial | New | Hospitals | Ceiling Insulation(R2 to R38)
Commercial | New | Institutional | Ceiling Insulation(R2 to R38)
Commercial | New | Lodging/Hospitality | Ceiling Insulation(R2 to R38)
Commercial | New | Miscellaneous | Ceiling Insulation(R2 to R38)
Commercial | New | Offices | Ceiling Insulation(R2 to R38)
Commercial | New | Restaurants | Ceiling Insulation(R2 to R38)
Commercial | New | Retail | Ceiling Insulation(R2 to R38)
Commercial | New | Schools K-12 | Ceiling Insulation(R2 to R38)
Commercial | New | Warehouse | Ceiling Insulation(R2 to R38)
Commercial | Existing | Assembly | Ceiling Insulation(R30 to R38)
Commercial | Existing | College and University | Ceiling Insulation(R30 to R38)
Commercial | Existing | Grocery | Ceiling Insulation(R30 to R38)
Commercial | Existing | Healthcare | Ceiling Insulation(R30 to R38)
Commercial | Existing | Hospitals | Ceiling Insulation(R30 to R38)
Commercial | Existing | Institutional | Ceiling Insulation(R30 to R38)
Commercial | Existing | Lodging/Hospitality | Ceiling Insulation(R30 to R38)
Commercial | Existing | Miscellaneous | Ceiling Insulation(R30 to R38)
Commercial | Existing | Offices | Ceiling Insulation(R30 to R38)
Commercial | Existing | Restaurants | Ceiling Insulation(R30 to R38)
Commercial | Existing | Retail | Ceiling Insulation(R30 to R38)
Commercial | Existing | Schools K-12 | Ceiling Insulation(R30 to R38)
Commercial | Existing | Warehouse | Ceiling Insulation(R30 to R38)
Commercial | New | Assembly | Ceiling Insulation(R30 to R38)
Commercial | New | College and University | Ceiling Insulation(R30 to R38)
Commercial | New | Grocery | Ceiling Insulation(R30 to R38)
Commercial | New | Healthcare | Ceiling Insulation(R30 to R38)
Commercial | New | Hospitals | Ceiling Insulation(R30 to R38)
Commercial | New | Institutional | Ceiling Insulation(R30 to R38)
Commercial | New | Lodging/Hospitality | Ceiling Insulation(R30 to R38)
Commercial | New | Miscellaneous | Ceiling Insulation(R30 to R38)
Commercial | New | Offices | Ceiling Insulation(R30 to R38)
Commercial | New | Restaurants | Ceiling Insulation(R30 to R38)
Commercial | New | Retail | Ceiling Insulation(R30 to R38)
Commercial | New | Schools K-12 | Ceiling Insulation(R30 to R38)
Commercial | New | Warehouse | Ceiling Insulation(R30 to R38)
Commercial | Existing | Assembly | Chilled Water Controls Optimization
Commercial | Existing | College and University | Chilled Water Controls Optimization
Commercial | Existing | Grocery | Chilled Water Controls Optimization
Commercial | Existing | Healthcare | Chilled Water Controls Optimization
Commercial | Existing | Hospitals | Chilled Water Controls Optimization
Commercial | Existing | Institutional | Chilled Water Controls Optimization
Commercial | Existing | Lodging/Hospitality | Chilled Water Controls Optimization
Commercial | Existing | Miscellaneous | Chilled Water Controls Optimization
Commercial | Existing | Offices | Chilled Water Controls Optimization
Commercial | Existing | Restaurants | Chilled Water Controls Optimization
Commercial | Existing | Retail | Chilled Water Controls Optimization
Commercial | Existing | Schools K-12 | Chilled Water Controls Optimization
Commercial | Existing | Warehouse | Chilled Water Controls Optimization
Commercial | New | Assembly | Chilled Water Controls Optimization
Commercial | New | College and University | Chilled Water Controls Optimization
Commercial | New | Grocery | Chilled Water Controls Optimization
Commercial | New | Healthcare | Chilled Water Controls Optimization
Commercial | New | Hospitals | Chilled Water Controls Optimization
Commercial | New | Institutional | Chilled Water Controls Optimization
Commercial | New | Lodging/Hospitality | Chilled Water Controls Optimization
Commercial | New | Miscellaneous | Chilled Water Controls Optimization
Commercial | New | Offices | Chilled Water Controls Optimization
Commercial | New | Restaurants | Chilled Water Controls Optimization
Commercial | New | Retail | Chilled Water Controls Optimization
Commercial | New | Schools K-12 | Chilled Water Controls Optimization
Commercial | New | Warehouse | Chilled Water Controls Optimization
Commercial | Existing | Assembly | Chilled Water System - Variable Speed Drives
Commercial | Existing | College and University | Chilled Water System - Variable Speed Drives
Commercial | Existing | Grocery | Chilled Water System - Variable Speed Drives
Commercial | Existing | Healthcare | Chilled Water System - Variable Speed Drives
Commercial | Existing | Hospitals | Chilled Water System - Variable Speed Drives
Commercial | Existing | Institutional | Chilled Water System - Variable Speed Drives
Commercial | Existing | Lodging/Hospitality | Chilled Water System - Variable Speed Drives
Commercial | Existing | Miscellaneous | Chilled Water System - Variable Speed Drives
Commercial | Existing | Offices | Chilled Water System - Variable Speed Drives
Commercial | Existing | Restaurants | Chilled Water System - Variable Speed Drives
Commercial | Existing | Retail | Chilled Water System - Variable Speed Drives
Commercial | Existing | Schools K-12 | Chilled Water System - Variable Speed Drives
Commercial | Existing | Warehouse | Chilled Water System - Variable Speed Drives
Commercial | New | Assembly | Chilled Water System - Variable Speed Drives
Commercial | New | College and University | Chilled Water System - Variable Speed Drives
Commercial | New | Grocery | Chilled Water System - Variable Speed Drives
Commercial | New | Healthcare | Chilled Water System - Variable Speed Drives
Commercial | New | Hospitals | Chilled Water System - Variable Speed Drives
Commercial | New | Institutional | Chilled Water System - Variable Speed Drives
Commercial | New | Lodging/Hospitality | Chilled Water System - Variable Speed Drives
Commercial | New | Miscellaneous | Chilled Water System - Variable Speed Drives
Commercial | New | Offices | Chilled Water System - Variable Speed Drives
Commercial | New | Restaurants | Chilled Water System - Variable Speed Drives
Commercial | New | Retail | Chilled Water System - Variable Speed Drives
Commercial | New | Schools K-12 | Chilled Water System - Variable Speed Drives
Commercial | New | Warehouse | Chilled Water System - Variable Speed Drives
Commercial | Existing | Assembly | Cool Roof
Commercial | Existing | College and University | Cool Roof
Commercial | Existing | Grocery | Cool Roof
Commercial | Existing | Healthcare | Cool Roof
Commercial | Existing | Hospitals | Cool Roof
Commercial | Existing | Institutional | Cool Roof
Commercial | Existing | Lodging/Hospitality | Cool Roof
Commercial | Existing | Miscellaneous | Cool Roof
Commercial | Existing | Offices | Cool Roof
Commercial | Existing | Restaurants | Cool Roof
Commercial | Existing | Retail | Cool Roof
Commercial | Existing | Schools K-12 | Cool Roof
Commercial | Existing | Warehouse | Cool Roof
Commercial | New | Assembly | Cool Roof
Commercial | New | College and University | Cool Roof
Commercial | New | Grocery | Cool Roof
Commercial | New | Healthcare | Cool Roof
Commercial | New | Hospitals | Cool Roof
Commercial | New | Institutional | Cool Roof
Commercial | New | Lodging/Hospitality | Cool Roof
Commercial | New | Miscellaneous | Cool Roof
Commercial | New | Offices | Cool Roof
Commercial | New | Restaurants | Cool Roof
Commercial | New | Retail | Cool Roof
Commercial | New | Schools K-12 | Cool Roof
Commercial | New | Warehouse | Cool Roof
Commercial | Existing | Assembly | Dedicated Outdoor Air System on VRF unit
Commercial | Existing | College and University | Dedicated Outdoor Air System on VRF unit
Commercial | Existing | Grocery | Dedicated Outdoor Air System on VRF unit
Commercial | Existing | Healthcare | Dedicated Outdoor Air System on VRF unit
Commercial | Existing | Hospitals | Dedicated Outdoor Air System on VRF unit
Commercial | Existing | Institutional | Dedicated Outdoor Air System on VRF unit
Commercial | Existing | Lodging/Hospitality | Dedicated Outdoor Air System on VRF unit
Commercial | Existing | Miscellaneous | Dedicated Outdoor Air System on VRF unit
Commercial | Existing | Offices | Dedicated Outdoor Air System on VRF unit
Commercial | Existing | Restaurants | Dedicated Outdoor Air System on VRF unit
Commercial | Existing | Retail | Dedicated Outdoor Air System on VRF unit
Commercial | Existing | Schools K-12 | Dedicated Outdoor Air System on VRF unit
Commercial | Existing | Warehouse | Dedicated Outdoor Air System on VRF unit
Commercial | New | Assembly | Dedicated Outdoor Air System on VRF unit
Commercial | New | College and University | Dedicated Outdoor Air System on VRF unit
Commercial | New | Grocery | Dedicated Outdoor Air System on VRF unit
Commercial | New | Healthcare | Dedicated Outdoor Air System on VRF unit
Commercial | New | Hospitals | Dedicated Outdoor Air System on VRF unit
Commercial | New | Institutional | Dedicated Outdoor Air System on VRF unit
Commercial | New | Lodging/Hospitality | Dedicated Outdoor Air System on VRF unit
Commercial | New | Miscellaneous | Dedicated Outdoor Air System on VRF unit
Commercial | New | Offices | Dedicated Outdoor Air System on VRF unit
Commercial | New | Restaurants | Dedicated Outdoor Air System on VRF unit
Commercial | New | Retail | Dedicated Outdoor Air System on VRF unit
Commercial | New | Schools K-12 | Dedicated Outdoor Air System on VRF unit
Commercial | New | Warehouse | Dedicated Outdoor Air System on VRF unit
Commercial | Existing | Assembly | Destratification Fans
Commercial | Existing | College and University | Destratification Fans
Commercial | Existing | Grocery | Destratification Fans
Commercial | Existing | Healthcare | Destratification Fans
Commercial | Existing | Hospitals | Destratification Fans
Commercial | Existing | Institutional | Destratification Fans
Commercial | Existing | Lodging/Hospitality | Destratification Fans
Commercial | Existing | Miscellaneous | Destratification Fans
Commercial | Existing | Offices | Destratification Fans
Commercial | Existing | Restaurants | Destratification Fans
Commercial | Existing | Retail | Destratification Fans
Commercial | Existing | Schools K-12 | Destratification Fans
Commercial | Existing | Warehouse | Destratification Fans
Commercial | New | Assembly | Destratification Fans
Commercial | New | College and University | Destratification Fans
Commercial | New | Grocery | Destratification Fans
Commercial | New | Healthcare | Destratification Fans
Commercial | New | Hospitals | Destratification Fans
Commercial | New | Institutional | Destratification Fans
Commercial | New | Lodging/Hospitality | Destratification Fans
Commercial | New | Miscellaneous | Destratification Fans
Commercial | New | Offices | Destratification Fans
Commercial | New | Restaurants | Destratification Fans
Commercial | New | Retail | Destratification Fans
Commercial | New | Schools K-12 | Destratification Fans
Commercial | New | Warehouse | Destratification Fans
Commercial | Existing | Assembly | Duct Insulation
Commercial | Existing | College and University | Duct Insulation
Commercial | Existing | Grocery | Duct Insulation
Commercial | Existing | Healthcare | Duct Insulation
Commercial | Existing | Hospitals | Duct Insulation
Commercial | Existing | Institutional | Duct Insulation
Commercial | Existing | Lodging/Hospitality | Duct Insulation
Commercial | Existing | Miscellaneous | Duct Insulation
Commercial | Existing | Offices | Duct Insulation
Commercial | Existing | Restaurants | Duct Insulation
Commercial | Existing | Retail | Duct Insulation
Commercial | Existing | Schools K-12 | Duct Insulation
Commercial | Existing | Warehouse | Duct Insulation
Commercial | New | Assembly | Duct Insulation
Commercial | New | College and University | Duct Insulation
Commercial | New | Grocery | Duct Insulation
Commercial | New | Healthcare | Duct Insulation
Commercial | New | Hospitals | Duct Insulation
Commercial | New | Institutional | Duct Insulation
Commercial | New | Lodging/Hospitality | Duct Insulation
Commercial | New | Miscellaneous | Duct Insulation
Commercial | New | Offices | Duct Insulation
Commercial | New | Restaurants | Duct Insulation
Commercial | New | Retail | Duct Insulation
Commercial | New | Schools K-12 | Duct Insulation
Commercial | New | Warehouse | Duct Insulation
Commercial | Existing | Assembly | Duct Sealing Repair
Commercial | Existing | College and University | Duct Sealing Repair
Commercial | Existing | Grocery | Duct Sealing Repair
Commercial | Existing | Healthcare | Duct Sealing Repair
Commercial | Existing | Hospitals | Duct Sealing Repair
Commercial | Existing | Institutional | Duct Sealing Repair
Commercial | Existing | Lodging/Hospitality | Duct Sealing Repair
Commercial | Existing | Miscellaneous | Duct Sealing Repair
Commercial | Existing | Offices | Duct Sealing Repair
Commercial | Existing | Restaurants | Duct Sealing Repair
Commercial | Existing | Retail | Duct Sealing Repair
Commercial | Existing | Schools K-12 | Duct Sealing Repair
Commercial | Existing | Warehouse | Duct Sealing Repair
Commercial | New | Assembly | Duct Sealing Repair
Commercial | New | College and University | Duct Sealing Repair
Commercial | New | Grocery | Duct Sealing Repair
Commercial | New | Healthcare | Duct Sealing Repair
Commercial | New | Hospitals | Duct Sealing Repair
Commercial | New | Institutional | Duct Sealing Repair
Commercial | New | Lodging/Hospitality | Duct Sealing Repair
Commercial | New | Miscellaneous | Duct Sealing Repair
Commercial | New | Offices | Duct Sealing Repair
Commercial | New | Restaurants | Duct Sealing Repair
Commercial | New | Retail | Duct Sealing Repair
Commercial | New | Schools K-12 | Duct Sealing Repair
Commercial | New | Warehouse | Duct Sealing Repair
Commercial | Existing | Assembly | ECM Motors on Furnaces
Commercial | Existing | College and University | ECM Motors on Furnaces
Commercial | Existing | Grocery | ECM Motors on Furnaces
Commercial | Existing | Healthcare | ECM Motors on Furnaces
Commercial | Existing | Hospitals | ECM Motors on Furnaces
Commercial | Existing | Institutional | ECM Motors on Furnaces
Commercial | Existing | Lodging/Hospitality | ECM Motors on Furnaces
Commercial | Existing | Miscellaneous | ECM Motors on Furnaces
Commercial | Existing | Offices | ECM Motors on Furnaces
Commercial | Existing | Restaurants | ECM Motors on Furnaces
Commercial | Existing | Retail | ECM Motors on Furnaces
Commercial | Existing | Schools K-12 | ECM Motors on Furnaces
Commercial | Existing | Warehouse | ECM Motors on Furnaces
Commercial | New | Assembly | ECM Motors on Furnaces
Commercial | New | College and University | ECM Motors on Furnaces
Commercial | New | Grocery | ECM Motors on Furnaces
Commercial | New | Healthcare | ECM Motors on Furnaces
Commercial | New | Hospitals | ECM Motors on Furnaces
Commercial | New | Institutional | ECM Motors on Furnaces
Commercial | New | Lodging/Hospitality | ECM Motors on Furnaces
Commercial | New | Miscellaneous | ECM Motors on Furnaces
Commercial | New | Offices | ECM Motors on Furnaces
Commercial | New | Restaurants | ECM Motors on Furnaces
Commercial | New | Retail | ECM Motors on Furnaces
Commercial | New | Schools K-12 | ECM Motors on Furnaces
Commercial | New | Warehouse | ECM Motors on Furnaces
Commercial | Existing | Assembly | Energy Recovery Ventilation System (ERV)
Commercial | Existing | College and University | Energy Recovery Ventilation System (ERV)
Commercial | Existing | Grocery | Energy Recovery Ventilation System (ERV)
Commercial | Existing | Healthcare | Energy Recovery Ventilation System (ERV)
Commercial | Existing | Hospitals | Energy Recovery Ventilation System (ERV)
Commercial | Existing | Institutional | Energy Recovery Ventilation System (ERV)
Commercial | Existing | Lodging/Hospitality | Energy Recovery Ventilation System (ERV)
Commercial | Existing | Miscellaneous | Energy Recovery Ventilation System (ERV)
Commercial | Existing | Offices | Energy Recovery Ventilation System (ERV)
Commercial | Existing | Restaurants | Energy Recovery Ventilation System (ERV)
Commercial | Existing | Retail | Energy Recovery Ventilation System (ERV)
Commercial | Existing | Schools K-12 | Energy Recovery Ventilation System (ERV)
Commercial | Existing | Warehouse | Energy Recovery Ventilation System (ERV)
Commercial | New | Assembly | Energy Recovery Ventilation System (ERV)
Commercial | New | College and University | Energy Recovery Ventilation System (ERV)
Commercial | New | Grocery | Energy Recovery Ventilation System (ERV)
Commercial | New | Healthcare | Energy Recovery Ventilation System (ERV)
Commercial | New | Hospitals | Energy Recovery Ventilation System (ERV)
Commercial | New | Institutional | Energy Recovery Ventilation System (ERV)
Commercial | New | Lodging/Hospitality | Energy Recovery Ventilation System (ERV)
Commercial | New | Miscellaneous | Energy Recovery Ventilation System (ERV)
Commercial | New | Offices | Energy Recovery Ventilation System (ERV)
Commercial | New | Restaurants | Energy Recovery Ventilation System (ERV)
Commercial | New | Retail | Energy Recovery Ventilation System (ERV)
Commercial | New | Schools K-12 | Energy Recovery Ventilation System (ERV)
Commercial | New | Warehouse | Energy Recovery Ventilation System (ERV)
Commercial | Existing | Assembly | Facility Commissioning
Commercial | Existing | College and University | Facility Commissioning
Commercial | Existing | Grocery | Facility Commissioning
Commercial | Existing | Healthcare | Facility Commissioning
Commercial | Existing | Hospitals | Facility Commissioning
Commercial | Existing | Institutional | Facility Commissioning
Commercial | Existing | Lodging/Hospitality | Facility Commissioning
Commercial | Existing | Miscellaneous | Facility Commissioning
Commercial | Existing | Offices | Facility Commissioning
Commercial | Existing | Restaurants | Facility Commissioning
Commercial | Existing | Retail | Facility Commissioning
Commercial | Existing | Schools K-12 | Facility Commissioning
Commercial | Existing | Warehouse | Facility Commissioning
Commercial | New | Assembly | Facility Commissioning
Commercial | New | College and University | Facility Commissioning
Commercial | New | Grocery | Facility Commissioning
Commercial | New | Healthcare | Facility Commissioning
Commercial | New | Hospitals | Facility Commissioning
Commercial | New | Institutional | Facility Commissioning
Commercial | New | Lodging/Hospitality | Facility Commissioning
Commercial | New | Miscellaneous | Facility Commissioning
Commercial | New | Offices | Facility Commissioning
Commercial | New | Restaurants | Facility Commissioning
Commercial | New | Retail | Facility Commissioning
Commercial | New | Schools K-12 | Facility Commissioning
Commercial | New | Warehouse | Facility Commissioning
Commercial | Existing | Assembly | Facility Energy Management System
Commercial | Existing | College and University | Facility Energy Management System
Commercial | Existing | Grocery | Facility Energy Management System
Commercial | Existing | Healthcare | Facility Energy Management System
Commercial | Existing | Hospitals | Facility Energy Management System
Commercial | Existing | Institutional | Facility Energy Management System
Commercial | Existing | Lodging/Hospitality | Facility Energy Management System
Commercial | Existing | Miscellaneous | Facility Energy Management System
Commercial | Existing | Offices | Facility Energy Management System
Commercial | Existing | Restaurants | Facility Energy Management System
Commercial | Existing | Retail | Facility Energy Management System
Commercial | Existing | Schools K-12 | Facility Energy Management System
Commercial | Existing | Warehouse | Facility Energy Management System
Commercial | New | Assembly | Facility Energy Management System
Commercial | New | College and University | Facility Energy Management System
Commercial | New | Grocery | Facility Energy Management System
Commercial | New | Healthcare | Facility Energy Management System
Commercial | New | Hospitals | Facility Energy Management System
Commercial | New | Institutional | Facility Energy Management System
Commercial | New | Lodging/Hospitality | Facility Energy Management System
Commercial | New | Miscellaneous | Facility Energy Management System
Commercial | New | Offices | Facility Energy Management System
Commercial | New | Restaurants | Facility Energy Management System
Commercial | New | Retail | Facility Energy Management System
Commercial | New | Schools K-12 | Facility Energy Management System
Commercial | New | Warehouse | Facility Energy Management System
Commercial | Existing | Assembly | Floor Insulation
Commercial | Existing | College and University | Floor Insulation
Commercial | Existing | Grocery | Floor Insulation
Commercial | Existing | Healthcare | Floor Insulation
Commercial | Existing | Hospitals | Floor Insulation
Commercial | Existing | Institutional | Floor Insulation
Commercial | Existing | Lodging/Hospitality | Floor Insulation
Commercial | Existing | Miscellaneous | Floor Insulation
Commercial | Existing | Offices | Floor Insulation
Commercial | Existing | Restaurants | Floor Insulation
Commercial | Existing | Retail | Floor Insulation
Commercial | Existing | Schools K-12 | Floor Insulation
Commercial | Existing | Warehouse | Floor Insulation
Commercial | New | Assembly | Floor Insulation
Commercial | New | College and University | Floor Insulation
Commercial | New | Grocery | Floor Insulation
Commercial | New | Healthcare | Floor Insulation
Commercial | New | Hospitals | Floor Insulation
Commercial | New | Institutional | Floor Insulation
Commercial | New | Lodging/Hospitality | Floor Insulation
Commercial | New | Miscellaneous | Floor Insulation
Commercial | New | Offices | Floor Insulation
Commercial | New | Restaurants | Floor Insulation
Commercial | New | Retail | Floor Insulation
Commercial | New | Schools K-12 | Floor Insulation
Commercial | New | Warehouse | Floor Insulation
Commercial | Existing | Assembly | Green Roof
Commercial | Existing | College and University | Green Roof
Commercial | Existing | Grocery | Green Roof
Commercial | Existing | Healthcare | Green Roof
Commercial | Existing | Hospitals | Green Roof
Commercial | Existing | Institutional | Green Roof
Commercial | Existing | Lodging/Hospitality | Green Roof
Commercial | Existing | Miscellaneous | Green Roof
Commercial | Existing | Offices | Green Roof
Commercial | Existing | Restaurants | Green Roof
Commercial | Existing | Retail | Green Roof
Commercial | Existing | Schools K-12 | Green Roof
Commercial | Existing | Warehouse | Green Roof
Commercial | New | Assembly | Green Roof
Commercial | New | College and University | Green Roof
Commercial | New | Grocery | Green Roof
Commercial | New | Healthcare | Green Roof
Commercial | New | Hospitals | Green Roof
Commercial | New | Institutional | Green Roof
Commercial | New | Lodging/Hospitality | Green Roof
Commercial | New | Miscellaneous | Green Roof
Commercial | New | Offices | Green Roof
Commercial | New | Restaurants | Green Roof
Commercial | New | Retail | Green Roof
Commercial | New | Schools K-12 | Green Roof
Commercial | New | Warehouse | Green Roof
Commercial | Existing | Assembly | Hotel Card Energy Control Systems
Commercial | Existing | College and University | Hotel Card Energy Control Systems
Commercial | Existing | Grocery | Hotel Card Energy Control Systems
Commercial | Existing | Healthcare | Hotel Card Energy Control Systems
Commercial | Existing | Hospitals | Hotel Card Energy Control Systems
Commercial | Existing | Institutional | Hotel Card Energy Control Systems
Commercial | Existing | Lodging/Hospitality | Hotel Card Energy Control Systems
Commercial | Existing | Miscellaneous | Hotel Card Energy Control Systems
Commercial | Existing | Offices | Hotel Card Energy Control Systems
Commercial | Existing | Restaurants | Hotel Card Energy Control Systems
Commercial | Existing | Retail | Hotel Card Energy Control Systems
Commercial | Existing | Schools K-12 | Hotel Card Energy Control Systems
Commercial | Existing | Warehouse | Hotel Card Energy Control Systems
Commercial | New | Assembly | Hotel Card Energy Control Systems
Commercial | New | College and University | Hotel Card Energy Control Systems
Commercial | New | Grocery | Hotel Card Energy Control Systems
Commercial | New | Healthcare | Hotel Card Energy Control Systems
Commercial | New | Hospitals | Hotel Card Energy Control Systems
Commercial | New | Institutional | Hotel Card Energy Control Systems
Commercial | New | Lodging/Hospitality | Hotel Card Energy Control Systems
Commercial | New | Miscellaneous | Hotel Card Energy Control Systems
Commercial | New | Offices | Hotel Card Energy Control Systems
Commercial | New | Restaurants | Hotel Card Energy Control Systems
Commercial | New | Retail | Hotel Card Energy Control Systems
Commercial | New | Schools K-12 | Hotel Card Energy Control Systems
Commercial | New | Warehouse | Hotel Card Energy Control Systems
Commercial | Existing | Assembly | HVAC tune-up
Commercial | Existing | College and University | HVAC tune-up
Commercial | Existing | Grocery | HVAC tune-up
Commercial | Existing | Healthcare | HVAC tune-up
Commercial | Existing | Hospitals | HVAC tune-up
Commercial | Existing | Institutional | HVAC tune-up
Commercial | Existing | Lodging/Hospitality | HVAC tune-up
Commercial | Existing | Miscellaneous | HVAC tune-up
Commercial | Existing | Offices | HVAC tune-up
Commercial | Existing | Restaurants | HVAC tune-up
Commercial | Existing | Retail | HVAC tune-up
Commercial | Existing | Schools K-12 | HVAC tune-up
Commercial | Existing | Warehouse | HVAC tune-up
Commercial | New | Assembly | HVAC tune-up
Commercial | New | College and University | HVAC tune-up
Commercial | New | Grocery | HVAC tune-up
Commercial | New | Healthcare | HVAC tune-up
Commercial | New | Hospitals | HVAC tune-up
Commercial | New | Institutional | HVAC tune-up
Commercial | New | Lodging/Hospitality | HVAC tune-up
Commercial | New | Miscellaneous | HVAC tune-up
Commercial | New | Offices | HVAC tune-up
Commercial | New | Restaurants | HVAC tune-up
Commercial | New | Retail | HVAC tune-up
Commercial | New | Schools K-12 | HVAC tune-up
Commercial | New | Warehouse | HVAC tune-up
Commercial | Existing | Assembly | HVAC tune-up_RTU
Commercial | Existing | College and University | HVAC tune-up_RTU
Commercial | Existing | Grocery | HVAC tune-up_RTU
Commercial | Existing | Healthcare | HVAC tune-up_RTU
Commercial | Existing | Hospitals | HVAC tune-up_RTU
Commercial | Existing | Institutional | HVAC tune-up_RTU
Commercial | Existing | Lodging/Hospitality | HVAC tune-up_RTU
Commercial | Existing | Miscellaneous | HVAC tune-up_RTU
Commercial | Existing | Offices | HVAC tune-up_RTU
Commercial | Existing | Restaurants | HVAC tune-up_RTU
Commercial | Existing | Retail | HVAC tune-up_RTU
Commercial | Existing | Schools K-12 | HVAC tune-up_RTU
Commercial | Existing | Warehouse | HVAC tune-up_RTU
Commercial | New | Assembly | HVAC tune-up_RTU
Commercial | New | College and University | HVAC tune-up_RTU
Commercial | New | Grocery | HVAC tune-up_RTU
Commercial | New | Healthcare | HVAC tune-up_RTU
Commercial | New | Hospitals | HVAC tune-up_RTU
Commercial | New | Institutional | HVAC tune-up_RTU
Commercial | New | Lodging/Hospitality | HVAC tune-up_RTU
Commercial | New | Miscellaneous | HVAC tune-up_RTU
Commercial | New | Offices | HVAC tune-up_RTU
Commercial | New | Restaurants | HVAC tune-up_RTU
Commercial | New | Retail | HVAC tune-up_RTU
Commercial | New | Schools K-12 | HVAC tune-up_RTU
Commercial | New | Warehouse | HVAC tune-up_RTU
Commercial | Existing | Assembly | Infiltration Reduction - Air Sealing
Commercial | Existing | College and University | Infiltration Reduction - Air Sealing
Commercial | Existing | Grocery | Infiltration Reduction - Air Sealing
Commercial | Existing | Healthcare | Infiltration Reduction - Air Sealing
Commercial | Existing | Hospitals | Infiltration Reduction - Air Sealing
Commercial | Existing | Institutional | Infiltration Reduction - Air Sealing
Commercial | Existing | Lodging/Hospitality | Infiltration Reduction - Air Sealing
Commercial | Existing | Miscellaneous | Infiltration Reduction - Air Sealing
Commercial | Existing | Offices | Infiltration Reduction - Air Sealing
Commercial | Existing | Restaurants | Infiltration Reduction - Air Sealing
Commercial | Existing | Retail | Infiltration Reduction - Air Sealing
Commercial | Existing | Schools K-12 | Infiltration Reduction - Air Sealing
Commercial | Existing | Warehouse | Infiltration Reduction - Air Sealing
Commercial | New | Assembly | Infiltration Reduction - Air Sealing
Commercial | New | College and University | Infiltration Reduction - Air Sealing
Commercial | New | Grocery | Infiltration Reduction - Air Sealing
Commercial | New | Healthcare | Infiltration Reduction - Air Sealing
Commercial | New | Hospitals | Infiltration Reduction - Air Sealing
Commercial | New | Institutional | Infiltration Reduction - Air Sealing
Commercial | New | Lodging/Hospitality | Infiltration Reduction - Air Sealing
Commercial | New | Miscellaneous | Infiltration Reduction - Air Sealing
Commercial | New | Offices | Infiltration Reduction - Air Sealing
Commercial | New | Restaurants | Infiltration Reduction - Air Sealing
Commercial | New | Retail | Infiltration Reduction - Air Sealing
Commercial | New | Schools K-12 | Infiltration Reduction - Air Sealing
Commercial | New | Warehouse | Infiltration Reduction - Air Sealing
Commercial | Existing | Assembly | Low U-Value Windows
Commercial | Existing | College and University | Low U-Value Windows
Commercial | Existing | Grocery | Low U-Value Windows
Commercial | Existing | Healthcare | Low U-Value Windows
Commercial | Existing | Hospitals | Low U-Value Windows
Commercial | Existing | Institutional | Low U-Value Windows
Commercial | Existing | Lodging/Hospitality | Low U-Value Windows
Commercial | Existing | Miscellaneous | Low U-Value Windows
Commercial | Existing | Offices | Low U-Value Windows
Commercial | Existing | Restaurants | Low U-Value Windows
Commercial | Existing | Retail | Low U-Value Windows
Commercial | Existing | Schools K-12 | Low U-Value Windows
Commercial | Existing | Warehouse | Low U-Value Windows
Commercial | New | Assembly | Low U-Value Windows
Commercial | New | College and University | Low U-Value Windows
Commercial | New | Grocery | Low U-Value Windows
Commercial | New | Healthcare | Low U-Value Windows
Commercial | New | Hospitals | Low U-Value Windows
Commercial | New | Institutional | Low U-Value Windows
Commercial | New | Lodging/Hospitality | Low U-Value Windows
Commercial | New | Miscellaneous | Low U-Value Windows
Commercial | New | Offices | Low U-Value Windows
Commercial | New | Restaurants | Low U-Value Windows
Commercial | New | Retail | Low U-Value Windows
Commercial | New | Schools K-12 | Low U-Value Windows
Commercial | New | Warehouse | Low U-Value Windows
Commercial | Existing | Assembly | Programmable Thermostat
Commercial | Existing | College and University | Programmable Thermostat
Commercial | Existing | Grocery | Programmable Thermostat
Commercial | Existing | Healthcare | Programmable Thermostat
Commercial | Existing | Hospitals | Programmable Thermostat
Commercial | Existing | Institutional | Programmable Thermostat
Commercial | Existing | Lodging/Hospitality | Programmable Thermostat
Commercial | Existing | Miscellaneous | Programmable Thermostat
Commercial | Existing | Offices | Programmable Thermostat
Commercial | Existing | Restaurants | Programmable Thermostat
Commercial | Existing | Retail | Programmable Thermostat
Commercial | Existing | Schools K-12 | Programmable Thermostat
Commercial | Existing | Warehouse | Programmable Thermostat
Commercial | New | Assembly | Programmable Thermostat
Commercial | New | College and University | Programmable Thermostat
Commercial | New | Grocery | Programmable Thermostat
Commercial | New | Healthcare | Programmable Thermostat
Commercial | New | Hospitals | Programmable Thermostat
Commercial | New | Institutional | Programmable Thermostat
Commercial | New | Lodging/Hospitality | Programmable Thermostat
Commercial | New | Miscellaneous | Programmable Thermostat
Commercial | New | Offices | Programmable Thermostat
Commercial | New | Restaurants | Programmable Thermostat
Commercial | New | Retail | Programmable Thermostat
Commercial | New | Schools K-12 | Programmable Thermostat
Commercial | New | Warehouse | Programmable Thermostat
Commercial | Existing | Assembly | Roof Insulation
Commercial | Existing | College and University | Roof Insulation
Commercial | Existing | Grocery | Roof Insulation
Commercial | Existing | Healthcare | Roof Insulation
Commercial | Existing | Hospitals | Roof Insulation
Commercial | Existing | Institutional | Roof Insulation
Commercial | Existing | Lodging/Hospitality | Roof Insulation
Commercial | Existing | Miscellaneous | Roof Insulation
Commercial | Existing | Offices | Roof Insulation
Commercial | Existing | Restaurants | Roof Insulation
Commercial | Existing | Retail | Roof Insulation
Commercial | Existing | Schools K-12 | Roof Insulation
Commercial | Existing | Warehouse | Roof Insulation
Commercial | New | Assembly | Roof Insulation
Commercial | New | College and University | Roof Insulation
Commercial | New | Grocery | Roof Insulation
Commercial | New | Healthcare | Roof Insulation
Commercial | New | Hospitals | Roof Insulation
Commercial | New | Institutional | Roof Insulation
Commercial | New | Lodging/Hospitality | Roof Insulation
Commercial | New | Miscellaneous | Roof Insulation
Commercial | New | Offices | Roof Insulation
Commercial | New | Restaurants | Roof Insulation
Commercial | New | Retail | Roof Insulation
Commercial | New | Schools K-12 | Roof Insulation
Commercial | New | Warehouse | Roof Insulation
Commercial | Existing | Assembly | Smart Thermostat
Commercial | Existing | College and University | Smart Thermostat
Commercial | Existing | Grocery | Smart Thermostat
Commercial | Existing | Healthcare | Smart Thermostat
Commercial | Existing | Hospitals | Smart Thermostat
Commercial | Existing | Institutional | Smart Thermostat
Commercial | Existing | Lodging/Hospitality | Smart Thermostat
Commercial | Existing | Miscellaneous | Smart Thermostat
Commercial | Existing | Offices | Smart Thermostat
Commercial | Existing | Restaurants | Smart Thermostat
Commercial | Existing | Retail | Smart Thermostat
Commercial | Existing | Schools K-12 | Smart Thermostat
Commercial | Existing | Warehouse | Smart Thermostat
Commercial | New | Assembly | Smart Thermostat
Commercial | New | College and University | Smart Thermostat
Commercial | New | Grocery | Smart Thermostat
Commercial | New | Healthcare | Smart Thermostat
Commercial | New | Hospitals | Smart Thermostat
Commercial | New | Institutional | Smart Thermostat
Commercial | New | Lodging/Hospitality | Smart Thermostat
Commercial | New | Miscellaneous | Smart Thermostat
Commercial | New | Offices | Smart Thermostat
Commercial | New | Restaurants | Smart Thermostat
Commercial | New | Retail | Smart Thermostat
Commercial | New | Schools K-12 | Smart Thermostat
Commercial | New | Warehouse | Smart Thermostat
Commercial | Existing | Assembly | Thermal Energy Storage
Commercial | Existing | College and University | Thermal Energy Storage
Commercial | Existing | Grocery | Thermal Energy Storage
Commercial | Existing | Healthcare | Thermal Energy Storage
Commercial | Existing | Hospitals | Thermal Energy Storage
Commercial | Existing | Institutional | Thermal Energy Storage
Commercial | Existing | Lodging/Hospitality | Thermal Energy Storage
Commercial | Existing | Miscellaneous | Thermal Energy Storage
Commercial | Existing | Offices | Thermal Energy Storage
Commercial | Existing | Restaurants | Thermal Energy Storage
Commercial | Existing | Retail | Thermal Energy Storage
Commercial | Existing | Schools K-12 | Thermal Energy Storage
Commercial | Existing | Warehouse | Thermal Energy Storage
Commercial | New | Assembly | Thermal Energy Storage
Commercial | New | College and University | Thermal Energy Storage
Commercial | New | Grocery | Thermal Energy Storage
Commercial | New | Healthcare | Thermal Energy Storage
Commercial | New | Hospitals | Thermal Energy Storage
Commercial | New | Institutional | Thermal Energy Storage
Commercial | New | Lodging/Hospitality | Thermal Energy Storage
Commercial | New | Miscellaneous | Thermal Energy Storage
Commercial | New | Offices | Thermal Energy Storage
Commercial | New | Restaurants | Thermal Energy Storage
Commercial | New | Retail | Thermal Energy Storage
Commercial | New | Schools K-12 | Thermal Energy Storage
Commercial | New | Warehouse | Thermal Energy Storage
Commercial | Existing | Assembly | Wall Insulation
Commercial | Existing | College and University | Wall Insulation
Commercial | Existing | Grocery | Wall Insulation
Commercial | Existing | Healthcare | Wall Insulation
Commercial | Existing | Hospitals | Wall Insulation
Commercial | Existing | Institutional | Wall Insulation
Commercial | Existing | Lodging/Hospitality | Wall Insulation
Commercial | Existing | Miscellaneous | Wall Insulation
Commercial | Existing | Offices | Wall Insulation
Commercial | Existing | Restaurants | Wall Insulation
Commercial | Existing | Retail | Wall Insulation
Commercial | Existing | Schools K-12 | Wall Insulation
Commercial | Existing | Warehouse | Wall Insulation
Commercial | New | Assembly | Wall Insulation
Commercial | New | College and University | Wall Insulation
Commercial | New | Grocery | Wall Insulation
Commercial | New | Healthcare | Wall Insulation
Commercial | New | Hospitals | Wall Insulation
Commercial | New | Institutional | Wall Insulation
Commercial | New | Lodging/Hospitality | Wall Insulation
Commercial | New | Miscellaneous | Wall Insulation
Commercial | New | Offices | Wall Insulation
Commercial | New | Restaurants | Wall Insulation
Commercial | New | Retail | Wall Insulation
Commercial | New | Schools K-12 | Wall Insulation
Commercial | New | Warehouse | Wall Insulation
Commercial | Existing | Assembly | Warehouse Loading Dock Seals
Commercial | Existing | College and University | Warehouse Loading Dock Seals
Commercial | Existing | Grocery | Warehouse Loading Dock Seals
Commercial | Existing | Healthcare | Warehouse Loading Dock Seals
Commercial | Existing | Hospitals | Warehouse Loading Dock Seals
Commercial | Existing | Institutional | Warehouse Loading Dock Seals
Commercial | Existing | Lodging/Hospitality | Warehouse Loading Dock Seals
Commercial | Existing | Miscellaneous | Warehouse Loading Dock Seals
Commercial | Existing | Offices | Warehouse Loading Dock Seals
Commercial | Existing | Restaurants | Warehouse Loading Dock Seals
Commercial | Existing | Retail | Warehouse Loading Dock Seals
Commercial | Existing | Schools K-12 | Warehouse Loading Dock Seals
Commercial | Existing | Warehouse | Warehouse Loading Dock Seals
Commercial | New | Assembly | Warehouse Loading Dock Seals
Commercial | New | College and University | Warehouse Loading Dock Seals
Commercial | New | Grocery | Warehouse Loading Dock Seals
Commercial | New | Healthcare | Warehouse Loading Dock Seals
Commercial | New | Hospitals | Warehouse Loading Dock Seals
Commercial | New | Institutional | Warehouse Loading Dock Seals
Commercial | New | Lodging/Hospitality | Warehouse Loading Dock Seals
Commercial | New | Miscellaneous | Warehouse Loading Dock Seals
Commercial | New | Offices | Warehouse Loading Dock Seals
Commercial | New | Restaurants | Warehouse Loading Dock Seals
Commercial | New | Retail | Warehouse Loading Dock Seals
Commercial | New | Schools K-12 | Warehouse Loading Dock Seals
Commercial | New | Warehouse | Warehouse Loading Dock Seals
Commercial | Existing | Assembly | Water Cooled Refrigeration Heat Recovery
Commercial | Existing | College and University | Water Cooled Refrigeration Heat Recovery
Commercial | Existing | Grocery | Water Cooled Refrigeration Heat Recovery
Commercial | Existing | Healthcare | Water Cooled Refrigeration Heat Recovery
Commercial | Existing | Hospitals | Water Cooled Refrigeration Heat Recovery
Commercial | Existing | Institutional | Water Cooled Refrigeration Heat Recovery
Commercial | Existing | Lodging/Hospitality | Water Cooled Refrigeration Heat Recovery
Commercial | Existing | Miscellaneous | Water Cooled Refrigeration Heat Recovery
Commercial | Existing | Offices | Water Cooled Refrigeration Heat Recovery
Commercial | Existing | Restaurants | Water Cooled Refrigeration Heat Recovery
Commercial | Existing | Retail | Water Cooled Refrigeration Heat Recovery
Commercial | Existing | Schools K-12 | Water Cooled Refrigeration Heat Recovery
Commercial | Existing | Warehouse | Water Cooled Refrigeration Heat Recovery
Commercial | New | Assembly | Water Cooled Refrigeration Heat Recovery
Commercial | New | College and University | Water Cooled Refrigeration Heat Recovery
Commercial | New | Grocery | Water Cooled Refrigeration Heat Recovery
Commercial | New | Healthcare | Water Cooled Refrigeration Heat Recovery
Commercial | New | Hospitals | Water Cooled Refrigeration Heat Recovery
Commercial | New | Institutional | Water Cooled Refrigeration Heat Recovery
Commercial | New | Lodging/Hospitality | Water Cooled Refrigeration Heat Recovery
Commercial | New | Miscellaneous | Water Cooled Refrigeration Heat Recovery
Commercial | New | Offices | Water Cooled Refrigeration Heat Recovery
Commercial | New | Restaurants | Water Cooled Refrigeration Heat Recovery
Commercial | New | Retail | Water Cooled Refrigeration Heat Recovery
Commercial | New | Schools K-12 | Water Cooled Refrigeration Heat Recovery
Commercial | New | Warehouse | Water Cooled Refrigeration Heat Recovery
Commercial | Existing | Assembly | Waterside Economizer
Commercial | Existing | College and University | Waterside Economizer
Commercial | Existing | Grocery | Waterside Economizer
Commercial | Existing | Healthcare | Waterside Economizer
Commercial | Existing | Hospitals | Waterside Economizer
Commercial | Existing | Institutional | Waterside Economizer
Commercial | Existing | Lodging/Hospitality | Waterside Economizer
Commercial | Existing | Miscellaneous | Waterside Economizer
Commercial | Existing | Offices | Waterside Economizer
Commercial | Existing | Restaurants | Waterside Economizer
Commercial | Existing | Retail | Waterside Economizer
Commercial | Existing | Schools K-12 | Waterside Economizer
Commercial | Existing | Warehouse | Waterside Economizer
Commercial | New | Assembly | Waterside Economizer
Commercial | New | College and University | Waterside Economizer
Commercial | New | Grocery | Waterside Economizer
Commercial | New | Healthcare | Waterside Economizer
Commercial | New | Hospitals | Waterside Economizer
Commercial | New | Institutional | Waterside Economizer
Commercial | New | Lodging/Hospitality | Waterside Economizer
Commercial | New | Miscellaneous | Waterside Economizer
Commercial | New | Offices | Waterside Economizer
Commercial | New | Restaurants | Waterside Economizer
Commercial | New | Retail | Waterside Economizer
Commercial | New | Schools K-12 | Waterside Economizer
Commercial | New | Warehouse | Waterside Economizer
Commercial | Existing | Assembly | Window Sun Protection
Commercial | Existing | College and University | Window Sun Protection
Commercial | Existing | Grocery | Window Sun Protection
Commercial | Existing | Healthcare | Window Sun Protection
Commercial | Existing | Hospitals | Window Sun Protection
Commercial | Existing | Institutional | Window Sun Protection
Commercial | Existing | Lodging/Hospitality | Window Sun Protection
Commercial | Existing | Miscellaneous | Window Sun Protection
Commercial | Existing | Offices | Window Sun Protection
Commercial | Existing | Restaurants | Window Sun Protection
Commercial | Existing | Retail | Window Sun Protection
Commercial | Existing | Schools K-12 | Window Sun Protection
Commercial | Existing | Warehouse | Window Sun Protection
Commercial | New | Assembly | Window Sun Protection
Commercial | New | College and University | Window Sun Protection
Commercial | New | Grocery | Window Sun Protection
Commercial | New | Healthcare | Window Sun Protection
Commercial | New | Hospitals | Window Sun Protection
Commercial | New | Institutional | Window Sun Protection
Commercial | New | Lodging/Hospitality | Window Sun Protection
Commercial | New | Miscellaneous | Window Sun Protection
Commercial | New | Offices | Window Sun Protection
Commercial | New | Restaurants | Window Sun Protection
Commercial | New | Retail | Window Sun Protection
Commercial | New | Schools K-12 | Window Sun Protection
Commercial | New | Warehouse | Window Sun Protection
Commercial | Existing | Assembly | Bi-Level Lighting Control (Interior)
Commercial | Existing | College and University | Bi-Level Lighting Control (Interior)
Commercial | Existing | Grocery | Bi-Level Lighting Control (Interior)
Commercial | Existing | Healthcare | Bi-Level Lighting Control (Interior)
Commercial | Existing | Hospitals | Bi-Level Lighting Control (Interior)
Commercial | Existing | Institutional | Bi-Level Lighting Control (Interior)
Commercial | Existing | Lodging/Hospitality | Bi-Level Lighting Control (Interior)
Commercial | Existing | Miscellaneous | Bi-Level Lighting Control (Interior)
Commercial | Existing | Offices | Bi-Level Lighting Control (Interior)
Commercial | Existing | Restaurants | Bi-Level Lighting Control (Interior)
Commercial | Existing | Retail | Bi-Level Lighting Control (Interior)
Commercial | Existing | Schools K-12 | Bi-Level Lighting Control (Interior)
Commercial | Existing | Warehouse | Bi-Level Lighting Control (Interior)
Commercial | New | Assembly | Bi-Level Lighting Control (Interior)
Commercial | New | College and University | Bi-Level Lighting Control (Interior)
Commercial | New | Grocery | Bi-Level Lighting Control (Interior)
Commercial | New | Healthcare | Bi-Level Lighting Control (Interior)
Commercial | New | Hospitals | Bi-Level Lighting Control (Interior)
Commercial | New | Institutional | Bi-Level Lighting Control (Interior)
Commercial | New | Lodging/Hospitality | Bi-Level Lighting Control (Interior)
Commercial | New | Miscellaneous | Bi-Level Lighting Control (Interior)
Commercial | New | Offices | Bi-Level Lighting Control (Interior)
Commercial | New | Restaurants | Bi-Level Lighting Control (Interior)
Commercial | New | Retail | Bi-Level Lighting Control (Interior)
Commercial | New | Schools K-12 | Bi-Level Lighting Control (Interior)
Commercial | New | Warehouse | Bi-Level Lighting Control (Interior)
Commercial | Existing | Assembly | Interior Lighting Controls
Commercial | Existing | College and University | Interior Lighting Controls
Commercial | Existing | Grocery | Interior Lighting Controls
Commercial | Existing | Healthcare | Interior Lighting Controls
Commercial | Existing | Hospitals | Interior Lighting Controls
Commercial | Existing | Institutional | Interior Lighting Controls
Commercial | Existing | Lodging/Hospitality | Interior Lighting Controls
Commercial | Existing | Miscellaneous | Interior Lighting Controls
Commercial | Existing | Offices | Interior Lighting Controls
Commercial | Existing | Restaurants | Interior Lighting Controls
Commercial | Existing | Retail | Interior Lighting Controls
Commercial | Existing | Schools K-12 | Interior Lighting Controls
Commercial | Existing | Warehouse | Interior Lighting Controls
Commercial | New | Assembly | Interior Lighting Controls
Commercial | New | College and University | Interior Lighting Controls
Commercial | New | Grocery | Interior Lighting Controls
Commercial | New | Healthcare | Interior Lighting Controls
Commercial | New | Hospitals | Interior Lighting Controls
Commercial | New | Institutional | Interior Lighting Controls
Commercial | New | Lodging/Hospitality | Interior Lighting Controls
Commercial | New | Miscellaneous | Interior Lighting Controls
Commercial | New | Offices | Interior Lighting Controls
Commercial | New | Restaurants | Interior Lighting Controls
Commercial | New | Retail | Interior Lighting Controls
Commercial | New | Schools K-12 | Interior Lighting Controls
Commercial | New | Warehouse | Interior Lighting Controls
Commercial | Existing | Assembly | Efficient Motor Belts
Commercial | Existing | College and University | Efficient Motor Belts
Commercial | Existing | Grocery | Efficient Motor Belts
Commercial | Existing | Healthcare | Efficient Motor Belts
Commercial | Existing | Hospitals | Efficient Motor Belts
Commercial | Existing | Institutional | Efficient Motor Belts
Commercial | Existing | Lodging/Hospitality | Efficient Motor Belts
Commercial | Existing | Miscellaneous | Efficient Motor Belts
Commercial | Existing | Offices | Efficient Motor Belts
Commercial | Existing | Restaurants | Efficient Motor Belts
Commercial | Existing | Retail | Efficient Motor Belts
Commercial | Existing | Schools K-12 | Efficient Motor Belts
Commercial | Existing | Warehouse | Efficient Motor Belts
Commercial | New | Assembly | Efficient Motor Belts
Commercial | New | College and University | Efficient Motor Belts
Commercial | New | Grocery | Efficient Motor Belts
Commercial | New | Healthcare | Efficient Motor Belts
Commercial | New | Hospitals | Efficient Motor Belts
Commercial | New | Institutional | Efficient Motor Belts
Commercial | New | Lodging/Hospitality | Efficient Motor Belts
Commercial | New | Miscellaneous | Efficient Motor Belts
Commercial | New | Offices | Efficient Motor Belts
Commercial | New | Restaurants | Efficient Motor Belts
Commercial | New | Retail | Efficient Motor Belts
Commercial | New | Schools K-12 | Efficient Motor Belts
Commercial | New | Warehouse | Efficient Motor Belts
Commercial | Existing | Assembly | Engine Block Timer
Commercial | Existing | College and University | Engine Block Timer
Commercial | Existing | Grocery | Engine Block Timer
Commercial | Existing | Healthcare | Engine Block Timer
Commercial | Existing | Hospitals | Engine Block Timer
Commercial | Existing | Institutional | Engine Block Timer
Commercial | Existing | Lodging/Hospitality | Engine Block Timer
Commercial | Existing | Miscellaneous | Engine Block Timer
Commercial | Existing | Offices | Engine Block Timer
Commercial | Existing | Restaurants | Engine Block Timer
Commercial | Existing | Retail | Engine Block Timer
Commercial | Existing | Schools K-12 | Engine Block Timer
Commercial | Existing | Warehouse | Engine Block Timer
Commercial | New | Assembly | Engine Block Timer
Commercial | New | College and University | Engine Block Timer
Commercial | New | Grocery | Engine Block Timer
Commercial | New | Healthcare | Engine Block Timer
Commercial | New | Hospitals | Engine Block Timer
Commercial | New | Institutional | Engine Block Timer
Commercial | New | Lodging/Hospitality | Engine Block Timer
Commercial | New | Miscellaneous | Engine Block Timer
Commercial | New | Offices | Engine Block Timer
Commercial | New | Restaurants | Engine Block Timer
Commercial | New | Retail | Engine Block Timer
Commercial | New | Schools K-12 | Engine Block Timer
Commercial | New | Warehouse | Engine Block Timer
Commercial | Existing | Assembly | Regenerative Drive Elevator Motor
Commercial | Existing | College and University | Regenerative Drive Elevator Motor
Commercial | Existing | Grocery | Regenerative Drive Elevator Motor
Commercial | Existing | Healthcare | Regenerative Drive Elevator Motor
Commercial | Existing | Hospitals | Regenerative Drive Elevator Motor
Commercial | Existing | Institutional | Regenerative Drive Elevator Motor
Commercial | Existing | Lodging/Hospitality | Regenerative Drive Elevator Motor
Commercial | Existing | Miscellaneous | Regenerative Drive Elevator Motor
Commercial | Existing | Offices | Regenerative Drive Elevator Motor
Commercial | Existing | Restaurants | Regenerative Drive Elevator Motor
Commercial | Existing | Retail | Regenerative Drive Elevator Motor
Commercial | Existing | Schools K-12 | Regenerative Drive Elevator Motor
Commercial | Existing | Warehouse | Regenerative Drive Elevator Motor
Commercial | New | Assembly | Regenerative Drive Elevator Motor
Commercial | New | College and University | Regenerative Drive Elevator Motor
Commercial | New | Grocery | Regenerative Drive Elevator Motor
Commercial | New | Healthcare | Regenerative Drive Elevator Motor
Commercial | New | Hospitals | Regenerative Drive Elevator Motor
Commercial | New | Institutional | Regenerative Drive Elevator Motor
Commercial | New | Lodging/Hospitality | Regenerative Drive Elevator Motor
Commercial | New | Miscellaneous | Regenerative Drive Elevator Motor
Commercial | New | Offices | Regenerative Drive Elevator Motor
Commercial | New | Restaurants | Regenerative Drive Elevator Motor
Commercial | New | Retail | Regenerative Drive Elevator Motor
Commercial | New | Schools K-12 | Regenerative Drive Elevator Motor
Commercial | New | Warehouse | Regenerative Drive Elevator Motor
Commercial | Existing | Assembly | VSD Controlled Compressor
Commercial | Existing | College and University | VSD Controlled Compressor
Commercial | Existing | Grocery | VSD Controlled Compressor
Commercial | Existing | Healthcare | VSD Controlled Compressor
Commercial | Existing | Hospitals | VSD Controlled Compressor
Commercial | Existing | Institutional | VSD Controlled Compressor
Commercial | Existing | Lodging/Hospitality | VSD Controlled Compressor
Commercial | Existing | Miscellaneous | VSD Controlled Compressor
Commercial | Existing | Offices | VSD Controlled Compressor
Commercial | Existing | Restaurants | VSD Controlled Compressor
Commercial | Existing | Retail | VSD Controlled Compressor
Commercial | Existing | Schools K-12 | VSD Controlled Compressor
Commercial | Existing | Warehouse | VSD Controlled Compressor
Commercial | New | Assembly | VSD Controlled Compressor
Commercial | New | College and University | VSD Controlled Compressor
Commercial | New | Grocery | VSD Controlled Compressor
Commercial | New | Healthcare | VSD Controlled Compressor
Commercial | New | Hospitals | VSD Controlled Compressor
Commercial | New | Institutional | VSD Controlled Compressor
Commercial | New | Lodging/Hospitality | VSD Controlled Compressor
Commercial | New | Miscellaneous | VSD Controlled Compressor
Commercial | New | Offices | VSD Controlled Compressor
Commercial | New | Restaurants | VSD Controlled Compressor
Commercial | New | Retail | VSD Controlled Compressor
Commercial | New | Schools K-12 | VSD Controlled Compressor
Commercial | New | Warehouse | VSD Controlled Compressor
Commercial | Existing | Assembly | Network PC Power Management
Commercial | Existing | College and University | Network PC Power Management
Commercial | Existing | Grocery | Network PC Power Management
Commercial | Existing | Healthcare | Network PC Power Management
Commercial | Existing | Hospitals | Network PC Power Management
Commercial | Existing | Institutional | Network PC Power Management
Commercial | Existing | Lodging/Hospitality | Network PC Power Management
Commercial | Existing | Miscellaneous | Network PC Power Management
Commercial | Existing | Offices | Network PC Power Management
Commercial | Existing | Restaurants | Network PC Power Management
Commercial | Existing | Retail | Network PC Power Management
Commercial | Existing | Schools K-12 | Network PC Power Management
Commercial | Existing | Warehouse | Network PC Power Management
Commercial | New | Assembly | Network PC Power Management
Commercial | New | College and University | Network PC Power Management
Commercial | New | Grocery | Network PC Power Management
Commercial | New | Healthcare | Network PC Power Management
Commercial | New | Hospitals | Network PC Power Management
Commercial | New | Institutional | Network PC Power Management
Commercial | New | Lodging/Hospitality | Network PC Power Management
Commercial | New | Miscellaneous | Network PC Power Management
Commercial | New | Offices | Network PC Power Management
Commercial | New | Restaurants | Network PC Power Management
Commercial | New | Retail | Network PC Power Management
Commercial | New | Schools K-12 | Network PC Power Management
Commercial | New | Warehouse | Network PC Power Management
Commercial | Existing | Assembly | Smart Strip Plug Outlet
Commercial | Existing | College and University | Smart Strip Plug Outlet
Commercial | Existing | Grocery | Smart Strip Plug Outlet
Commercial | Existing | Healthcare | Smart Strip Plug Outlet
Commercial | Existing | Hospitals | Smart Strip Plug Outlet
Commercial | Existing | Institutional | Smart Strip Plug Outlet
Commercial | Existing | Lodging/Hospitality | Smart Strip Plug Outlet
Commercial | Existing | Miscellaneous | Smart Strip Plug Outlet
Commercial | Existing | Offices | Smart Strip Plug Outlet
Commercial | Existing | Restaurants | Smart Strip Plug Outlet
Commercial | Existing | Retail | Smart Strip Plug Outlet
Commercial | Existing | Schools K-12 | Smart Strip Plug Outlet
Commercial | Existing | Warehouse | Smart Strip Plug Outlet
Commercial | New | Assembly | Smart Strip Plug Outlet
Commercial | New | College and University | Smart Strip Plug Outlet
Commercial | New | Grocery | Smart Strip Plug Outlet
Commercial | New | Healthcare | Smart Strip Plug Outlet
Commercial | New | Hospitals | Smart Strip Plug Outlet
Commercial | New | Institutional | Smart Strip Plug Outlet
Commercial | New | Lodging/Hospitality | Smart Strip Plug Outlet
Commercial | New | Miscellaneous | Smart Strip Plug Outlet
Commercial | New | Offices | Smart Strip Plug Outlet
Commercial | New | Restaurants | Smart Strip Plug Outlet
Commercial | New | Retail | Smart Strip Plug Outlet
Commercial | New | Schools K-12 | Smart Strip Plug Outlet
Commercial | New | Warehouse | Smart Strip Plug Outlet
Commercial | Existing | Assembly | Anti-Sweat Controls
Commercial | Existing | College and University | Anti-Sweat Controls
Commercial | Existing | Grocery | Anti-Sweat Controls
Commercial | Existing | Healthcare | Anti-Sweat Controls
Commercial | Existing | Hospitals | Anti-Sweat Controls
Commercial | Existing | Institutional | Anti-Sweat Controls
Commercial | Existing | Lodging/Hospitality | Anti-Sweat Controls
Commercial | Existing | Miscellaneous | Anti-Sweat Controls
Commercial | Existing | Offices | Anti-Sweat Controls
Commercial | Existing | Restaurants | Anti-Sweat Controls
Commercial | Existing | Retail | Anti-Sweat Controls
Commercial | Existing | Schools K-12 | Anti-Sweat Controls
Commercial | Existing | Warehouse | Anti-Sweat Controls
Commercial | New | Assembly | Anti-Sweat Controls
Commercial | New | College and University | Anti-Sweat Controls
Commercial | New | Grocery | Anti-Sweat Controls
Commercial | New | Healthcare | Anti-Sweat Controls
Commercial | New | Hospitals | Anti-Sweat Controls
Commercial | New | Institutional | Anti-Sweat Controls
Commercial | New | Lodging/Hospitality | Anti-Sweat Controls
Commercial | New | Miscellaneous | Anti-Sweat Controls
Commercial | New | Offices | Anti-Sweat Controls
Commercial | New | Restaurants | Anti-Sweat Controls
Commercial | New | Retail | Anti-Sweat Controls
Commercial | New | Schools K-12 | Anti-Sweat Controls
Commercial | New | Warehouse | Anti-Sweat Controls
Commercial | Existing | Assembly | Automatic Door Closer for Walk-in Coolers and Freezers
Commercial | Existing | College and University | Automatic Door Closer for Walk-in Coolers and Freezers
Commercial | Existing | Grocery | Automatic Door Closer for Walk-in Coolers and Freezers
Commercial | Existing | Healthcare | Automatic Door Closer for Walk-in Coolers and Freezers
Commercial | Existing | Hospitals | Automatic Door Closer for Walk-in Coolers and Freezers
Commercial | Existing | Institutional | Automatic Door Closer for Walk-in Coolers and Freezers
Commercial | Existing | Lodging/Hospitality | Automatic Door Closer for Walk-in Coolers and Freezers
Commercial | Existing | Miscellaneous | Automatic Door Closer for Walk-in Coolers and Freezers
Commercial | Existing | Offices | Automatic Door Closer for Walk-in Coolers and Freezers
Commercial | Existing | Restaurants | Automatic Door Closer for Walk-in Coolers and Freezers
Commercial | Existing | Retail | Automatic Door Closer for Walk-in Coolers and Freezers
Commercial | Existing | Schools K-12 | Automatic Door Closer for Walk-in Coolers and Freezers
Commercial | Existing | Warehouse | Automatic Door Closer for Walk-in Coolers and Freezers
Commercial | New | Assembly | Automatic Door Closer for Walk-in Coolers and Freezers
Commercial | New | College and University | Automatic Door Closer for Walk-in Coolers and Freezers
Commercial | New | Grocery | Automatic Door Closer for Walk-in Coolers and Freezers
Commercial | New | Healthcare | Automatic Door Closer for Walk-in Coolers and Freezers
Commercial | New | Hospitals | Automatic Door Closer for Walk-in Coolers and Freezers
Commercial | New | Institutional | Automatic Door Closer for Walk-in Coolers and Freezers
Commercial | New | Lodging/Hospitality | Automatic Door Closer for Walk-in Coolers and Freezers
Commercial | New | Miscellaneous | Automatic Door Closer for Walk-in Coolers and Freezers
Commercial | New | Offices | Automatic Door Closer for Walk-in Coolers and Freezers
Commercial | New | Restaurants | Automatic Door Closer for Walk-in Coolers and Freezers
Commercial | New | Retail | Automatic Door Closer for Walk-in Coolers and Freezers
Commercial | New | Schools K-12 | Automatic Door Closer for Walk-in Coolers and Freezers
Commercial | New | Warehouse | Automatic Door Closer for Walk-in Coolers and Freezers
Commercial | Existing | Assembly | Demand Defrost
Commercial | Existing | College and University | Demand Defrost
Commercial | Existing | Grocery | Demand Defrost
Commercial | Existing | Healthcare | Demand Defrost
Commercial | Existing | Hospitals | Demand Defrost
Commercial | Existing | Institutional | Demand Defrost
Commercial | Existing | Lodging/Hospitality | Demand Defrost
Commercial | Existing | Miscellaneous | Demand Defrost
Commercial | Existing | Offices | Demand Defrost
Commercial | Existing | Restaurants | Demand Defrost
Commercial | Existing | Retail | Demand Defrost
Commercial | Existing | Schools K-12 | Demand Defrost
Commercial | Existing | Warehouse | Demand Defrost
Commercial | New | Assembly | Demand Defrost
Commercial | New | College and University | Demand Defrost
Commercial | New | Grocery | Demand Defrost
Commercial | New | Healthcare | Demand Defrost
Commercial | New | Hospitals | Demand Defrost
Commercial | New | Institutional | Demand Defrost
Commercial | New | Lodging/Hospitality | Demand Defrost
Commercial | New | Miscellaneous | Demand Defrost
Commercial | New | Offices | Demand Defrost
Commercial | New | Restaurants | Demand Defrost
Commercial | New | Retail | Demand Defrost
Commercial | New | Schools K-12 | Demand Defrost
Commercial | New | Warehouse | Demand Defrost
Commercial | Existing | Assembly | Floating Head Pressure Controls
Commercial | Existing | College and University | Floating Head Pressure Controls
Commercial | Existing | Grocery | Floating Head Pressure Controls
Commercial | Existing | Healthcare | Floating Head Pressure Controls
Commercial | Existing | Hospitals | Floating Head Pressure Controls
Commercial | Existing | Institutional | Floating Head Pressure Controls
Commercial | Existing | Lodging/Hospitality | Floating Head Pressure Controls
Commercial | Existing | Miscellaneous | Floating Head Pressure Controls
Commercial | Existing | Offices | Floating Head Pressure Controls
Commercial | Existing | Restaurants | Floating Head Pressure Controls
Commercial | Existing | Retail | Floating Head Pressure Controls
Commercial | Existing | Schools K-12 | Floating Head Pressure Controls
Commercial | Existing | Warehouse | Floating Head Pressure Controls
Commercial | New | Assembly | Floating Head Pressure Controls
Commercial | New | College and University | Floating Head Pressure Controls
Commercial | New | Grocery | Floating Head Pressure Controls
Commercial | New | Healthcare | Floating Head Pressure Controls
Commercial | New | Hospitals | Floating Head Pressure Controls
Commercial | New | Institutional | Floating Head Pressure Controls
Commercial | New | Lodging/Hospitality | Floating Head Pressure Controls
Commercial | New | Miscellaneous | Floating Head Pressure Controls
Commercial | New | Offices | Floating Head Pressure Controls
Commercial | New | Restaurants | Floating Head Pressure Controls
Commercial | New | Retail | Floating Head Pressure Controls
Commercial | New | Schools K-12 | Floating Head Pressure Controls
Commercial | New | Warehouse | Floating Head Pressure Controls
Commercial | Existing | Assembly | Freezer-Cooler Replacement Gaskets
Commercial | Existing | College and University | Freezer-Cooler Replacement Gaskets
Commercial | Existing | Grocery | Freezer-Cooler Replacement Gaskets
Commercial | Existing | Healthcare | Freezer-Cooler Replacement Gaskets
Commercial | Existing | Hospitals | Freezer-Cooler Replacement Gaskets
Commercial | Existing | Institutional | Freezer-Cooler Replacement Gaskets
Commercial | Existing | Lodging/Hospitality | Freezer-Cooler Replacement Gaskets
Commercial | Existing | Miscellaneous | Freezer-Cooler Replacement Gaskets
Commercial | Existing | Offices | Freezer-Cooler Replacement Gaskets
Commercial | Existing | Restaurants | Freezer-Cooler Replacement Gaskets
Commercial | Existing | Retail | Freezer-Cooler Replacement Gaskets
Commercial | Existing | Schools K-12 | Freezer-Cooler Replacement Gaskets
Commercial | Existing | Warehouse | Freezer-Cooler Replacement Gaskets
Commercial | New | Assembly | Freezer-Cooler Replacement Gaskets
Commercial | New | College and University | Freezer-Cooler Replacement Gaskets
Commercial | New | Grocery | Freezer-Cooler Replacement Gaskets
Commercial | New | Healthcare | Freezer-Cooler Replacement Gaskets
Commercial | New | Hospitals | Freezer-Cooler Replacement Gaskets
Commercial | New | Institutional | Freezer-Cooler Replacement Gaskets
Commercial | New | Lodging/Hospitality | Freezer-Cooler Replacement Gaskets
Commercial | New | Miscellaneous | Freezer-Cooler Replacement Gaskets
Commercial | New | Offices | Freezer-Cooler Replacement Gaskets
Commercial | New | Restaurants | Freezer-Cooler Replacement Gaskets
Commercial | New | Retail | Freezer-Cooler Replacement Gaskets
Commercial | New | Schools K-12 | Freezer-Cooler Replacement Gaskets
Commercial | New | Warehouse | Freezer-Cooler Replacement Gaskets
Commercial | Existing | Assembly | High Efficiency Refrigeration Compressor
Commercial | Existing | College and University | High Efficiency Refrigeration Compressor
Commercial | Existing | Grocery | High Efficiency Refrigeration Compressor
Commercial | Existing | Healthcare | High Efficiency Refrigeration Compressor
Commercial | Existing | Hospitals | High Efficiency Refrigeration Compressor
Commercial | Existing | Institutional | High Efficiency Refrigeration Compressor
Commercial | Existing | Lodging/Hospitality | High Efficiency Refrigeration Compressor
Commercial | Existing | Miscellaneous | High Efficiency Refrigeration Compressor
Commercial | Existing | Offices | High Efficiency Refrigeration Compressor
Commercial | Existing | Restaurants | High Efficiency Refrigeration Compressor
Commercial | Existing | Retail | High Efficiency Refrigeration Compressor
Commercial | Existing | Schools K-12 | High Efficiency Refrigeration Compressor
Commercial | Existing | Warehouse | High Efficiency Refrigeration Compressor
Commercial | New | Assembly | High Efficiency Refrigeration Compressor
Commercial | New | College and University | High Efficiency Refrigeration Compressor
Commercial | New | Grocery | High Efficiency Refrigeration Compressor
Commercial | New | Healthcare | High Efficiency Refrigeration Compressor
Commercial | New | Hospitals | High Efficiency Refrigeration Compressor
Commercial | New | Institutional | High Efficiency Refrigeration Compressor
Commercial | New | Lodging/Hospitality | High Efficiency Refrigeration Compressor
Commercial | New | Miscellaneous | High Efficiency Refrigeration Compressor
Commercial | New | Offices | High Efficiency Refrigeration Compressor
Commercial | New | Restaurants | High Efficiency Refrigeration Compressor
Commercial | New | Retail | High Efficiency Refrigeration Compressor
Commercial | New | Schools K-12 | High Efficiency Refrigeration Compressor
Commercial | New | Warehouse | High Efficiency Refrigeration Compressor
Commercial | Existing | Assembly | High R-Value Glass Doors
Commercial | Existing | College and University | High R-Value Glass Doors
Commercial | Existing | Grocery | High R-Value Glass Doors
Commercial | Existing | Healthcare | High R-Value Glass Doors
Commercial | Existing | Hospitals | High R-Value Glass Doors
Commercial | Existing | Institutional | High R-Value Glass Doors
Commercial | Existing | Lodging/Hospitality | High R-Value Glass Doors
Commercial | Existing | Miscellaneous | High R-Value Glass Doors
Commercial | Existing | Offices | High R-Value Glass Doors
Commercial | Existing | Restaurants | High R-Value Glass Doors
Commercial | Existing | Retail | High R-Value Glass Doors
Commercial | Existing | Schools K-12 | High R-Value Glass Doors
Commercial | Existing | Warehouse | High R-Value Glass Doors
Commercial | New | Assembly | High R-Value Glass Doors
Commercial | New | College and University | High R-Value Glass Doors
Commercial | New | Grocery | High R-Value Glass Doors
Commercial | New | Healthcare | High R-Value Glass Doors
Commercial | New | Hospitals | High R-Value Glass Doors
Commercial | New | Institutional | High R-Value Glass Doors
Commercial | New | Lodging/Hospitality | High R-Value Glass Doors
Commercial | New | Miscellaneous | High R-Value Glass Doors
Commercial | New | Offices | High R-Value Glass Doors
Commercial | New | Restaurants | High R-Value Glass Doors
Commercial | New | Retail | High R-Value Glass Doors
Commercial | New | Schools K-12 | High R-Value Glass Doors
Commercial | New | Warehouse | High R-Value Glass Doors
Commercial | Existing | Assembly | Night Covers for Display Cases
Commercial | Existing | College and University | Night Covers for Display Cases
Commercial | Existing | Grocery | Night Covers for Display Cases
Commercial | Existing | Healthcare | Night Covers for Display Cases
Commercial | Existing | Hospitals | Night Covers for Display Cases
Commercial | Existing | Institutional | Night Covers for Display Cases
Commercial | Existing | Lodging/Hospitality | Night Covers for Display Cases
Commercial | Existing | Miscellaneous | Night Covers for Display Cases
Commercial | Existing | Offices | Night Covers for Display Cases
Commercial | Existing | Restaurants | Night Covers for Display Cases
Commercial | Existing | Retail | Night Covers for Display Cases
Commercial | Existing | Schools K-12 | Night Covers for Display Cases
Commercial | Existing | Warehouse | Night Covers for Display Cases
Commercial | New | Assembly | Night Covers for Display Cases
Commercial | New | College and University | Night Covers for Display Cases
Commercial | New | Grocery | Night Covers for Display Cases
Commercial | New | Healthcare | Night Covers for Display Cases
Commercial | New | Hospitals | Night Covers for Display Cases
Commercial | New | Institutional | Night Covers for Display Cases
Commercial | New | Lodging/Hospitality | Night Covers for Display Cases
Commercial | New | Miscellaneous | Night Covers for Display Cases
Commercial | New | Offices | Night Covers for Display Cases
Commercial | New | Restaurants | Night Covers for Display Cases
Commercial | New | Retail | Night Covers for Display Cases
Commercial | New | Schools K-12 | Night Covers for Display Cases
Commercial | New | Warehouse | Night Covers for Display Cases
Commercial | Existing | Assembly | PSC to ECM Evaporator Fan Motor (Reach-In)
Commercial | Existing | College and University | PSC to ECM Evaporator Fan Motor (Reach-In)
Commercial | Existing | Grocery | PSC to ECM Evaporator Fan Motor (Reach-In)
Commercial | Existing | Healthcare | PSC to ECM Evaporator Fan Motor (Reach-In)
Commercial | Existing | Hospitals | PSC to ECM Evaporator Fan Motor (Reach-In)
Commercial | Existing | Institutional | PSC to ECM Evaporator Fan Motor (Reach-In)
Commercial | Existing | Lodging/Hospitality | PSC to ECM Evaporator Fan Motor (Reach-In)
Commercial | Existing | Miscellaneous | PSC to ECM Evaporator Fan Motor (Reach-In)
Commercial | Existing | Offices | PSC to ECM Evaporator Fan Motor (Reach-In)
Commercial | Existing | Restaurants | PSC to ECM Evaporator Fan Motor (Reach-In)
Commercial | Existing | Retail | PSC to ECM Evaporator Fan Motor (Reach-In)
Commercial | Existing | Schools K-12 | PSC to ECM Evaporator Fan Motor (Reach-In)
Commercial | Existing | Warehouse | PSC to ECM Evaporator Fan Motor (Reach-In)
Commercial | New | Assembly | PSC to ECM Evaporator Fan Motor (Reach-In)
Commercial | New | College and University | PSC to ECM Evaporator Fan Motor (Reach-In)
Commercial | New | Grocery | PSC to ECM Evaporator Fan Motor (Reach-In)
Commercial | New | Healthcare | PSC to ECM Evaporator Fan Motor (Reach-In)
Commercial | New | Hospitals | PSC to ECM Evaporator Fan Motor (Reach-In)
Commercial | New | Institutional | PSC to ECM Evaporator Fan Motor (Reach-In)
Commercial | New | Lodging/Hospitality | PSC to ECM Evaporator Fan Motor (Reach-In)
Commercial | New | Miscellaneous | PSC to ECM Evaporator Fan Motor (Reach-In)
Commercial | New | Offices | PSC to ECM Evaporator Fan Motor (Reach-In)
Commercial | New | Restaurants | PSC to ECM Evaporator Fan Motor (Reach-In)
Commercial | New | Retail | PSC to ECM Evaporator Fan Motor (Reach-In)
Commercial | New | Schools K-12 | PSC to ECM Evaporator Fan Motor (Reach-In)
Commercial | New | Warehouse | PSC to ECM Evaporator Fan Motor (Reach-In)
Commercial | Existing | Assembly | PSC to ECM Evaporator Fan Motor (Walk-In, Refrigerator)
Commercial | Existing | College and University | PSC to ECM Evaporator Fan Motor (Walk-In, Refrigerator)
Commercial | Existing | Grocery | PSC to ECM Evaporator Fan Motor (Walk-In, Refrigerator)
Commercial | Existing | Healthcare | PSC to ECM Evaporator Fan Motor (Walk-In, Refrigerator)
Commercial | Existing | Hospitals | PSC to ECM Evaporator Fan Motor (Walk-In, Refrigerator)
Commercial | Existing | Institutional | PSC to ECM Evaporator Fan Motor (Walk-In, Refrigerator)
Commercial | Existing | Lodging/Hospitality | PSC to ECM Evaporator Fan Motor (Walk-In, Refrigerator)
Commercial | Existing | Miscellaneous | PSC to ECM Evaporator Fan Motor (Walk-In, Refrigerator)
Commercial | Existing | Offices | PSC to ECM Evaporator Fan Motor (Walk-In, Refrigerator)
Commercial | Existing | Restaurants | PSC to ECM Evaporator Fan Motor (Walk-In, Refrigerator)
Commercial | Existing | Retail | PSC to ECM Evaporator Fan Motor (Walk-In, Refrigerator)
Commercial | Existing | Schools K-12 | PSC to ECM Evaporator Fan Motor (Walk-In, Refrigerator)
Commercial | Existing | Warehouse | PSC to ECM Evaporator Fan Motor (Walk-In, Refrigerator)
Commercial | New | Assembly | PSC to ECM Evaporator Fan Motor (Walk-In, Refrigerator)
Commercial | New | College and University | PSC to ECM Evaporator Fan Motor (Walk-In, Refrigerator)
Commercial | New | Grocery | PSC to ECM Evaporator Fan Motor (Walk-In, Refrigerator)
Commercial | New | Healthcare | PSC to ECM Evaporator Fan Motor (Walk-In, Refrigerator)
Commercial | New | Hospitals | PSC to ECM Evaporator Fan Motor (Walk-In, Refrigerator)
Commercial | New | Institutional | PSC to ECM Evaporator Fan Motor (Walk-In, Refrigerator)
Commercial | New | Lodging/Hospitality | PSC to ECM Evaporator Fan Motor (Walk-In, Refrigerator)
Commercial | New | Miscellaneous | PSC to ECM Evaporator Fan Motor (Walk-In, Refrigerator)
Commercial | New | Offices | PSC to ECM Evaporator Fan Motor (Walk-In, Refrigerator)
Commercial | New | Restaurants | PSC to ECM Evaporator Fan Motor (Walk-In, Refrigerator)
Commercial | New | Retail | PSC to ECM Evaporator Fan Motor (Walk-In, Refrigerator)
Commercial | New | Schools K-12 | PSC to ECM Evaporator Fan Motor (Walk-In, Refrigerator)
Commercial | New | Warehouse | PSC to ECM Evaporator Fan Motor (Walk-In, Refrigerator)
Commercial | Existing | Assembly | Refrigerated Display Case Lighting Controls
Commercial | Existing | College and University | Refrigerated Display Case Lighting Controls
Commercial | Existing | Grocery | Refrigerated Display Case Lighting Controls
Commercial | Existing | Healthcare | Refrigerated Display Case Lighting Controls
Commercial | Existing | Hospitals | Refrigerated Display Case Lighting Controls
Commercial | Existing | Institutional | Refrigerated Display Case Lighting Controls
Commercial | Existing | Lodging/Hospitality | Refrigerated Display Case Lighting Controls
Commercial | Existing | Miscellaneous | Refrigerated Display Case Lighting Controls
Commercial | Existing | Offices | Refrigerated Display Case Lighting Controls
Commercial | Existing | Restaurants | Refrigerated Display Case Lighting Controls
Commercial | Existing | Retail | Refrigerated Display Case Lighting Controls
Commercial | Existing | Schools K-12 | Refrigerated Display Case Lighting Controls
Commercial | Existing | Warehouse | Refrigerated Display Case Lighting Controls
Commercial | New | Assembly | Refrigerated Display Case Lighting Controls
Commercial | New | College and University | Refrigerated Display Case Lighting Controls
Commercial | New | Grocery | Refrigerated Display Case Lighting Controls
Commercial | New | Healthcare | Refrigerated Display Case Lighting Controls
Commercial | New | Hospitals | Refrigerated Display Case Lighting Controls
Commercial | New | Institutional | Refrigerated Display Case Lighting Controls
Commercial | New | Lodging/Hospitality | Refrigerated Display Case Lighting Controls
Commercial | New | Miscellaneous | Refrigerated Display Case Lighting Controls
Commercial | New | Offices | Refrigerated Display Case Lighting Controls
Commercial | New | Restaurants | Refrigerated Display Case Lighting Controls
Commercial | New | Retail | Refrigerated Display Case Lighting Controls
Commercial | New | Schools K-12 | Refrigerated Display Case Lighting Controls
Commercial | New | Warehouse | Refrigerated Display Case Lighting Controls
Commercial | Existing | Assembly | Strip Curtains for Walk-ins
Commercial | Existing | College and University | Strip Curtains for Walk-ins
Commercial | Existing | Grocery | Strip Curtains for Walk-ins
Commercial | Existing | Healthcare | Strip Curtains for Walk-ins
Commercial | Existing | Hospitals | Strip Curtains for Walk-ins
Commercial | Existing | Institutional | Strip Curtains for Walk-ins
Commercial | Existing | Lodging/Hospitality | Strip Curtains for Walk-ins
Commercial | Existing | Miscellaneous | Strip Curtains for Walk-ins
Commercial | Existing | Offices | Strip Curtains for Walk-ins
Commercial | Existing | Restaurants | Strip Curtains for Walk-ins
Commercial | Existing | Retail | Strip Curtains for Walk-ins
Commercial | Existing | Schools K-12 | Strip Curtains for Walk-ins
Commercial | Existing | Warehouse | Strip Curtains for Walk-ins
Commercial | New | Assembly | Strip Curtains for Walk-ins
Commercial | New | College and University | Strip Curtains for Walk-ins
Commercial | New | Grocery | Strip Curtains for Walk-ins
Commercial | New | Healthcare | Strip Curtains for Walk-ins
Commercial | New | Hospitals | Strip Curtains for Walk-ins
Commercial | New | Institutional | Strip Curtains for Walk-ins
Commercial | New | Lodging/Hospitality | Strip Curtains for Walk-ins
Commercial | New | Miscellaneous | Strip Curtains for Walk-ins
Commercial | New | Offices | Strip Curtains for Walk-ins
Commercial | New | Restaurants | Strip Curtains for Walk-ins
Commercial | New | Retail | Strip Curtains for Walk-ins
Commercial | New | Schools K-12 | Strip Curtains for Walk-ins
Commercial | New | Warehouse | Strip Curtains for Walk-ins
Commercial | Existing | Assembly | CO Sensors for Parking Garage Exhaust
Commercial | Existing | College and University | CO Sensors for Parking Garage Exhaust
Commercial | Existing | Grocery | CO Sensors for Parking Garage Exhaust
Commercial | Existing | Healthcare | CO Sensors for Parking Garage Exhaust
Commercial | Existing | Hospitals | CO Sensors for Parking Garage Exhaust
Commercial | Existing | Institutional | CO Sensors for Parking Garage Exhaust
Commercial | Existing | Lodging/Hospitality | CO Sensors for Parking Garage Exhaust
Commercial | Existing | Miscellaneous | CO Sensors for Parking Garage Exhaust
Commercial | Existing | Offices | CO Sensors for Parking Garage Exhaust
Commercial | Existing | Restaurants | CO Sensors for Parking Garage Exhaust
Commercial | Existing | Retail | CO Sensors for Parking Garage Exhaust
Commercial | Existing | Schools K-12 | CO Sensors for Parking Garage Exhaust
Commercial | Existing | Warehouse | CO Sensors for Parking Garage Exhaust
Commercial | New | Assembly | CO Sensors for Parking Garage Exhaust
Commercial | New | College and University | CO Sensors for Parking Garage Exhaust
Commercial | New | Grocery | CO Sensors for Parking Garage Exhaust
Commercial | New | Healthcare | CO Sensors for Parking Garage Exhaust
Commercial | New | Hospitals | CO Sensors for Parking Garage Exhaust
Commercial | New | Institutional | CO Sensors for Parking Garage Exhaust
Commercial | New | Lodging/Hospitality | CO Sensors for Parking Garage Exhaust
Commercial | New | Miscellaneous | CO Sensors for Parking Garage Exhaust
Commercial | New | Offices | CO Sensors for Parking Garage Exhaust
Commercial | New | Restaurants | CO Sensors for Parking Garage Exhaust
Commercial | New | Retail | CO Sensors for Parking Garage Exhaust
Commercial | New | Schools K-12 | CO Sensors for Parking Garage Exhaust
Commercial | New | Warehouse | CO Sensors for Parking Garage Exhaust
Commercial | Existing | Assembly | Demand Controlled Ventilation
Commercial | Existing | College and University | Demand Controlled Ventilation
Commercial | Existing | Grocery | Demand Controlled Ventilation
Commercial | Existing | Healthcare | Demand Controlled Ventilation
Commercial | Existing | Hospitals | Demand Controlled Ventilation
Commercial | Existing | Institutional | Demand Controlled Ventilation
Commercial | Existing | Lodging/Hospitality | Demand Controlled Ventilation
Commercial | Existing | Miscellaneous | Demand Controlled Ventilation
Commercial | Existing | Offices | Demand Controlled Ventilation
Commercial | Existing | Restaurants | Demand Controlled Ventilation
Commercial | Existing | Retail | Demand Controlled Ventilation
Commercial | Existing | Schools K-12 | Demand Controlled Ventilation
Commercial | Existing | Warehouse | Demand Controlled Ventilation
Commercial | New | Assembly | Demand Controlled Ventilation
Commercial | New | College and University | Demand Controlled Ventilation
Commercial | New | Grocery | Demand Controlled Ventilation
Commercial | New | Healthcare | Demand Controlled Ventilation
Commercial | New | Hospitals | Demand Controlled Ventilation
Commercial | New | Institutional | Demand Controlled Ventilation
Commercial | New | Lodging/Hospitality | Demand Controlled Ventilation
Commercial | New | Miscellaneous | Demand Controlled Ventilation
Commercial | New | Offices | Demand Controlled Ventilation
Commercial | New | Restaurants | Demand Controlled Ventilation
Commercial | New | Retail | Demand Controlled Ventilation
Commercial | New | Schools K-12 | Demand Controlled Ventilation
Commercial | New | Warehouse | Demand Controlled Ventilation
Commercial | Existing | Assembly | VAV System
Commercial | Existing | College and University | VAV System
Commercial | Existing | Grocery | VAV System
Commercial | Existing | Healthcare | VAV System
Commercial | Existing | Hospitals | VAV System
Commercial | Existing | Institutional | VAV System
Commercial | Existing | Lodging/Hospitality | VAV System
Commercial | Existing | Miscellaneous | VAV System
Commercial | Existing | Offices | VAV System
Commercial | Existing | Restaurants | VAV System
Commercial | Existing | Retail | VAV System
Commercial | Existing | Schools K-12 | VAV System
Commercial | Existing | Warehouse | VAV System
Commercial | New | Assembly | VAV System
Commercial | New | College and University | VAV System
Commercial | New | Grocery | VAV System
Commercial | New | Healthcare | VAV System
Commercial | New | Hospitals | VAV System
Commercial | New | Institutional | VAV System
Commercial | New | Lodging/Hospitality | VAV System
Commercial | New | Miscellaneous | VAV System
Commercial | New | Offices | VAV System
Commercial | New | Restaurants | VAV System
Commercial | New | Retail | VAV System
Commercial | New | Schools K-12 | VAV System
Commercial | New | Warehouse | VAV System
Commercial | Existing | Assembly | Retro-Commissioning
Commercial | Existing | College and University | Retro-Commissioning
Commercial | Existing | Grocery | Retro-Commissioning
Commercial | Existing | Healthcare | Retro-Commissioning
Commercial | Existing | Hospitals | Retro-Commissioning
Commercial | Existing | Institutional | Retro-Commissioning
Commercial | Existing | Lodging/Hospitality | Retro-Commissioning
Commercial | Existing | Miscellaneous | Retro-Commissioning
Commercial | Existing | Offices | Retro-Commissioning
Commercial | Existing | Restaurants | Retro-Commissioning
Commercial | Existing | Retail | Retro-Commissioning
Commercial | Existing | Schools K-12 | Retro-Commissioning
Commercial | Existing | Warehouse | Retro-Commissioning
Commercial | New | Assembly | Retro-Commissioning
Commercial | New | College and University | Retro-Commissioning
Commercial | New | Grocery | Retro-Commissioning
Commercial | New | Healthcare | Retro-Commissioning
Commercial | New | Hospitals | Retro-Commissioning
Commercial | New | Institutional | Retro-Commissioning
Commercial | New | Lodging/Hospitality | Retro-Commissioning
Commercial | New | Miscellaneous | Retro-Commissioning
Commercial | New | Offices | Retro-Commissioning
Commercial | New | Restaurants | Retro-Commissioning
Commercial | New | Retail | Retro-Commissioning
Commercial | New | Schools K-12 | Retro-Commissioning
Commercial | New | Warehouse | Retro-Commissioning
Commercial | New | Assembly | Solar Voltaic
Commercial | New | College and University | Solar Voltaic
Commercial | New | Grocery | Solar Voltaic
Commercial | New | Healthcare | Solar Voltaic
Commercial | New | Hospitals | Solar Voltaic
Commercial | New | Institutional | Solar Voltaic
Commercial | New | Lodging/Hospitality | Solar Voltaic
Commercial | New | Miscellaneous | Solar Voltaic
Commercial | New | Offices | Solar Voltaic
Commercial | New | Restaurants | Solar Voltaic
Commercial | New | Retail | Solar Voltaic
Commercial | New | Schools K-12 | Solar Voltaic
Commercial | New | Warehouse | Solar Voltaic
Commercial | New | Assembly | Solar Plus Storage - Segment 15
Commercial | New | College and University | Solar Plus Storage - Segment 15
Commercial | New | Grocery | Solar Plus Storage - Segment 15
Commercial | New | Healthcare | Solar Plus Storage - Segment 15
Commercial | New | Hospitals | Solar Plus Storage - Segment 15
Commercial | New | Institutional | Solar Plus Storage - Segment 15
Commercial | New | Lodging/Hospitality | Solar Plus Storage - Segment 15
Commercial | New | Miscellaneous | Solar Plus Storage - Segment 15
Commercial | New | Offices | Solar Plus Storage - Segment 15
Commercial | New | Restaurants | Solar Plus Storage - Segment 15
Commercial | New | Retail | Solar Plus Storage - Segment 15
Commercial | New | Schools K-12 | Solar Plus Storage - Segment 15
Commercial | New | Warehouse | Solar Plus Storage - Segment 15
Commercial | New | Assembly | Solar Plus Storage - Segment 25
Commercial | New | College and University | Solar Plus Storage - Segment 25
Commercial | New | Grocery | Solar Plus Storage - Segment 25
Commercial | New | Healthcare | Solar Plus Storage - Segment 25
Commercial | New | Hospitals | Solar Plus Storage - Segment 25
Commercial | New | Institutional | Solar Plus Storage - Segment 25
Commercial | New | Lodging/Hospitality | Solar Plus Storage - Segment 25
Commercial | New | Miscellaneous | Solar Plus Storage - Segment 25
Commercial | New | Offices | Solar Plus Storage - Segment 25
Commercial | New | Restaurants | Solar Plus Storage - Segment 25
Commercial | New | Retail | Solar Plus Storage - Segment 25
Commercial | New | Schools K-12 | Solar Plus Storage - Segment 25
Commercial | New | Warehouse | Solar Plus Storage - Segment 25
Commercial | New | Assembly | Solar Plus Storage - Segment 50
Commercial | New | College and University | Solar Plus Storage - Segment 50
Commercial | New | Grocery | Solar Plus Storage - Segment 50
Commercial | New | Healthcare | Solar Plus Storage - Segment 50
Commercial | New | Hospitals | Solar Plus Storage - Segment 50
Commercial | New | Institutional | Solar Plus Storage - Segment 50
Commercial | New | Lodging/Hospitality | Solar Plus Storage - Segment 50
Commercial | New | Miscellaneous | Solar Plus Storage - Segment 50
Commercial | New | Offices | Solar Plus Storage - Segment 50
Commercial | New | Restaurants | Solar Plus Storage - Segment 50
Commercial | New | Retail | Solar Plus Storage - Segment 50
Commercial | New | Schools K-12 | Solar Plus Storage - Segment 50
Commercial | New | Warehouse | Solar Plus Storage - Segment 50
Commercial | New | Assembly | Solar Plus Storage - Segment 51+
Commercial | New | College and University | Solar Plus Storage - Segment 51+
Commercial | New | Grocery | Solar Plus Storage - Segment 51+
Commercial | New | Healthcare | Solar Plus Storage - Segment 51+
Commercial | New | Hospitals | Solar Plus Storage - Segment 51+
Commercial | New | Institutional | Solar Plus Storage - Segment 51+
Commercial | New | Lodging/Hospitality | Solar Plus Storage - Segment 51+
Commercial | New | Miscellaneous | Solar Plus Storage - Segment 51+
Commercial | New | Offices | Solar Plus Storage - Segment 51+
Commercial | New | Restaurants | Solar Plus Storage - Segment 51+
Commercial | New | Retail | Solar Plus Storage - Segment 51+
Commercial | New | Schools K-12 | Solar Plus Storage - Segment 51+
Commercial | New | Warehouse | Solar Plus Storage - Segment 51+
Commercial | New | Assembly | 3500 kW Gas Turbine
Commercial | New | College and University | 3500 kW Gas Turbine
Commercial | New | Grocery | 3500 kW Gas Turbine
Commercial | New | Healthcare | 3500 kW Gas Turbine
Commercial | New | Hospitals | 3500 kW Gas Turbine
Commercial | New | Institutional | 3500 kW Gas Turbine
Commercial | New | Lodging/Hospitality | 3500 kW Gas Turbine
Commercial | New | Miscellaneous | 3500 kW Gas Turbine
Commercial | New | Offices | 3500 kW Gas Turbine
Commercial | New | Restaurants | 3500 kW Gas Turbine
Commercial | New | Retail | 3500 kW Gas Turbine
Commercial | New | Schools K-12 | 3500 kW Gas Turbine
Commercial | New | Warehouse | 3500 kW Gas Turbine
Commercial | New | Assembly | 3000 kW Gas Turbine
Commercial | New | College and University | 3000 kW Gas Turbine
Commercial | New | Grocery | 3000 kW Gas Turbine
Commercial | New | Healthcare | 3000 kW Gas Turbine
Commercial | New | Hospitals | 3000 kW Gas Turbine
Commercial | New | Institutional | 3000 kW Gas Turbine
Commercial | New | Lodging/Hospitality | 3000 kW Gas Turbine
Commercial | New | Miscellaneous | 3000 kW Gas Turbine
Commercial | New | Offices | 3000 kW Gas Turbine
Commercial | New | Restaurants | 3000 kW Gas Turbine
Commercial | New | Retail | 3000 kW Gas Turbine
Commercial | New | Schools K-12 | 3000 kW Gas Turbine
Commercial | New | Warehouse | 3000 kW Gas Turbine
Commercial | New | Assembly | 2500 kW Gas Turbine
Commercial | New | College and University | 2500 kW Gas Turbine
Commercial | New | Grocery | 2500 kW Gas Turbine
Commercial | New | Healthcare | 2500 kW Gas Turbine
Commercial | New | Hospitals | 2500 kW Gas Turbine
Commercial | New | Institutional | 2500 kW Gas Turbine
Commercial | New | Lodging/Hospitality | 2500 kW Gas Turbine
Commercial | New | Miscellaneous | 2500 kW Gas Turbine
Commercial | New | Offices | 2500 kW Gas Turbine
Commercial | New | Restaurants | 2500 kW Gas Turbine
Commercial | New | Retail | 2500 kW Gas Turbine
Commercial | New | Schools K-12 | 2500 kW Gas Turbine
Commercial | New | Warehouse | 2500 kW Gas Turbine
Commercial | New | Assembly | 4500 kW Reciprocating Engine
Commercial | New | College and University | 4500 kW Reciprocating Engine
Commercial | New | Grocery | 4500 kW Reciprocating Engine
Commercial | New | Healthcare | 4500 kW Reciprocating Engine
Commercial | New | Hospitals | 4500 kW Reciprocating Engine
Commercial | New | Institutional | 4500 kW Reciprocating Engine
Commercial | New | Lodging/Hospitality | 4500 kW Reciprocating Engine
Commercial | New | Miscellaneous | 4500 kW Reciprocating Engine
Commercial | New | Offices | 4500 kW Reciprocating Engine
Commercial | New | Restaurants | 4500 kW Reciprocating Engine
Commercial | New | Retail | 4500 kW Reciprocating Engine
Commercial | New | Schools K-12 | 4500 kW Reciprocating Engine
Commercial | New | Warehouse | 4500 kW Reciprocating Engine
Commercial | New | Assembly | 3000 kW Reciprocating Engine
Commercial | New | College and University | 3000 kW Reciprocating Engine
Commercial | New | Grocery | 3000 kW Reciprocating Engine
Commercial | New | Healthcare | 3000 kW Reciprocating Engine
Commercial | New | Hospitals | 3000 kW Reciprocating Engine
Commercial | New | Institutional | 3000 kW Reciprocating Engine
Commercial | New | Lodging/Hospitality | 3000 kW Reciprocating Engine
Commercial | New | Miscellaneous | 3000 kW Reciprocating Engine
Commercial | New | Offices | 3000 kW Reciprocating Engine
Commercial | New | Restaurants | 3000 kW Reciprocating Engine
Commercial | New | Retail | 3000 kW Reciprocating Engine
Commercial | New | Schools K-12 | 3000 kW Reciprocating Engine
Commercial | New | Warehouse | 3000 kW Reciprocating Engine
Commercial | New | Assembly | 1125 kW Fuel Cell
Commercial | New | College and University | 1125 kW Fuel Cell
Commercial | New | Grocery | 1125 kW Fuel Cell
Commercial | New | Healthcare | 1125 kW Fuel Cell
Commercial | New | Hospitals | 1125 kW Fuel Cell
Commercial | New | Institutional | 1125 kW Fuel Cell
Commercial | New | Lodging/Hospitality | 1125 kW Fuel Cell
Commercial | New | Miscellaneous | 1125 kW Fuel Cell
Commercial | New | Offices | 1125 kW Fuel Cell
Commercial | New | Restaurants | 1125 kW Fuel Cell
Commercial | New | Retail | 1125 kW Fuel Cell
Commercial | New | Schools K-12 | 1125 kW Fuel Cell
Commercial | New | Warehouse | 1125 kW Fuel Cell
Commercial | New | Assembly | 1250 kW Reciprocating Engine
Commercial | New | College and University | 1250 kW Reciprocating Engine
Commercial | New | Grocery | 1250 kW Reciprocating Engine
Commercial | New | Healthcare | 1250 kW Reciprocating Engine
Commercial | New | Hospitals | 1250 kW Reciprocating Engine
Commercial | New | Institutional | 1250 kW Reciprocating Engine
Commercial | New | Lodging/Hospitality | 1250 kW Reciprocating Engine
Commercial | New | Miscellaneous | 1250 kW Reciprocating Engine
Commercial | New | Offices | 1250 kW Reciprocating Engine
Commercial | New | Restaurants | 1250 kW Reciprocating Engine
Commercial | New | Retail | 1250 kW Reciprocating Engine
Commercial | New | Schools K-12 | 1250 kW Reciprocating Engine
Commercial | New | Warehouse | 1250 kW Reciprocating Engine
Commercial | New | Assembly | 500 kW Fuel Cell
Commercial | New | College and University | 500 kW Fuel Cell
Commercial | New | Grocery | 500 kW Fuel Cell
Commercial | New | Healthcare | 500 kW Fuel Cell
Commercial | New | Hospitals | 500 kW Fuel Cell
Commercial | New | Institutional | 500 kW Fuel Cell
Commercial | New | Lodging/Hospitality | 500 kW Fuel Cell
Commercial | New | Miscellaneous | 500 kW Fuel Cell
Commercial | New | Offices | 500 kW Fuel Cell
Commercial | New | Restaurants | 500 kW Fuel Cell
Commercial | New | Retail | 500 kW Fuel Cell
Commercial | New | Schools K-12 | 500 kW Fuel Cell
Commercial | New | Warehouse | 500 kW Fuel Cell
Commercial | New | Assembly | 350 kW Reciprocating Engine
Commercial | New | College and University | 350 kW Reciprocating Engine
Commercial | New | Grocery | 350 kW Reciprocating Engine
Commercial | New | Healthcare | 350 kW Reciprocating Engine
Commercial | New | Hospitals | 350 kW Reciprocating Engine
Commercial | New | Institutional | 350 kW Reciprocating Engine
Commercial | New | Lodging/Hospitality | 350 kW Reciprocating Engine
Commercial | New | Miscellaneous | 350 kW Reciprocating Engine
Commercial | New | Offices | 350 kW Reciprocating Engine
Commercial | New | Restaurants | 350 kW Reciprocating Engine
Commercial | New | Retail | 350 kW Reciprocating Engine
Commercial | New | Schools K-12 | 350 kW Reciprocating Engine
Commercial | New | Warehouse | 350 kW Reciprocating Engine
Commercial | New | Assembly | 175 kW Fuel Cell
Commercial | New | College and University | 175 kW Fuel Cell
Commercial | New | Grocery | 175 kW Fuel Cell
Commercial | New | Healthcare | 175 kW Fuel Cell
Commercial | New | Hospitals | 175 kW Fuel Cell
Commercial | New | Institutional | 175 kW Fuel Cell
Commercial | New | Lodging/Hospitality | 175 kW Fuel Cell
Commercial | New | Miscellaneous | 175 kW Fuel Cell
Commercial | New | Offices | 175 kW Fuel Cell
Commercial | New | Restaurants | 175 kW Fuel Cell
Commercial | New | Retail | 175 kW Fuel Cell
Commercial | New | Schools K-12 | 175 kW Fuel Cell
Commercial | New | Warehouse | 175 kW Fuel Cell
Commercial | New | Assembly | 200 kW Micro Turbine
Commercial | New | College and University | 200 kW Micro Turbine
Commercial | New | Grocery | 200 kW Micro Turbine
Commercial | New | Healthcare | 200 kW Micro Turbine
Commercial | New | Hospitals | 200 kW Micro Turbine
Commercial | New | Institutional | 200 kW Micro Turbine
Commercial | New | Lodging/Hospitality | 200 kW Micro Turbine
Commercial | New | Miscellaneous | 200 kW Micro Turbine
Commercial | New | Offices | 200 kW Micro Turbine
Commercial | New | Restaurants | 200 kW Micro Turbine
Commercial | New | Retail | 200 kW Micro Turbine
Commercial | New | Schools K-12 | 200 kW Micro Turbine
Commercial | New | Warehouse | 200 kW Micro Turbine
Commercial | New | Assembly | 150 kW Reciprocating Engine
Commercial | New | College and University | 150 kW Reciprocating Engine
Commercial | New | Grocery | 150 kW Reciprocating Engine
Commercial | New | Healthcare | 150 kW Reciprocating Engine
Commercial | New | Hospitals | 150 kW Reciprocating Engine
Commercial | New | Institutional | 150 kW Reciprocating Engine
Commercial | New | Lodging/Hospitality | 150 kW Reciprocating Engine
Commercial | New | Miscellaneous | 150 kW Reciprocating Engine
Commercial | New | Offices | 150 kW Reciprocating Engine
Commercial | New | Restaurants | 150 kW Reciprocating Engine
Commercial | New | Retail | 150 kW Reciprocating Engine
Commercial | New | Schools K-12 | 150 kW Reciprocating Engine
Commercial | New | Warehouse | 150 kW Reciprocating Engine
Commercial | New | Assembly | 100 kW Micro Turbine
Commercial | New | College and University | 100 kW Micro Turbine
Commercial | New | Grocery | 100 kW Micro Turbine
Commercial | New | Healthcare | 100 kW Micro Turbine
Commercial | New | Hospitals | 100 kW Micro Turbine
Commercial | New | Institutional | 100 kW Micro Turbine
Commercial | New | Lodging/Hospitality | 100 kW Micro Turbine
Commercial | New | Miscellaneous | 100 kW Micro Turbine
Commercial | New | Offices | 100 kW Micro Turbine
Commercial | New | Restaurants | 100 kW Micro Turbine
Commercial | New | Retail | 100 kW Micro Turbine
Commercial | New | Schools K-12 | 100 kW Micro Turbine
Commercial | New | Warehouse | 100 kW Micro Turbine
Commercial | New | Assembly | 50 kW Micro Turbine
Commercial | New | College and University | 50 kW Micro Turbine
Commercial | New | Grocery | 50 kW Micro Turbine
Commercial | New | Healthcare | 50 kW Micro Turbine
Commercial | New | Hospitals | 50 kW Micro Turbine
Commercial | New | Institutional | 50 kW Micro Turbine
Commercial | New | Lodging/Hospitality | 50 kW Micro Turbine
Commercial | New | Miscellaneous | 50 kW Micro Turbine
Commercial | New | Offices | 50 kW Micro Turbine
Commercial | New | Restaurants | 50 kW Micro Turbine
Commercial | New | Retail | 50 kW Micro Turbine
Commercial | New | Schools K-12 | 50 kW Micro Turbine
Commercial | New | Warehouse | 50 kW Micro Turbine
Industrial | Existing | Agriculture and Assembly | Compressed Air Controls
Industrial | New | Agriculture and Assembly | Compressed Air Controls
Industrial | New | Agriculture and Assembly | Compressed Air Equipment
Industrial | Turnover | Agriculture and Assembly | Compressed Air Equipment
Industrial | Existing | Agriculture and Assembly | Compressed Air System Optimization
Industrial | New | Agriculture and Assembly | Compressed Air System Optimization
Industrial | Existing | Agriculture and Assembly | Plant Energy Management
Industrial | New | Agriculture and Assembly | Plant Energy Management
Industrial | Existing | Agriculture and Assembly | Building Envelope Improvements
Industrial | New | Agriculture and Assembly | Building Envelope Improvements
Industrial | New | Agriculture and Assembly | HVAC Equipment Upgrades
Industrial | Turnover | Agriculture and Assembly | HVAC Equipment Upgrades
Industrial | Existing | Agriculture and Assembly | HVAC Improved Controls
Industrial | New | Agriculture and Assembly | HVAC Improved Controls
Industrial | Existing | Agriculture and Assembly | HVAC Recommissioning
Industrial | New | Agriculture and Assembly | HVAC Recommissioning
Industrial | New | Agriculture and Assembly | Efficient Lighting - High Bay
Industrial | Turnover | Agriculture and Assembly | Efficient Lighting - High Bay
Industrial | New | Agriculture and Assembly | Efficient Lighting - Other Interior Lighting
Industrial | Turnover | Agriculture and Assembly | Efficient Lighting - Other Interior Lighting
Industrial | Existing | Agriculture and Assembly | Lighting Controls
Industrial | New | Agriculture and Assembly | Lighting Controls
Industrial | New | Agriculture and Assembly | Fan Equipment Upgrades
Industrial | Turnover | Agriculture and Assembly | Fan Equipment Upgrades
Industrial | Existing | Agriculture and Assembly | Fan Improved Controls
Industrial | New | Agriculture and Assembly | Fan Improved Controls
Industrial | New | Agriculture and Assembly | Motor Equipment Upgrades
Industrial | Turnover | Agriculture and Assembly | Motor Equipment Upgrades
Industrial | Existing | Agriculture and Assembly | Motor Improved Controls
Industrial | New | Agriculture and Assembly | Motor Improved Controls
Industrial | Existing | Agriculture and Assembly | Motor Optimization
Industrial | New | Agriculture and Assembly | Motor Optimization
Industrial | New | Agriculture and Assembly | Pump Equipment Upgrade
Industrial | Turnover | Agriculture and Assembly | Pump Equipment Upgrade
Industrial | Existing | Agriculture and Assembly | Pump Improved Controls
Industrial | New | Agriculture and Assembly | Pump Improved Controls
Industrial | Existing | Agriculture and Assembly | Pump System Optimization
Industrial | New | Agriculture and Assembly | Pump System Optimization
Industrial | Existing | Agriculture and Assembly | Process Refrig Controls
Industrial | New | Agriculture and Assembly | Process Refrig Controls
Industrial | New | Agriculture and Assembly | Process Refrig Equipment Upgrade
Industrial | Turnover | Agriculture and Assembly | Process Refrig Equipment Upgrade
Industrial | Existing | Agriculture and Assembly | Process Refrig System Optimization
Industrial | New | Agriculture and Assembly | Process Refrig System Optimization
Industrial | Existing | Agriculture and Assembly | Process Heat Improved Controls
Industrial | New | Agriculture and Assembly | Process Heat Improved Controls
Industrial | Existing | Agriculture and Assembly | Process Heat System Optimization
Industrial | New | Agriculture and Assembly | Process Heat System Optimization
Industrial | Existing | Agriculture and Assembly | Process Other Systems Optimization
Industrial | New | Agriculture and Assembly | Process Other Systems Optimization
Industrial | Existing | Chemicals and Plastics | Compressed Air Controls
Industrial | New | Chemicals and Plastics | Compressed Air Controls
Industrial | New | Chemicals and Plastics | Compressed Air Equipment
Industrial | Turnover | Chemicals and Plastics | Compressed Air Equipment
Industrial | Existing | Chemicals and Plastics | Compressed Air System Optimization
Industrial | New | Chemicals and Plastics | Compressed Air System Optimization
Industrial | Existing | Chemicals and Plastics | Plant Energy Management
Industrial | New | Chemicals and Plastics | Plant Energy Management
Industrial | Existing | Chemicals and Plastics | Building Envelope Improvements
Industrial | New | Chemicals and Plastics | Building Envelope Improvements
Industrial | New | Chemicals and Plastics | HVAC Equipment Upgrades
Industrial | Turnover | Chemicals and Plastics | HVAC Equipment Upgrades
Industrial | Existing | Chemicals and Plastics | HVAC Improved Controls
Industrial | New | Chemicals and Plastics | HVAC Improved Controls
Industrial | New | Chemicals and Plastics | Efficient Lighting - High Bay
Industrial | Turnover | Chemicals and Plastics | Efficient Lighting - High Bay
Industrial | New | Chemicals and Plastics | Efficient Lighting - Other Interior Lighting
Industrial | Turnover | Chemicals and Plastics | Efficient Lighting - Other Interior Lighting
Industrial | Existing | Chemicals and Plastics | Lighting Controls
Industrial | New | Chemicals and Plastics | Lighting Controls
Industrial | New | Chemicals and Plastics | Fan Equipment Upgrades
Industrial | Turnover | Chemicals and Plastics | Fan Equipment Upgrades
Industrial | Existing | Chemicals and Plastics | Fan Improved Controls
Industrial | New | Chemicals and Plastics | Fan Improved Controls
Industrial | Existing | Chemicals and Plastics | Fan System Optimization
Industrial | New | Chemicals and Plastics | Fan System Optimization
Industrial | New | Chemicals and Plastics | Motor Equipment Upgrades
Industrial | Turnover | Chemicals and Plastics | Motor Equipment Upgrades
Industrial | Existing | Chemicals and Plastics | Motor Improved Controls
Industrial | New | Chemicals and Plastics | Motor Improved Controls
Industrial | Existing | Chemicals and Plastics | Motor Optimization
Industrial | New | Chemicals and Plastics | Motor Optimization
Industrial | New | Chemicals and Plastics | Pump Equipment Upgrade
Industrial | Turnover | Chemicals and Plastics | Pump Equipment Upgrade
Industrial | Existing | Chemicals and Plastics | Pump Improved Controls
Industrial | New | Chemicals and Plastics | Pump Improved Controls
Industrial | Existing | Chemicals and Plastics | Pump System Optimization
Industrial | New | Chemicals and Plastics | Pump System Optimization
Industrial | Existing | Chemicals and Plastics | Process Refrig Controls
Industrial | New | Chemicals and Plastics | Process Refrig Controls
Industrial | New | Chemicals and Plastics | Process Refrig Equipment Upgrade
Industrial | Turnover | Chemicals and Plastics | Process Refrig Equipment Upgrade
Industrial | Existing | Chemicals and Plastics | Process Refrig System Optimization
Industrial | New | Chemicals and Plastics | Process Refrig System Optimization
Industrial | New | Chemicals and Plastics | Process Heat Equipment Upgrade
Industrial | Turnover | Chemicals and Plastics | Process Heat Equipment Upgrade
Industrial | Existing | Chemicals and Plastics | Process Heat Improved Controls
Industrial | New | Chemicals and Plastics | Process Heat Improved Controls
Industrial | Existing | Chemicals and Plastics | Process Heat System Optimization
Industrial | New | Chemicals and Plastics | Process Heat System Optimization
Industrial | Existing | Chemicals and Plastics | Process Other Systems Optimization
Industrial | New | Chemicals and Plastics | Process Other Systems Optimization
Industrial | Existing | Construction | Compressed Air Controls
Industrial | New | Construction | Compressed Air Controls
Industrial | New | Construction | Compressed Air Equipment
Industrial | Turnover | Construction | Compressed Air Equipment
Industrial | Existing | Construction | Compressed Air System Optimization
Industrial | New | Construction | Compressed Air System Optimization
Industrial | Existing | Construction | Plant Energy Management
Industrial | New | Construction | Plant Energy Management
Industrial | Existing | Construction | Building Envelope Improvements
Industrial | New | Construction | Building Envelope Improvements
Industrial | New | Construction | HVAC Equipment Upgrades
Industrial | Turnover | Construction | HVAC Equipment Upgrades
Industrial | Existing | Construction | HVAC Improved Controls
Industrial | New | Construction | HVAC Improved Controls
Industrial | Existing | Construction | HVAC Recommissioning
Industrial | New | Construction | HVAC Recommissioning
Industrial | New | Construction | Efficient Lighting - High Bay
Industrial | Turnover | Construction | Efficient Lighting - High Bay
Industrial | New | Construction | Efficient Lighting - Other Interior Lighting
Industrial | Turnover | Construction | Efficient Lighting - Other Interior Lighting
Industrial | Existing | Construction | Lighting Controls
Industrial | New | Construction | Lighting Controls
Industrial | New | Construction | Fan Equipment Upgrades
Industrial | Turnover | Construction | Fan Equipment Upgrades
Industrial | Existing | Construction | Fan Improved Controls
Industrial | New | Construction | Fan Improved Controls
Industrial | Existing | Construction | Fan System Optimization
Industrial | New | Construction | Fan System Optimization
Industrial | New | Construction | Motor Equipment Upgrades
Industrial | Turnover | Construction | Motor Equipment Upgrades
Industrial | Existing | Construction | Motor Improved Controls
Industrial | New | Construction | Motor Improved Controls
Industrial | Existing | Construction | Motor Optimization
Industrial | New | Construction | Motor Optimization
Industrial | New | Construction | Pump Equipment Upgrade
Industrial | Turnover | Construction | Pump Equipment Upgrade
Industrial | Existing | Construction | Pump Improved Controls
Industrial | New | Construction | Pump Improved Controls
Industrial | Existing | Construction | Pump System Optimization
Industrial | New | Construction | Pump System Optimization
Industrial | Existing | Construction | Process Refrig Controls
Industrial | New | Construction | Process Refrig Controls
Industrial | New | Construction | Process Refrig Equipment Upgrade
Industrial | Turnover | Construction | Process Refrig Equipment Upgrade
Industrial | Existing | Construction | Process Refrig System Optimization
Industrial | New | Construction | Process Refrig System Optimization
Industrial | Existing | Construction | Process Heat Improved Controls
Industrial | New | Construction | Process Heat Improved Controls
Industrial | Existing | Construction | Process Heat System Optimization
Industrial | New | Construction | Process Heat System Optimization
Industrial | Existing | Construction | Process Other Systems Optimization
Industrial | New | Construction | Process Other Systems Optimization
Industrial | Existing | Electrical and Electronic Equip. | Compressed Air Controls
Industrial | New | Electrical and Electronic Equip. | Compressed Air Controls
Industrial | New | Electrical and Electronic Equip. | Compressed Air Equipment
Industrial | Turnover | Electrical and Electronic Equip. | Compressed Air Equipment
Industrial | Existing | Electrical and Electronic Equip. | Compressed Air System Optimization
Industrial | New | Electrical and Electronic Equip. | Compressed Air System Optimization
Industrial | Existing | Electrical and Electronic Equip. | Plant Energy Management
Industrial | New | Electrical and Electronic Equip. | Plant Energy Management
Industrial | Existing | Electrical and Electronic Equip. | Building Envelope Improvements
Industrial | New | Electrical and Electronic Equip. | Building Envelope Improvements
Industrial | New | Electrical and Electronic Equip. | HVAC Equipment Upgrades
Industrial | Turnover | Electrical and Electronic Equip. | HVAC Equipment Upgrades
Industrial | Existing | Electrical and Electronic Equip. | HVAC Improved Controls
Industrial | New | Electrical and Electronic Equip. | HVAC Improved Controls
Industrial | Existing | Electrical and Electronic Equip. | HVAC Recommissioning
Industrial | New | Electrical and Electronic Equip. | HVAC Recommissioning
Industrial | New | Electrical and Electronic Equip. | Efficient Lighting - High Bay
Industrial | Turnover | Electrical and Electronic Equip. | Efficient Lighting - High Bay
Industrial | New | Electrical and Electronic Equip. | Efficient Lighting - Other Interior Lighting
Industrial | Turnover | Electrical and Electronic Equip. | Efficient Lighting - Other Interior Lighting
Industrial | Existing | Electrical and Electronic Equip. | Lighting Controls
Industrial | New | Electrical and Electronic Equip. | Lighting Controls
Industrial | Existing | Electrical and Electronic Equip. | Fan Improved Controls
Industrial | New | Electrical and Electronic Equip. | Fan Improved Controls
Industrial | New | Electrical and Electronic Equip. | Motor Equipment Upgrades
Industrial | Turnover | Electrical and Electronic Equip. | Motor Equipment Upgrades
Industrial | Existing | Electrical and Electronic Equip. | Motor Improved Controls
Industrial | New | Electrical and Electronic Equip. | Motor Improved Controls
Industrial | Existing | Electrical and Electronic Equip. | Motor Optimization
Industrial | New | Electrical and Electronic Equip. | Motor Optimization
Industrial | Existing | Electrical and Electronic Equip. | Pump Improved Controls
Industrial | New | Electrical and Electronic Equip. | Pump Improved Controls
Industrial | Existing | Electrical and Electronic Equip. | Process Refrig Controls
Industrial | New | Electrical and Electronic Equip. | Process Refrig Controls
Industrial | New | Electrical and Electronic Equip. | Process Refrig Equipment Upgrade
Industrial | Turnover | Electrical and Electronic Equip. | Process Refrig Equipment Upgrade
Industrial | Existing | Electrical and Electronic Equip. | Process Refrig System Optimization
Industrial | New | Electrical and Electronic Equip. | Process Refrig System Optimization
Industrial | Existing | Electrical and Electronic Equip. | Process Heat Improved Controls
Industrial | New | Electrical and Electronic Equip. | Process Heat Improved Controls
Industrial | Existing | Electrical and Electronic Equip. | Process Heat System Optimization
Industrial | New | Electrical and Electronic Equip. | Process Heat System Optimization
Industrial | Existing | Electrical and Electronic Equip. | Process Other Systems Optimization
Industrial | New | Electrical and Electronic Equip. | Process Other Systems Optimization
Industrial | Existing | Lumber/Furniture/Pulp/Paper | Compressed Air Controls
Industrial | New | Lumber/Furniture/Pulp/Paper | Compressed Air Controls
Industrial | New | Lumber/Furniture/Pulp/Paper | Compressed Air Equipment
Industrial | Turnover | Lumber/Furniture/Pulp/Paper | Compressed Air Equipment
Industrial | Existing | Lumber/Furniture/Pulp/Paper | Compressed Air System Optimization
Industrial | New | Lumber/Furniture/Pulp/Paper | Compressed Air System Optimization
Industrial | Existing | Lumber/Furniture/Pulp/Paper | Plant Energy Management
Industrial | New | Lumber/Furniture/Pulp/Paper | Plant Energy Management
Industrial | New | Lumber/Furniture/Pulp/Paper | HVAC Equipment Upgrades
Industrial | Turnover | Lumber/Furniture/Pulp/Paper | HVAC Equipment Upgrades
Industrial | Existing | Lumber/Furniture/Pulp/Paper | HVAC Improved Controls
Industrial | New | Lumber/Furniture/Pulp/Paper | HVAC Improved Controls
Industrial | New | Lumber/Furniture/Pulp/Paper | Efficient Lighting - High Bay
Industrial | Turnover | Lumber/Furniture/Pulp/Paper | Efficient Lighting - High Bay
Industrial | New | Lumber/Furniture/Pulp/Paper | Efficient Lighting - Other Interior Lighting
Industrial | Turnover | Lumber/Furniture/Pulp/Paper | Efficient Lighting - Other Interior Lighting
Industrial | Existing | Lumber/Furniture/Pulp/Paper | Lighting Controls
Industrial | New | Lumber/Furniture/Pulp/Paper | Lighting Controls
Industrial | New | Lumber/Furniture/Pulp/Paper | Fan Equipment Upgrades
Industrial | Turnover | Lumber/Furniture/Pulp/Paper | Fan Equipment Upgrades
Industrial | Existing | Lumber/Furniture/Pulp/Paper | Fan Improved Controls
Industrial | New | Lumber/Furniture/Pulp/Paper | Fan Improved Controls
Industrial | Existing | Lumber/Furniture/Pulp/Paper | Fan System Optimization
Industrial | New | Lumber/Furniture/Pulp/Paper | Fan System Optimization
Industrial | New | Lumber/Furniture/Pulp/Paper | Motor Equipment Upgrades
Industrial | Turnover | Lumber/Furniture/Pulp/Paper | Motor Equipment Upgrades
Industrial | Existing | Lumber/Furniture/Pulp/Paper | Motor Improved Controls
Industrial | New | Lumber/Furniture/Pulp/Paper | Motor Improved Controls
Industrial | Existing | Lumber/Furniture/Pulp/Paper | Motor Optimization
Industrial | New | Lumber/Furniture/Pulp/Paper | Motor Optimization
Industrial | New | Lumber/Furniture/Pulp/Paper | Pump Equipment Upgrade
Industrial | Turnover | Lumber/Furniture/Pulp/Paper | Pump Equipment Upgrade
Industrial | Existing | Lumber/Furniture/Pulp/Paper | Pump Improved Controls
Industrial | New | Lumber/Furniture/Pulp/Paper | Pump Improved Controls
Industrial | Existing | Lumber/Furniture/Pulp/Paper | Pump System Optimization
Industrial | New | Lumber/Furniture/Pulp/Paper | Pump System Optimization
Industrial | Existing | Lumber/Furniture/Pulp/Paper | Process Refrig Controls
Industrial | New | Lumber/Furniture/Pulp/Paper | Process Refrig Controls
Industrial | New | Lumber/Furniture/Pulp/Paper | Process Refrig Equipment Upgrade
Industrial | Turnover | Lumber/Furniture/Pulp/Paper | Process Refrig Equipment Upgrade
Industrial | Existing | Lumber/Furniture/Pulp/Paper | Process Heat Improved Controls
Industrial | New | Lumber/Furniture/Pulp/Paper | Process Heat Improved Controls
Industrial | Existing | Lumber/Furniture/Pulp/Paper | Process Heat System Optimization
Industrial | New | Lumber/Furniture/Pulp/Paper | Process Heat System Optimization
Industrial | New | Lumber/Furniture/Pulp/Paper | Process Other Equipment Upgrades
Industrial | Turnover | Lumber/Furniture/Pulp/Paper | Process Other Equipment Upgrades
Industrial | Existing | Lumber/Furniture/Pulp/Paper | Process Other Systems Optimization
Industrial | New | Lumber/Furniture/Pulp/Paper | Process Other Systems Optimization
Industrial | Existing | Metal Products and Machinery | Compressed Air Controls
Industrial | New | Metal Products and Machinery | Compressed Air Controls
Industrial | New | Metal Products and Machinery | Compressed Air Equipment
Industrial | Turnover | Metal Products and Machinery | Compressed Air Equipment
Industrial | Existing | Metal Products and Machinery | Compressed Air System Optimization
Industrial | New | Metal Products and Machinery | Compressed Air System Optimization
Industrial | Existing | Metal Products and Machinery | Plant Energy Management
Industrial | New | Metal Products and Machinery | Plant Energy Management
Industrial | Existing | Metal Products and Machinery | Building Envelope Improvements
Industrial | New | Metal Products and Machinery | Building Envelope Improvements
Industrial | New | Metal Products and Machinery | HVAC Equipment Upgrades
Industrial | Turnover | Metal Products and Machinery | HVAC Equipment Upgrades
Industrial | Existing | Metal Products and Machinery | HVAC Improved Controls
Industrial | New | Metal Products and Machinery | HVAC Improved Controls
Industrial | Existing | Metal Products and Machinery | HVAC Recommissioning
Industrial | New | Metal Products and Machinery | HVAC Recommissioning
Industrial | New | Metal Products and Machinery | Efficient Lighting - High Bay
Industrial | Turnover | Metal Products and Machinery | Efficient Lighting - High Bay
Industrial | New | Metal Products and Machinery | Efficient Lighting - Other Interior Lighting
Industrial | Turnover | Metal Products and Machinery | Efficient Lighting - Other Interior Lighting
Industrial | Existing | Metal Products and Machinery | Lighting Controls
Industrial | New | Metal Products and Machinery | Lighting Controls
Industrial | New | Metal Products and Machinery | Fan Equipment Upgrades
Industrial | Turnover | Metal Products and Machinery | Fan Equipment Upgrades
Industrial | Existing | Metal Products and Machinery | Fan Improved Controls
Industrial | New | Metal Products and Machinery | Fan Improved Controls
Industrial | Existing | Metal Products and Machinery | Fan System Optimization
Industrial | New | Metal Products and Machinery | Fan System Optimization
Industrial | New | Metal Products and Machinery | Motor Equipment Upgrades
Industrial | Turnover | Metal Products and Machinery | Motor Equipment Upgrades
Industrial | Existing | Metal Products and Machinery | Motor Improved Controls
Industrial | New | Metal Products and Machinery | Motor Improved Controls
Industrial | Existing | Metal Products and Machinery | Motor Optimization
Industrial | New | Metal Products and Machinery | Motor Optimization
Industrial | New | Metal Products and Machinery | Pump Equipment Upgrade
Industrial | Turnover | Metal Products and Machinery | Pump Equipment Upgrade
Industrial | Existing | Metal Products and Machinery | Pump Improved Controls
Industrial | New | Metal Products and Machinery | Pump Improved Controls
Industrial | Existing | Metal Products and Machinery | Pump System Optimization
Industrial | New | Metal Products and Machinery | Pump System Optimization
Industrial | Existing | Metal Products and Machinery | Process Refrig Controls
Industrial | New | Metal Products and Machinery | Process Refrig Controls
Industrial | New | Metal Products and Machinery | Process Refrig Equipment Upgrade
Industrial | Turnover | Metal Products and Machinery | Process Refrig Equipment Upgrade
Industrial | Existing | Metal Products and Machinery | Process Refrig System Optimization
Industrial | New | Metal Products and Machinery | Process Refrig System Optimization
Industrial | New | Metal Products and Machinery | Process Heat Equipment Upgrade
Industrial | Turnover | Metal Products and Machinery | Process Heat Equipment Upgrade
Industrial | Existing | Metal Products and Machinery | Process Heat Improved Controls
Industrial | New | Metal Products and Machinery | Process Heat Improved Controls
Industrial | Existing | Metal Products and Machinery | Process Heat System Optimization
Industrial | New | Metal Products and Machinery | Process Heat System Optimization
Industrial | Existing | Metal Products and Machinery | Process Other Systems Optimization
Industrial | New | Metal Products and Machinery | Process Other Systems Optimization
Industrial | Existing | Miscellaneous Manufacturing | Compressed Air Controls
Industrial | New | Miscellaneous Manufacturing | Compressed Air Controls
Industrial | New | Miscellaneous Manufacturing | Compressed Air Equipment
Industrial | Turnover | Miscellaneous Manufacturing | Compressed Air Equipment
Industrial | Existing | Miscellaneous Manufacturing | Compressed Air System Optimization
Industrial | New | Miscellaneous Manufacturing | Compressed Air System Optimization
Industrial | Existing | Miscellaneous Manufacturing | Plant Energy Management
Industrial | New | Miscellaneous Manufacturing | Plant Energy Management
Industrial | Existing | Miscellaneous Manufacturing | Building Envelope Improvements
Industrial | New | Miscellaneous Manufacturing | Building Envelope Improvements
Industrial | New | Miscellaneous Manufacturing | HVAC Equipment Upgrades
Industrial | Turnover | Miscellaneous Manufacturing | HVAC Equipment Upgrades
Industrial | Existing | Miscellaneous Manufacturing | HVAC Improved Controls
Industrial | New | Miscellaneous Manufacturing | HVAC Improved Controls
Industrial | New | Miscellaneous Manufacturing | Efficient Lighting - High Bay
Industrial | Turnover | Miscellaneous Manufacturing | Efficient Lighting - High Bay
Industrial | New | Miscellaneous Manufacturing | Efficient Lighting - Other Interior Lighting
Industrial | Turnover | Miscellaneous Manufacturing | Efficient Lighting - Other Interior Lighting
Industrial | Existing | Miscellaneous Manufacturing | Lighting Controls
Industrial | New | Miscellaneous Manufacturing | Lighting Controls
Industrial | New | Miscellaneous Manufacturing | Fan Equipment Upgrades
Industrial | Turnover | Miscellaneous Manufacturing | Fan Equipment Upgrades
Industrial | Existing | Miscellaneous Manufacturing | Fan Improved Controls
Industrial | New | Miscellaneous Manufacturing | Fan Improved Controls
Industrial | New | Miscellaneous Manufacturing | Motor Equipment Upgrades
Industrial | Turnover | Miscellaneous Manufacturing | Motor Equipment Upgrades
Industrial | Existing | Miscellaneous Manufacturing | Motor Improved Controls
Industrial | New | Miscellaneous Manufacturing | Motor Improved Controls
Industrial | Existing | Miscellaneous Manufacturing | Motor Optimization
Industrial | New | Miscellaneous Manufacturing | Motor Optimization
Industrial | New | Miscellaneous Manufacturing | Pump Equipment Upgrade
Industrial | Turnover | Miscellaneous Manufacturing | Pump Equipment Upgrade
Industrial | Existing | Miscellaneous Manufacturing | Pump Improved Controls
Industrial | New | Miscellaneous Manufacturing | Pump Improved Controls
Industrial | Existing | Miscellaneous Manufacturing | Pump System Optimization
Industrial | New | Miscellaneous Manufacturing | Pump System Optimization
Industrial | Existing | Miscellaneous Manufacturing | Process Refrig Controls
Industrial | New | Miscellaneous Manufacturing | Process Refrig Controls
Industrial | New | Miscellaneous Manufacturing | Process Refrig Equipment Upgrade
Industrial | Turnover | Miscellaneous Manufacturing | Process Refrig Equipment Upgrade
Industrial | Existing | Miscellaneous Manufacturing | Process Refrig System Optimization
Industrial | New | Miscellaneous Manufacturing | Process Refrig System Optimization
Industrial | Existing | Miscellaneous Manufacturing | Process Heat Improved Controls
Industrial | New | Miscellaneous Manufacturing | Process Heat Improved Controls
Industrial | Existing | Miscellaneous Manufacturing | Process Heat System Optimization
Industrial | New | Miscellaneous Manufacturing | Process Heat System Optimization
Industrial | Existing | Miscellaneous Manufacturing | Process Other Systems Optimization
Industrial | New | Miscellaneous Manufacturing | Process Other Systems Optimization
Industrial | Existing | Primary Resources Industries | Compressed Air Controls
Industrial | New | Primary Resources Industries | Compressed Air Controls
Industrial | New | Primary Resources Industries | Compressed Air Equipment
Industrial | Turnover | Primary Resources Industries | Compressed Air Equipment
Industrial | Existing | Primary Resources Industries | Compressed Air System Optimization
Industrial | New | Primary Resources Industries | Compressed Air System Optimization
Industrial | Existing | Primary Resources Industries | Plant Energy Management
Industrial | New | Primary Resources Industries | Plant Energy Management
Industrial | Existing | Primary Resources Industries | Building Envelope Improvements
Industrial | New | Primary Resources Industries | Building Envelope Improvements
Industrial | New | Primary Resources Industries | HVAC Equipment Upgrades
Industrial | Turnover | Primary Resources Industries | HVAC Equipment Upgrades
Industrial | Existing | Primary Resources Industries | HVAC Improved Controls
Industrial | New | Primary Resources Industries | HVAC Improved Controls
Industrial | New | Primary Resources Industries | Efficient Lighting - High Bay
Industrial | Turnover | Primary Resources Industries | Efficient Lighting - High Bay
Industrial | New | Primary Resources Industries | Efficient Lighting - Other Interior Lighting
Industrial | Turnover | Primary Resources Industries | Efficient Lighting - Other Interior Lighting
Industrial | Existing | Primary Resources Industries | Lighting Controls
Industrial | New | Primary Resources Industries | Lighting Controls
Industrial | New | Primary Resources Industries | Fan Equipment Upgrades
Industrial | Turnover | Primary Resources Industries | Fan Equipment Upgrades
Industrial | Existing | Primary Resources Industries | Fan Improved Controls
Industrial | New | Primary Resources Industries | Fan Improved Controls
Industrial | Existing | Primary Resources Industries | Fan System Optimization
Industrial | New | Primary Resources Industries | Fan System Optimization
Industrial | New | Primary Resources Industries | Motor Equipment Upgrades
Industrial | Turnover | Primary Resources Industries | Motor Equipment Upgrades
Industrial | Existing | Primary Resources Industries | Motor Improved Controls
Industrial | New | Primary Resources Industries | Motor Improved Controls
Industrial | Existing | Primary Resources Industries | Motor Optimization
Industrial | New | Primary Resources Industries | Motor Optimization
Industrial | New | Primary Resources Industries | Pump Equipment Upgrade
Industrial | Turnover | Primary Resources Industries | Pump Equipment Upgrade
Industrial | Existing | Primary Resources Industries | Pump Improved Controls
Industrial | New | Primary Resources Industries | Pump Improved Controls
Industrial | Existing | Primary Resources Industries | Pump System Optimization
Industrial | New | Primary Resources Industries | Pump System Optimization
Industrial | Existing | Primary Resources Industries | Process Refrig Controls
Industrial | New | Primary Resources Industries | Process Refrig Controls
Industrial | New | Primary Resources Industries | Process Refrig Equipment Upgrade
Industrial | Turnover | Primary Resources Industries | Process Refrig Equipment Upgrade
Industrial | Existing | Primary Resources Industries | Process Refrig System Optimization
Industrial | New | Primary Resources Industries | Process Refrig System Optimization
Industrial | Existing | Primary Resources Industries | Process Heat Improved Controls
Industrial | New | Primary Resources Industries | Process Heat Improved Controls
Industrial | Existing | Primary Resources Industries | Process Heat System Optimization
Industrial | New | Primary Resources Industries | Process Heat System Optimization
Industrial | Existing | Primary Resources Industries | Process Other Systems Optimization
Industrial | New | Primary Resources Industries | Process Other Systems Optimization
Industrial | Existing | Stone/Clay/Glass/Concrete | Compressed Air Controls
Industrial | New | Stone/Clay/Glass/Concrete | Compressed Air Controls
Industrial | New | Stone/Clay/Glass/Concrete | Compressed Air Equipment
Industrial | Turnover | Stone/Clay/Glass/Concrete | Compressed Air Equipment
Industrial | Existing | Stone/Clay/Glass/Concrete | Compressed Air System Optimization
Industrial | New | Stone/Clay/Glass/Concrete | Compressed Air System Optimization
Industrial | Existing | Stone/Clay/Glass/Concrete | Plant Energy Management
Industrial | New | Stone/Clay/Glass/Concrete | Plant Energy Management
Industrial | Existing | Stone/Clay/Glass/Concrete | Building Envelope Improvements
Industrial | New | Stone/Clay/Glass/Concrete | Building Envelope Improvements
Industrial | New | Stone/Clay/Glass/Concrete | HVAC Equipment Upgrades
Industrial | Turnover | Stone/Clay/Glass/Concrete | HVAC Equipment Upgrades
Industrial | Existing | Stone/Clay/Glass/Concrete | HVAC Improved Controls
Industrial | New | Stone/Clay/Glass/Concrete | HVAC Improved Controls
Industrial | New | Stone/Clay/Glass/Concrete | Efficient Lighting - High Bay
Industrial | Turnover | Stone/Clay/Glass/Concrete | Efficient Lighting - High Bay
Industrial | New | Stone/Clay/Glass/Concrete | Efficient Lighting - Other Interior Lighting
Industrial | Turnover | Stone/Clay/Glass/Concrete | Efficient Lighting - Other Interior Lighting
Industrial | Existing | Stone/Clay/Glass/Concrete | Lighting Controls
Industrial | New | Stone/Clay/Glass/Concrete | Lighting Controls
Industrial | New | Stone/Clay/Glass/Concrete | Fan Equipment Upgrades
Industrial | Turnover | Stone/Clay/Glass/Concrete | Fan Equipment Upgrades
Industrial | Existing | Stone/Clay/Glass/Concrete | Fan Improved Controls
Industrial | New | Stone/Clay/Glass/Concrete | Fan Improved Controls
Industrial | New | Stone/Clay/Glass/Concrete | Motor Equipment Upgrades
Industrial | Turnover | Stone/Clay/Glass/Concrete | Motor Equipment Upgrades
Industrial | Existing | Stone/Clay/Glass/Concrete | Motor Improved Controls
Industrial | New | Stone/Clay/Glass/Concrete | Motor Improved Controls
Industrial | Existing | Stone/Clay/Glass/Concrete | Motor Optimization
Industrial | New | Stone/Clay/Glass/Concrete | Motor Optimization
Industrial | New | Stone/Clay/Glass/Concrete | Pump Equipment Upgrade
Industrial | Turnover | Stone/Clay/Glass/Concrete | Pump Equipment Upgrade
Industrial | Existing | Stone/Clay/Glass/Concrete | Pump Improved Controls
Industrial | New | Stone/Clay/Glass/Concrete | Pump Improved Controls
Industrial | Existing | Stone/Clay/Glass/Concrete | Pump System Optimization
Industrial | New | Stone/Clay/Glass/Concrete | Pump System Optimization
Industrial | Existing | Stone/Clay/Glass/Concrete | Process Refrig Controls
Industrial | New | Stone/Clay/Glass/Concrete | Process Refrig Controls
Industrial | New | Stone/Clay/Glass/Concrete | Process Refrig Equipment Upgrade
Industrial | Turnover | Stone/Clay/Glass/Concrete | Process Refrig Equipment Upgrade
Industrial | New | Stone/Clay/Glass/Concrete | Process Heat Equipment Upgrade
Industrial | Turnover | Stone/Clay/Glass/Concrete | Process Heat Equipment Upgrade
Industrial | Existing | Stone/Clay/Glass/Concrete | Process Heat Improved Controls
Industrial | New | Stone/Clay/Glass/Concrete | Process Heat Improved Controls
Industrial | Existing | Stone/Clay/Glass/Concrete | Process Heat System Optimization
Industrial | New | Stone/Clay/Glass/Concrete | Process Heat System Optimization
Industrial | Existing | Stone/Clay/Glass/Concrete | Process Other Systems Optimization
Industrial | New | Stone/Clay/Glass/Concrete | Process Other Systems Optimization
Industrial | Existing | Textiles and Leather | Compressed Air Controls
Industrial | New | Textiles and Leather | Compressed Air Controls
Industrial | New | Textiles and Leather | Compressed Air Equipment
Industrial | Turnover | Textiles and Leather | Compressed Air Equipment
Industrial | Existing | Textiles and Leather | Compressed Air System Optimization
Industrial | New | Textiles and Leather | Compressed Air System Optimization
Industrial | Existing | Textiles and Leather | Building Envelope Improvements
Industrial | New | Textiles and Leather | Building Envelope Improvements
Industrial | New | Textiles and Leather | HVAC Equipment Upgrades
Industrial | Turnover | Textiles and Leather | HVAC Equipment Upgrades
Industrial | Existing | Textiles and Leather | HVAC Improved Controls
Industrial | New | Textiles and Leather | HVAC Improved Controls
Industrial | Existing | Textiles and Leather | HVAC Recommissioning
Industrial | New | Textiles and Leather | HVAC Recommissioning
Industrial | New | Textiles and Leather | Efficient Lighting - High Bay
Industrial | Turnover | Textiles and Leather | Efficient Lighting - High Bay
Industrial | New | Textiles and Leather | Efficient Lighting - Other Interior Lighting
Industrial | Turnover | Textiles and Leather | Efficient Lighting - Other Interior Lighting
Industrial | Existing | Textiles and Leather | Lighting Controls
Industrial | New | Textiles and Leather | Lighting Controls
Industrial | New | Textiles and Leather | Fan Equipment Upgrades
Industrial | Turnover | Textiles and Leather | Fan Equipment Upgrades
Industrial | Existing | Textiles and Leather | Fan Improved Controls
Industrial | New | Textiles and Leather | Fan Improved Controls
Industrial | New | Textiles and Leather | Motor Equipment Upgrades
Industrial | Turnover | Textiles and Leather | Motor Equipment Upgrades
Industrial | Existing | Textiles and Leather | Motor Improved Controls
Industrial | New | Textiles and Leather | Motor Improved Controls
Industrial | Existing | Textiles and Leather | Motor Optimization
Industrial | New | Textiles and Leather | Motor Optimization
Industrial | New | Textiles and Leather | Pump Equipment Upgrade
Industrial | Turnover | Textiles and Leather | Pump Equipment Upgrade
Industrial | Existing | Textiles and Leather | Pump Improved Controls
Industrial | New | Textiles and Leather | Pump Improved Controls
Industrial | Existing | Textiles and Leather | Process Refrig Controls
Industrial | New | Textiles and Leather | Process Refrig Controls
Industrial | New | Textiles and Leather | Process Refrig Equipment Upgrade
Industrial | Turnover | Textiles and Leather | Process Refrig Equipment Upgrade
Industrial | New | Textiles and Leather | Process Heat Equipment Upgrade
Industrial | Turnover | Textiles and Leather | Process Heat Equipment Upgrade
Industrial | Existing | Textiles and Leather | Process Heat System Optimization
Industrial | New | Textiles and Leather | Process Heat System Optimization
Industrial | Existing | Textiles and Leather | Process Other Systems Optimization
Industrial | New | Textiles and Leather | Process Other Systems Optimization
Industrial | Existing | Transportation Equipment | Compressed Air Controls
Industrial | New | Transportation Equipment | Compressed Air Controls
Industrial | New | Transportation Equipment | Compressed Air Equipment
Industrial | Turnover | Transportation Equipment | Compressed Air Equipment
Industrial | Existing | Transportation Equipment | Compressed Air System Optimization
Industrial | New | Transportation Equipment | Compressed Air System Optimization
Industrial | Existing | Transportation Equipment | Plant Energy Management
Industrial | New | Transportation Equipment | Plant Energy Management
Industrial | Existing | Transportation Equipment | Building Envelope Improvements
Industrial | New | Transportation Equipment | Building Envelope Improvements
Industrial | New | Transportation Equipment | HVAC Equipment Upgrades
Industrial | Turnover | Transportation Equipment | HVAC Equipment Upgrades
Industrial | Existing | Transportation Equipment | HVAC Improved Controls
Industrial | New | Transportation Equipment | HVAC Improved Controls
Industrial | Existing | Transportation Equipment | HVAC Recommissioning
Industrial | New | Transportation Equipment | HVAC Recommissioning
Industrial | New | Transportation Equipment | Efficient Lighting - High Bay
Industrial | Turnover | Transportation Equipment | Efficient Lighting - High Bay
Industrial | New | Transportation Equipment | Efficient Lighting - Other Interior Lighting
Industrial | Turnover | Transportation Equipment | Efficient Lighting - Other Interior Lighting
Industrial | Existing | Transportation Equipment | Lighting Controls
Industrial | New | Transportation Equipment | Lighting Controls
Industrial | New | Transportation Equipment | Fan Equipment Upgrades
Industrial | Turnover | Transportation Equipment | Fan Equipment Upgrades
Industrial | Existing | Transportation Equipment | Fan Improved Controls
Industrial | New | Transportation Equipment | Fan Improved Controls
Industrial | Existing | Transportation Equipment | Fan System Optimization
Industrial | New | Transportation Equipment | Fan System Optimization
Industrial | New | Transportation Equipment | Motor Equipment Upgrades
Industrial | Turnover | Transportation Equipment | Motor Equipment Upgrades
Industrial | Existing | Transportation Equipment | Motor Improved Controls
Industrial | New | Transportation Equipment | Motor Improved Controls
Industrial | Existing | Transportation Equipment | Motor Optimization
Industrial | New | Transportation Equipment | Motor Optimization
Industrial | New | Transportation Equipment | Pump Equipment Upgrade
Industrial | Turnover | Transportation Equipment | Pump Equipment Upgrade
Industrial | Existing | Transportation Equipment | Pump Improved Controls
Industrial | New | Transportation Equipment | Pump Improved Controls
Industrial | Existing | Transportation Equipment | Pump System Optimization
Industrial | New | Transportation Equipment | Pump System Optimization
Industrial | Existing | Transportation Equipment | Process Refrig Controls
Industrial | New | Transportation Equipment | Process Refrig Controls
Industrial | New | Transportation Equipment | Process Refrig Equipment Upgrade
Industrial | Turnover | Transportation Equipment | Process Refrig Equipment Upgrade
Industrial | Existing | Transportation Equipment | Process Heat Improved Controls
Industrial | New | Transportation Equipment | Process Heat Improved Controls
Industrial | Existing | Transportation Equipment | Process Heat System Optimization
Industrial | New | Transportation Equipment | Process Heat System Optimization
Industrial | Existing | Transportation Equipment | Process Other Systems Optimization
Industrial | New | Transportation Equipment | Process Other Systems Optimization
Industrial | Existing | Water and Wastewater | Compressed Air Controls
Industrial | New | Water and Wastewater | Compressed Air Controls
Industrial | New | Water and Wastewater | Compressed Air Equipment
Industrial | Turnover | Water and Wastewater | Compressed Air Equipment
Industrial | Existing | Water and Wastewater | Compressed Air System Optimization
Industrial | New | Water and Wastewater | Compressed Air System Optimization
Industrial | Existing | Water and Wastewater | Plant Energy Management
Industrial | New | Water and Wastewater | Plant Energy Management
Industrial | Existing | Water and Wastewater | Building Envelope Improvements
Industrial | New | Water and Wastewater | Building Envelope Improvements
Industrial | New | Water and Wastewater | HVAC Equipment Upgrades
Industrial | Turnover | Water and Wastewater | HVAC Equipment Upgrades
Industrial | Existing | Water and Wastewater | HVAC Improved Controls
Industrial | New | Water and Wastewater | HVAC Improved Controls
Industrial | Existing | Water and Wastewater | HVAC Recommissioning
Industrial | New | Water and Wastewater | HVAC Recommissioning
Industrial | New | Water and Wastewater | Efficient Lighting - High Bay
Industrial | Turnover | Water and Wastewater | Efficient Lighting - High Bay
Industrial | New | Water and Wastewater | Efficient Lighting - Other Interior Lighting
Industrial | Turnover | Water and Wastewater | Efficient Lighting - Other Interior Lighting
Industrial | Existing | Water and Wastewater | Lighting Controls
Industrial | New | Water and Wastewater | Lighting Controls
Industrial | New | Water and Wastewater | Fan Equipment Upgrades
Industrial | Turnover | Water and Wastewater | Fan Equipment Upgrades
Industrial | Existing | Water and Wastewater | Fan Improved Controls
Industrial | New | Water and Wastewater | Fan Improved Controls
Industrial | Existing | Water and Wastewater | Fan System Optimization
Industrial | New | Water and Wastewater | Fan System Optimization
Industrial | New | Water and Wastewater | Motor Equipment Upgrades
Industrial | Turnover | Water and Wastewater | Motor Equipment Upgrades
Industrial | Existing | Water and Wastewater | Motor Improved Controls
Industrial | New | Water and Wastewater | Motor Improved Controls
Industrial | Existing | Water and Wastewater | Motor Optimization
Industrial | New | Water and Wastewater | Motor Optimization
Industrial | New | Water and Wastewater | Pump Equipment Upgrade
Industrial | Turnover | Water and Wastewater | Pump Equipment Upgrade
Industrial | Existing | Water and Wastewater | Pump Improved Controls
Industrial | New | Water and Wastewater | Pump Improved Controls
Industrial | Existing | Water and Wastewater | Pump System Optimization
Industrial | New | Water and Wastewater | Pump System Optimization
Industrial | Existing | Water and Wastewater | Process Refrig Controls
Industrial | New | Water and Wastewater | Process Refrig Controls
Industrial | New | Water and Wastewater | Process Refrig Equipment Upgrade
Industrial | Turnover | Water and Wastewater | Process Refrig Equipment Upgrade
Industrial | Existing | Water and Wastewater | Process Refrig System Optimization
Industrial | New | Water and Wastewater | Process Refrig System Optimization
Industrial | Existing | Water and Wastewater | Process Heat Improved Controls
Industrial | New | Water and Wastewater | Process Heat Improved Controls
Industrial | Existing | Water and Wastewater | Process Heat System Optimization
Industrial | New | Water and Wastewater | Process Heat System Optimization
Industrial | Existing | Water and Wastewater | Process Other Systems Optimization
Industrial | New | Water and Wastewater | Process Other Systems Optimization
Industrial | New | Agriculture and Assembly | 5500 kW Steam Turbine-Biomass
Industrial | New | Agriculture and Assembly | 3500 kW Steam Turbine-Biomass
Industrial | New | Agriculture and Assembly | 3500 kW Gas Turbine
Industrial | New | Agriculture and Assembly | 3000 kW Gas Turbine
Industrial | New | Agriculture and Assembly | 2500 kW Gas Turbine
Industrial | New | Agriculture and Assembly | 4500 kW Reciprocating Engine
Industrial | New | Agriculture and Assembly | 1500 kW Steam Turbine-Biomass
Industrial | New | Agriculture and Assembly | 3000 kW Reciprocating Engine
Industrial | New | Agriculture and Assembly | 1125 kW Fuel Cell
Industrial | New | Agriculture and Assembly | 800 kW Fuel Cell-Biogas
Industrial | New | Agriculture and Assembly | 1250 kW Reciprocating Engine
Industrial | New | Agriculture and Assembly | 1250 kW Reciprocating Engine-Biogas
Industrial | New | Agriculture and Assembly | 500 kW Fuel Cell
Industrial | New | Agriculture and Assembly | 350 kW Reciprocating Engine
Industrial | New | Agriculture and Assembly | 175 kW Fuel Cell
Industrial | New | Agriculture and Assembly | 200 kW Micro Turbine
Industrial | New | Agriculture and Assembly | 150 kW Reciprocating Engine
Industrial | New | Agriculture and Assembly | 100 kW Micro Turbine
Industrial | New | Agriculture and Assembly | 100 kW Micro Turbine- Biogas
Industrial | New | Agriculture and Assembly | 50 kW Micro Turbine
Industrial | New | Chemicals and Plastics | 5500 kW Steam Turbine-Biomass
Industrial | New | Chemicals and Plastics | 3500 kW Steam Turbine-Biomass
Industrial | New | Chemicals and Plastics | 3500 kW Gas Turbine
Industrial | New | Chemicals and Plastics | 3000 kW Gas Turbine
Industrial | New | Chemicals and Plastics | 2500 kW Gas Turbine
Industrial | New | Chemicals and Plastics | 4500 kW Reciprocating Engine
Industrial | New | Chemicals and Plastics | 1500 kW Steam Turbine-Biomass
Industrial | New | Chemicals and Plastics | 3000 kW Reciprocating Engine
Industrial | New | Chemicals and Plastics | 1125 kW Fuel Cell
Industrial | New | Chemicals and Plastics | 800 kW Fuel Cell-Biogas
Industrial | New | Chemicals and Plastics | 1250 kW Reciprocating Engine
Industrial | New | Chemicals and Plastics | 1250 kW Reciprocating Engine-Biogas
Industrial | New | Chemicals and Plastics | 500 kW Fuel Cell
Industrial | New | Chemicals and Plastics | 350 kW Reciprocating Engine
Industrial | New | Chemicals and Plastics | 175 kW Fuel Cell
Industrial | New | Chemicals and Plastics | 200 kW Micro Turbine
Industrial | New | Chemicals and Plastics | 150 kW Reciprocating Engine
Industrial | New | Chemicals and Plastics | 100 kW Micro Turbine
Industrial | New | Chemicals and Plastics | 100 kW Micro Turbine- Biogas
Industrial | New | Chemicals and Plastics | 50 kW Micro Turbine
Industrial | New | Construction | 5500 kW Steam Turbine-Biomass
Industrial | New | Construction | 3500 kW Steam Turbine-Biomass
Industrial | New | Construction | 3500 kW Gas Turbine
Industrial | New | Construction | 3000 kW Gas Turbine
Industrial | New | Construction | 2500 kW Gas Turbine
Industrial | New | Construction | 4500 kW Reciprocating Engine
Industrial | New | Construction | 1500 kW Steam Turbine-Biomass
Industrial | New | Construction | 3000 kW Reciprocating Engine
Industrial | New | Construction | 1125 kW Fuel Cell
Industrial | New | Construction | 800 kW Fuel Cell-Biogas
Industrial | New | Construction | 1250 kW Reciprocating Engine
Industrial | New | Construction | 1250 kW Reciprocating Engine-Biogas
Industrial | New | Construction | 500 kW Fuel Cell
Industrial | New | Construction | 350 kW Reciprocating Engine
Industrial | New | Construction | 175 kW Fuel Cell
Industrial | New | Construction | 200 kW Micro Turbine
Industrial | New | Construction | 150 kW Reciprocating Engine
Industrial | New | Construction | 100 kW Micro Turbine
Industrial | New | Construction | 100 kW Micro Turbine- Biogas
Industrial | New | Construction | 50 kW Micro Turbine
Industrial | New | Electrical and Electronic Equip. | 5500 kW Steam Turbine-Biomass
Industrial | New | Electrical and Electronic Equip. | 3500 kW Steam Turbine-Biomass
Industrial | New | Electrical and Electronic Equip. | 3500 kW Gas Turbine
Industrial | New | Electrical and Electronic Equip. | 3000 kW Gas Turbine
Industrial | New | Electrical and Electronic Equip. | 2500 kW Gas Turbine
Industrial | New | Electrical and Electronic Equip. | 4500 kW Reciprocating Engine
Industrial | New | Electrical and Electronic Equip. | 1500 kW Steam Turbine-Biomass
Industrial | New | Electrical and Electronic Equip. | 3000 kW Reciprocating Engine
Industrial | New | Electrical and Electronic Equip. | 1125 kW Fuel Cell
Industrial | New | Electrical and Electronic Equip. | 800 kW Fuel Cell-Biogas
Industrial | New | Electrical and Electronic Equip. | 1250 kW Reciprocating Engine
Industrial | New | Electrical and Electronic Equip. | 1250 kW Reciprocating Engine-Biogas
Industrial | New | Electrical and Electronic Equip. | 500 kW Fuel Cell
Industrial | New | Electrical and Electronic Equip. | 350 kW Reciprocating Engine
Industrial | New | Electrical and Electronic Equip. | 175 kW Fuel Cell
Industrial | New | Electrical and Electronic Equip. | 200 kW Micro Turbine
Industrial | New | Electrical and Electronic Equip. | 150 kW Reciprocating Engine
Industrial | New | Electrical and Electronic Equip. | 100 kW Micro Turbine
Industrial | New | Electrical and Electronic Equip. | 100 kW Micro Turbine- Biogas
Industrial | New | Electrical and Electronic Equip. | 50 kW Micro Turbine
Industrial | New | Lumber/Furniture/Pulp/Paper | 5500 kW Steam Turbine-Biomass
Industrial | New | Lumber/Furniture/Pulp/Paper | 3500 kW Steam Turbine-Biomass
Industrial | New | Lumber/Furniture/Pulp/Paper | 3500 kW Gas Turbine
Industrial | New | Lumber/Furniture/Pulp/Paper | 3000 kW Gas Turbine
Industrial | New | Lumber/Furniture/Pulp/Paper | 2500 kW Gas Turbine
Industrial | New | Lumber/Furniture/Pulp/Paper | 4500 kW Reciprocating Engine
Industrial | New | Lumber/Furniture/Pulp/Paper | 1500 kW Steam Turbine-Biomass
Industrial | New | Lumber/Furniture/Pulp/Paper | 3000 kW Reciprocating Engine
Industrial | New | Lumber/Furniture/Pulp/Paper | 1125 kW Fuel Cell
Industrial | New | Lumber/Furniture/Pulp/Paper | 800 kW Fuel Cell-Biogas
Industrial | New | Lumber/Furniture/Pulp/Paper | 1250 kW Reciprocating Engine
Industrial | New | Lumber/Furniture/Pulp/Paper | 1250 kW Reciprocating Engine-Biogas
Industrial | New | Lumber/Furniture/Pulp/Paper | 500 kW Fuel Cell
Industrial | New | Lumber/Furniture/Pulp/Paper | 350 kW Reciprocating Engine
Industrial | New | Lumber/Furniture/Pulp/Paper | 175 kW Fuel Cell
Industrial | New | Lumber/Furniture/Pulp/Paper | 200 kW Micro Turbine
Industrial | New | Lumber/Furniture/Pulp/Paper | 150 kW Reciprocating Engine
Industrial | New | Lumber/Furniture/Pulp/Paper | 100 kW Micro Turbine
Industrial | New | Lumber/Furniture/Pulp/Paper | 100 kW Micro Turbine- Biogas
Industrial | New | Lumber/Furniture/Pulp/Paper | 50 kW Micro Turbine
Industrial | New | Metal Products and Machinery | 5500 kW Steam Turbine-Biomass
Industrial | New | Metal Products and Machinery | 3500 kW Steam Turbine-Biomass
Industrial | New | Metal Products and Machinery | 3500 kW Gas Turbine
Industrial | New | Metal Products and Machinery | 3000 kW Gas Turbine
Industrial | New | Metal Products and Machinery | 2500 kW Gas Turbine
Industrial | New | Metal Products and Machinery | 4500 kW Reciprocating Engine
Industrial | New | Metal Products and Machinery | 1500 kW Steam Turbine-Biomass
Industrial | New | Metal Products and Machinery | 3000 kW Reciprocating Engine
Industrial | New | Metal Products and Machinery | 1125 kW Fuel Cell
Industrial | New | Metal Products and Machinery | 800 kW Fuel Cell-Biogas
Industrial | New | Metal Products and Machinery | 1250 kW Reciprocating Engine
Industrial | New | Metal Products and Machinery | 1250 kW Reciprocating Engine-Biogas
Industrial | New | Metal Products and Machinery | 500 kW Fuel Cell
Industrial | New | Metal Products and Machinery | 350 kW Reciprocating Engine
Industrial | New | Metal Products and Machinery | 175 kW Fuel Cell
Industrial | New | Metal Products and Machinery | 200 kW Micro Turbine
Industrial | New | Metal Products and Machinery | 150 kW Reciprocating Engine
Industrial | New | Metal Products and Machinery | 100 kW Micro Turbine
Industrial | New | Metal Products and Machinery | 100 kW Micro Turbine- Biogas
Industrial | New | Metal Products and Machinery | 50 kW Micro Turbine
Industrial | New | Miscellaneous Manufacturing | 5500 kW Steam Turbine-Biomass
Industrial | New | Miscellaneous Manufacturing | 3500 kW Steam Turbine-Biomass
Industrial | New | Miscellaneous Manufacturing | 3500 kW Gas Turbine
Industrial | New | Miscellaneous Manufacturing | 3000 kW Gas Turbine
Industrial | New | Miscellaneous Manufacturing | 2500 kW Gas Turbine
Industrial | New | Miscellaneous Manufacturing | 4500 kW Reciprocating Engine
Industrial | New | Miscellaneous Manufacturing | 1500 kW Steam Turbine-Biomass
Industrial | New | Miscellaneous Manufacturing | 3000 kW Reciprocating Engine
Industrial | New | Miscellaneous Manufacturing | 1125 kW Fuel Cell
Industrial | New | Miscellaneous Manufacturing | 800 kW Fuel Cell-Biogas
Industrial | New | Miscellaneous Manufacturing | 1250 kW Reciprocating Engine
Industrial | New | Miscellaneous Manufacturing | 1250 kW Reciprocating Engine-Biogas
Industrial | New | Miscellaneous Manufacturing | 500 kW Fuel Cell
Industrial | New | Miscellaneous Manufacturing | 350 kW Reciprocating Engine
Industrial | New | Miscellaneous Manufacturing | 175 kW Fuel Cell
Industrial | New | Miscellaneous Manufacturing | 200 kW Micro Turbine
Industrial | New | Miscellaneous Manufacturing | 150 kW Reciprocating Engine
Industrial | New | Miscellaneous Manufacturing | 100 kW Micro Turbine
Industrial | New | Miscellaneous Manufacturing | 100 kW Micro Turbine- Biogas
Industrial | New | Miscellaneous Manufacturing | 50 kW Micro Turbine
Industrial | New | Primary Resources Industries | 5500 kW Steam Turbine-Biomass
Industrial | New | Primary Resources Industries | 3500 kW Steam Turbine-Biomass
Industrial | New | Primary Resources Industries | 3500 kW Gas Turbine
Industrial | New | Primary Resources Industries | 3000 kW Gas Turbine
Industrial | New | Primary Resources Industries | 2500 kW Gas Turbine
Industrial | New | Primary Resources Industries | 4500 kW Reciprocating Engine
Industrial | New | Primary Resources Industries | 1500 kW Steam Turbine-Biomass
Industrial | New | Primary Resources Industries | 3000 kW Reciprocating Engine
Industrial | New | Primary Resources Industries | 1125 kW Fuel Cell
Industrial | New | Primary Resources Industries | 800 kW Fuel Cell-Biogas
Industrial | New | Primary Resources Industries | 1250 kW Reciprocating Engine
Industrial | New | Primary Resources Industries | 1250 kW Reciprocating Engine-Biogas
Industrial | New | Primary Resources Industries | 500 kW Fuel Cell
Industrial | New | Primary Resources Industries | 350 kW Reciprocating Engine
Industrial | New | Primary Resources Industries | 175 kW Fuel Cell
Industrial | New | Primary Resources Industries | 200 kW Micro Turbine
Industrial | New | Primary Resources Industries | 150 kW Reciprocating Engine
Industrial | New | Primary Resources Industries | 100 kW Micro Turbine
Industrial | New | Primary Resources Industries | 100 kW Micro Turbine- Biogas
Industrial | New | Primary Resources Industries | 50 kW Micro Turbine
Industrial | New | Stone/Clay/Glass/Concrete | 5500 kW Steam Turbine-Biomass
Industrial | New | Stone/Clay/Glass/Concrete | 3500 kW Steam Turbine-Biomass
Industrial | New | Stone/Clay/Glass/Concrete | 3500 kW Gas Turbine
Industrial | New | Stone/Clay/Glass/Concrete | 3000 kW Gas Turbine
Industrial | New | Stone/Clay/Glass/Concrete | 2500 kW Gas Turbine
Industrial | New | Stone/Clay/Glass/Concrete | 4500 kW Reciprocating Engine
Industrial | New | Stone/Clay/Glass/Concrete | 1500 kW Steam Turbine-Biomass
Industrial | New | Stone/Clay/Glass/Concrete | 3000 kW Reciprocating Engine
Industrial | New | Stone/Clay/Glass/Concrete | 1125 kW Fuel Cell
Industrial | New | Stone/Clay/Glass/Concrete | 800 kW Fuel Cell-Biogas
Industrial | New | Stone/Clay/Glass/Concrete | 1250 kW Reciprocating Engine
Industrial | New | Stone/Clay/Glass/Concrete | 1250 kW Reciprocating Engine-Biogas
Industrial | New | Stone/Clay/Glass/Concrete | 500 kW Fuel Cell
Industrial | New | Stone/Clay/Glass/Concrete | 350 kW Reciprocating Engine
Industrial | New | Stone/Clay/Glass/Concrete | 175 kW Fuel Cell
Industrial | New | Stone/Clay/Glass/Concrete | 200 kW Micro Turbine
Industrial | New | Stone/Clay/Glass/Concrete | 150 kW Reciprocating Engine
Industrial | New | Stone/Clay/Glass/Concrete | 100 kW Micro Turbine
Industrial | New | Stone/Clay/Glass/Concrete | 100 kW Micro Turbine- Biogas
Industrial | New | Stone/Clay/Glass/Concrete | 50 kW Micro Turbine
Industrial | New | Textiles and Leather | 5500 kW Steam Turbine-Biomass
Industrial | New | Textiles and Leather | 3500 kW Steam Turbine-Biomass
Industrial | New | Textiles and Leather | 3500 kW Gas Turbine
Industrial | New | Textiles and Leather | 3000 kW Gas Turbine
Industrial | New | Textiles and Leather | 2500 kW Gas Turbine
Industrial | New | Textiles and Leather | 4500 kW Reciprocating Engine
Industrial | New | Textiles and Leather | 1500 kW Steam Turbine-Biomass
Industrial | New | Textiles and Leather | 3000 kW Reciprocating Engine
Industrial | New | Textiles and Leather | 1125 kW Fuel Cell
Industrial | New | Textiles and Leather | 800 kW Fuel Cell-Biogas
Industrial | New | Textiles and Leather | 1250 kW Reciprocating Engine
Industrial | New | Textiles and Leather | 1250 kW Reciprocating Engine-Biogas
Industrial | New | Textiles and Leather | 500 kW Fuel Cell
Industrial | New | Textiles and Leather | 350 kW Reciprocating Engine
Industrial | New | Textiles and Leather | 175 kW Fuel Cell
Industrial | New | Textiles and Leather | 200 kW Micro Turbine
Industrial | New | Textiles and Leather | 150 kW Reciprocating Engine
Industrial | New | Textiles and Leather | 100 kW Micro Turbine
Industrial | New | Textiles and Leather | 100 kW Micro Turbine- Biogas
Industrial | New | Textiles and Leather | 50 kW Micro Turbine
Industrial | New | Transportation Equipment | 5500 kW Steam Turbine-Biomass
Industrial | New | Transportation Equipment | 3500 kW Steam Turbine-Biomass
Industrial | New | Transportation Equipment | 3500 kW Gas Turbine
Industrial | New | Transportation Equipment | 3000 kW Gas Turbine
Industrial | New | Transportation Equipment | 2500 kW Gas Turbine
Industrial | New | Transportation Equipment | 4500 kW Reciprocating Engine
Industrial | New | Transportation Equipment | 1500 kW Steam Turbine-Biomass
Industrial | New | Transportation Equipment | 3000 kW Reciprocating Engine
Industrial | New | Transportation Equipment | 1125 kW Fuel Cell
Industrial | New | Transportation Equipment | 800 kW Fuel Cell-Biogas
Industrial | New | Transportation Equipment | 1250 kW Reciprocating Engine
Industrial | New | Transportation Equipment | 1250 kW Reciprocating Engine-Biogas
Industrial | New | Transportation Equipment | 500 kW Fuel Cell
Industrial | New | Transportation Equipment | 350 kW Reciprocating Engine
Industrial | New | Transportation Equipment | 175 kW Fuel Cell
Industrial | New | Transportation Equipment | 200 kW Micro Turbine
Industrial | New | Transportation Equipment | 150 kW Reciprocating Engine
Industrial | New | Transportation Equipment | 100 kW Micro Turbine
Industrial | New | Transportation Equipment | 100 kW Micro Turbine- Biogas
Industrial | New | Transportation Equipment | 50 kW Micro Turbine
Industrial | New | Water and Wastewater | 5500 kW Steam Turbine-Biomass
Industrial | New | Water and Wastewater | 3500 kW Steam Turbine-Biomass
Industrial | New | Water and Wastewater | 3500 kW Gas Turbine
Industrial | New | Water and Wastewater | 3000 kW Gas Turbine
Industrial | New | Water and Wastewater | 2500 kW Gas Turbine
Industrial | New | Water and Wastewater | 4500 kW Reciprocating Engine
Industrial | New | Water and Wastewater | 1500 kW Steam Turbine-Biomass
Industrial | New | Water and Wastewater | 3000 kW Reciprocating Engine
Industrial | New | Water and Wastewater | 1125 kW Fuel Cell
Industrial | New | Water and Wastewater | 800 kW Fuel Cell-Biogas
Industrial | New | Water and Wastewater | 1250 kW Reciprocating Engine
Industrial | New | Water and Wastewater | 1250 kW Reciprocating Engine-Biogas
Industrial | New | Water and Wastewater | 500 kW Fuel Cell
Industrial | New | Water and Wastewater | 350 kW Reciprocating Engine
Industrial | New | Water and Wastewater | 175 kW Fuel Cell
Industrial | New | Water and Wastewater | 200 kW Micro Turbine
Industrial | New | Water and Wastewater | 150 kW Reciprocating Engine
Industrial | New | Water and Wastewater | 100 kW Micro Turbine
Industrial | New | Water and Wastewater | 100 kW Micro Turbine- Biogas
Industrial | New | Water and Wastewater | 50 kW Micro Turbine

## 33a-TRC
TRC Scenario:
EP Step 1 - TRC perspective |  |  |  | EP Step 2 - PCT perspective |  |  |  | EP Step 3 - Simple Payback |  |  |  | AP Step 1 - TRC perspective |  |  |  | AP Step 2 - PCT perspective |  |  |  | AP Step 3 - Simple Payback
Measure Permutations eliminated |  |  |  | Measure Permutations eliminated |  |  |  | Measure Permutations eliminated |  |  |  | Measure Permutations eliminated |  |  |  | Measure Permutations eliminated |  |  |  | Measure Permutations eliminated
Sector | Vintage | Segment | Name | Sector | Vintage | Segment | Name | Sector | Vintage | Segment | Name | Sector | Vintage | Segment | Name | Sector | Vintage | Segment | Name | Sector | Vintage | Segment | Name
Residential | Turnover | Single Family | Energy Star Clothes Dryer | NONE |  |  |  | Residential | Turnover | Single Family | Energy Star Clothes Washer | Residential | Turnover | Single Family | High Efficiency Induction Cooktop | NONE |  |  |  | NONE
Residential | Turnover | Multi-Family | Energy Star Clothes Dryer |  |  |  |  | Residential | Turnover | Multi-Family | Energy Star Clothes Washer | Residential | Turnover | Multi-Family | High Efficiency Induction Cooktop
Residential | Turnover | Manufactured Home | Energy Star Clothes Dryer |  |  |  |  | Residential | Turnover | Manufactured Home | Energy Star Clothes Washer | Residential | Turnover | Manufactured Home | High Efficiency Induction Cooktop
Residential | New | Single Family | Energy Star Clothes Dryer |  |  |  |  | Residential | New | Single Family | Energy Star Clothes Washer | Residential | New | Single Family | High Efficiency Induction Cooktop
Residential | New | Multi-Family | Energy Star Clothes Dryer |  |  |  |  | Residential | New | Multi-Family | Energy Star Clothes Washer | Residential | New | Multi-Family | High Efficiency Induction Cooktop
Residential | New | Manufactured Home | Energy Star Clothes Dryer |  |  |  |  | Residential | New | Manufactured Home | Energy Star Clothes Washer | Residential | New | Manufactured Home | High Efficiency Induction Cooktop
Residential | Turnover | Single Family | Energy Star Freezer |  |  |  |  | Residential | Turnover | Single Family | Energy Star Dishwasher | Residential | Turnover | Single Family | 21 SEER ASHP from base electric resistance heating
Residential | Turnover | Multi-Family | Energy Star Freezer |  |  |  |  | Residential | Turnover | Multi-Family | Energy Star Dishwasher | Residential | Turnover | Manufactured Home | 21 SEER ASHP from base electric resistance heating
Residential | Turnover | Manufactured Home | Energy Star Freezer |  |  |  |  | Residential | Turnover | Manufactured Home | Energy Star Dishwasher | Residential | New | Single Family | 21 SEER ASHP from base electric resistance heating
Residential | New | Single Family | Energy Star Freezer |  |  |  |  | Residential | New | Single Family | Energy Star Dishwasher | Residential | Turnover | Single Family | Variable Speed Pool Pump
Residential | New | Multi-Family | Energy Star Freezer |  |  |  |  | Residential | New | Multi-Family | Energy Star Dishwasher | Residential | Turnover | Multi-Family | Variable Speed Pool Pump
Residential | New | Manufactured Home | Energy Star Freezer |  |  |  |  | Residential | New | Manufactured Home | Energy Star Dishwasher | Residential | Turnover | Manufactured Home | Variable Speed Pool Pump
Residential | Turnover | Single Family | Energy Star Refrigerator |  |  |  |  | Residential | Turnover | Single Family | Energy Star Air Purifier | Residential | New | Single Family | Variable Speed Pool Pump
Residential | Turnover | Multi-Family | Energy Star Refrigerator |  |  |  |  | Residential | Turnover | Multi-Family | Energy Star Air Purifier | Residential | New | Multi-Family | Variable Speed Pool Pump
Residential | Turnover | Manufactured Home | Energy Star Refrigerator |  |  |  |  | Residential | Turnover | Manufactured Home | Energy Star Air Purifier | Residential | New | Manufactured Home | Variable Speed Pool Pump
Residential | New | Single Family | Energy Star Refrigerator |  |  |  |  | Residential | New | Single Family | Energy Star Air Purifier | Residential | Existing | Multi-Family | Thermostatic Shower Restriction Valve
Residential | New | Multi-Family | Energy Star Refrigerator |  |  |  |  | Residential | New | Multi-Family | Energy Star Air Purifier | Residential | Existing | Manufactured Home | Thermostatic Shower Restriction Valve
Residential | New | Manufactured Home | Energy Star Refrigerator |  |  |  |  | Residential | New | Manufactured Home | Energy Star Air Purifier | Residential | New | Multi-Family | Thermostatic Shower Restriction Valve
Residential | Turnover | Single Family | Heat Pump Clothes Dryer |  |  |  |  | Residential | Turnover | Single Family | Energy Star Imaging Equipment | Residential | New | Manufactured Home | Thermostatic Shower Restriction Valve
Residential | Turnover | Multi-Family | Heat Pump Clothes Dryer |  |  |  |  | Residential | Turnover | Multi-Family | Energy Star Imaging Equipment | Residential | Existing | Single Family | Ceiling Insulation(R12 to R38)
Residential | Turnover | Manufactured Home | Heat Pump Clothes Dryer |  |  |  |  | Residential | Turnover | Manufactured Home | Energy Star Imaging Equipment | Residential | New | Single Family | Ceiling Insulation(R12 to R38)
Residential | New | Single Family | Heat Pump Clothes Dryer |  |  |  |  | Residential | New | Single Family | Energy Star Imaging Equipment | Residential | Existing | Multi-Family | Duct Repair
Residential | New | Multi-Family | Heat Pump Clothes Dryer |  |  |  |  | Residential | New | Multi-Family | Energy Star Imaging Equipment | Residential | New | Multi-Family | Programmable Thermostat
Residential | New | Manufactured Home | Heat Pump Clothes Dryer |  |  |  |  | Residential | New | Manufactured Home | Energy Star Imaging Equipment | Residential | New | Single Family | Smart Thermostat
Residential | Turnover | Single Family | High Efficiency Convection Oven |  |  |  |  | Residential | Turnover | Single Family | 14 SEER ASHP from base electric resistance heating | Residential | New | Manufactured Home | Smart Thermostat
Residential | Turnover | Multi-Family | High Efficiency Convection Oven |  |  |  |  | Residential | Turnover | Multi-Family | 14 SEER ASHP from base electric resistance heating | Commercial | Turnover | Warehouse | High Efficiency PTHP
Residential | Turnover | Manufactured Home | High Efficiency Convection Oven |  |  |  |  | Residential | Turnover | Manufactured Home | 14 SEER ASHP from base electric resistance heating | Commercial | New | Warehouse | High Efficiency PTHP
Residential | New | Single Family | High Efficiency Convection Oven |  |  |  |  | Residential | New | Single Family | 14 SEER ASHP from base electric resistance heating | Commercial | Turnover | Restaurants | Variable Refrigerant Flow (VRF) HVAC Systems
Residential | New | Multi-Family | High Efficiency Convection Oven |  |  |  |  | Residential | New | Multi-Family | 14 SEER ASHP from base electric resistance heating | Commercial | New | Restaurants | Variable Refrigerant Flow (VRF) HVAC Systems
Residential | New | Manufactured Home | High Efficiency Convection Oven |  |  |  |  | Residential | New | Manufactured Home | 14 SEER ASHP from base electric resistance heating | Commercial | Turnover | Assembly | Efficient Battery Charger
Residential | Turnover | Single Family | Heat Pump Water Heater |  |  |  |  | Residential | Turnover | Single Family | Energy Star Room AC | Commercial | Turnover | College and University | Efficient Battery Charger
Residential | Turnover | Multi-Family | Heat Pump Water Heater |  |  |  |  | Residential | Turnover | Multi-Family | Energy Star Room AC | Commercial | Turnover | Grocery | Efficient Battery Charger
Residential | Turnover | Manufactured Home | Heat Pump Water Heater |  |  |  |  | Residential | Turnover | Manufactured Home | Energy Star Room AC | Commercial | Turnover | Healthcare | Efficient Battery Charger
Residential | New | Single Family | Heat Pump Water Heater |  |  |  |  | Residential | New | Single Family | Energy Star Room AC | Commercial | Turnover | Hospitals | Efficient Battery Charger
Residential | New | Multi-Family | Heat Pump Water Heater |  |  |  |  | Residential | New | Multi-Family | Energy Star Room AC | Commercial | Turnover | Institutional | Efficient Battery Charger
Residential | New | Manufactured Home | Heat Pump Water Heater |  |  |  |  | Residential | New | Manufactured Home | Energy Star Room AC | Commercial | Turnover | Lodging/Hospitality | Efficient Battery Charger
Residential | Turnover | Single Family | Instantaneous Hot Water System |  |  |  |  | Residential | Turnover | Single Family | CFL - 15W Flood (Exterior) | Commercial | Turnover | Miscellaneous | Efficient Battery Charger
Residential | Turnover | Multi-Family | Instantaneous Hot Water System |  |  |  |  | Residential | Turnover | Multi-Family | CFL - 15W Flood (Exterior) | Commercial | Turnover | Offices | Efficient Battery Charger
Residential | Turnover | Manufactured Home | Instantaneous Hot Water System |  |  |  |  | Residential | Turnover | Manufactured Home | CFL - 15W Flood (Exterior) | Commercial | Turnover | Restaurants | Efficient Battery Charger
Residential | New | Single Family | Instantaneous Hot Water System |  |  |  |  | Residential | New | Single Family | CFL - 15W Flood (Exterior) | Commercial | Turnover | Retail | Efficient Battery Charger
Residential | New | Multi-Family | Instantaneous Hot Water System |  |  |  |  | Residential | New | Multi-Family | CFL - 15W Flood (Exterior) | Commercial | Turnover | Schools K-12 | Efficient Battery Charger
Residential | New | Manufactured Home | Instantaneous Hot Water System |  |  |  |  | Residential | New | Manufactured Home | CFL - 15W Flood (Exterior) | Commercial | Turnover | Warehouse | Efficient Battery Charger
Residential | Turnover | Single Family | Solar Water Heater |  |  |  |  | Residential | Turnover | Single Family | CFL-23W | Commercial | New | Assembly | Efficient Battery Charger
Residential | Turnover | Multi-Family | Solar Water Heater |  |  |  |  | Residential | Turnover | Multi-Family | CFL-23W | Commercial | New | College and University | Efficient Battery Charger
Residential | Turnover | Manufactured Home | Solar Water Heater |  |  |  |  | Residential | Turnover | Manufactured Home | CFL-23W | Commercial | New | Grocery | Efficient Battery Charger
Residential | New | Single Family | Solar Water Heater |  |  |  |  | Residential | New | Single Family | CFL-23W | Commercial | New | Healthcare | Efficient Battery Charger
Residential | New | Multi-Family | Solar Water Heater |  |  |  |  | Residential | New | Multi-Family | CFL-23W | Commercial | New | Hospitals | Efficient Battery Charger
Residential | New | Manufactured Home | Solar Water Heater |  |  |  |  | Residential | New | Manufactured Home | CFL-23W | Commercial | New | Institutional | Efficient Battery Charger
Residential | Turnover | Single Family | Energy Star Audio-Video Equipment |  |  |  |  | Residential | Turnover | Single Family | LED - 14W | Commercial | New | Lodging/Hospitality | Efficient Battery Charger
Residential | Turnover | Multi-Family | Energy Star Audio-Video Equipment |  |  |  |  | Residential | Turnover | Multi-Family | LED - 14W | Commercial | New | Miscellaneous | Efficient Battery Charger
Residential | Turnover | Manufactured Home | Energy Star Audio-Video Equipment |  |  |  |  | Residential | Turnover | Manufactured Home | LED - 14W | Commercial | New | Offices | Efficient Battery Charger
Residential | New | Single Family | Energy Star Audio-Video Equipment |  |  |  |  | Residential | New | Single Family | LED - 14W | Commercial | New | Restaurants | Efficient Battery Charger
Residential | New | Multi-Family | Energy Star Audio-Video Equipment |  |  |  |  | Residential | New | Multi-Family | LED - 14W | Commercial | New | Retail | Efficient Battery Charger
Residential | New | Manufactured Home | Energy Star Audio-Video Equipment |  |  |  |  | Residential | New | Manufactured Home | LED - 14W | Commercial | New | Schools K-12 | Efficient Battery Charger
Residential | Turnover | Single Family | Energy Star Personal Computer |  |  |  |  | Residential | Turnover | Single Family | LED - 9W Flood (Exterior) | Commercial | New | Warehouse | Efficient Battery Charger
Residential | Turnover | Multi-Family | Energy Star Personal Computer |  |  |  |  | Residential | Turnover | Multi-Family | LED - 9W Flood (Exterior) | Commercial | Existing | Assembly | Hot Water Circulation Pump Control
Residential | Turnover | Manufactured Home | Energy Star Personal Computer |  |  |  |  | Residential | Turnover | Manufactured Home | LED - 9W Flood (Exterior) | Commercial | Existing | Healthcare | Hot Water Circulation Pump Control
Residential | New | Single Family | Energy Star Personal Computer |  |  |  |  | Residential | New | Single Family | LED - 9W Flood (Exterior) | Commercial | Existing | Institutional | Hot Water Circulation Pump Control
Residential | New | Multi-Family | Energy Star Personal Computer |  |  |  |  | Residential | New | Multi-Family | LED - 9W Flood (Exterior) | Commercial | Existing | Miscellaneous | Hot Water Circulation Pump Control
Residential | New | Manufactured Home | Energy Star Personal Computer |  |  |  |  | Residential | New | Manufactured Home | LED - 9W Flood (Exterior) | Commercial | Existing | Offices | Hot Water Circulation Pump Control
Residential | Turnover | Single Family | Energy Star TV |  |  |  |  | Residential | Turnover | Single Family | LED - 9W | Commercial | Existing | Schools K-12 | Hot Water Circulation Pump Control
Residential | Turnover | Multi-Family | Energy Star TV |  |  |  |  | Residential | Turnover | Multi-Family | LED - 9W | Commercial | Existing | Warehouse | Hot Water Circulation Pump Control
Residential | Turnover | Manufactured Home | Energy Star TV |  |  |  |  | Residential | Turnover | Manufactured Home | LED - 9W | Commercial | New | Assembly | Hot Water Circulation Pump Control
Residential | New | Single Family | Energy Star TV |  |  |  |  | Residential | New | Single Family | LED - 9W | Commercial | New | Healthcare | Hot Water Circulation Pump Control
Residential | New | Multi-Family | Energy Star TV |  |  |  |  | Residential | New | Multi-Family | LED - 9W | Commercial | New | Institutional | Hot Water Circulation Pump Control
Residential | New | Manufactured Home | Energy Star TV |  |  |  |  | Residential | New | Manufactured Home | LED - 9W | Commercial | New | Miscellaneous | Hot Water Circulation Pump Control
Residential | Turnover | Single Family | 15 SEER Air Source Heat Pump |  |  |  |  | Residential | Turnover | Single Family | Linear LED | Commercial | New | Offices | Hot Water Circulation Pump Control
Residential | Turnover | Multi-Family | 15 SEER Air Source Heat Pump |  |  |  |  | Residential | Turnover | Multi-Family | Linear LED | Commercial | New | Schools K-12 | Hot Water Circulation Pump Control
Residential | Turnover | Manufactured Home | 15 SEER Air Source Heat Pump |  |  |  |  | Residential | Turnover | Manufactured Home | Linear LED | Commercial | New | Warehouse | Hot Water Circulation Pump Control
Residential | New | Single Family | 15 SEER Air Source Heat Pump |  |  |  |  | Residential | New | Single Family | Linear LED | Commercial | Existing | Warehouse | Duct Sealing Repair
Residential | New | Multi-Family | 15 SEER Air Source Heat Pump |  |  |  |  | Residential | New | Multi-Family | Linear LED | Commercial | New | Warehouse | Duct Sealing Repair
Residential | New | Manufactured Home | 15 SEER Air Source Heat Pump |  |  |  |  | Residential | New | Manufactured Home | Linear LED | Commercial | Existing | Lodging/Hospitality | HVAC tune-up
Residential | Turnover | Single Family | 15 SEER Central AC |  |  |  |  | Residential | Turnover | Single Family | Low Wattage T8 Fixture | Commercial | Existing | Restaurants | HVAC tune-up
Residential | Turnover | Multi-Family | 15 SEER Central AC |  |  |  |  | Residential | Turnover | Multi-Family | Low Wattage T8 Fixture | Commercial | New | Lodging/Hospitality | HVAC tune-up
Residential | Turnover | Manufactured Home | 15 SEER Central AC |  |  |  |  | Residential | Turnover | Manufactured Home | Low Wattage T8 Fixture | Commercial | New | Restaurants | HVAC tune-up
Residential | New | Single Family | 15 SEER Central AC |  |  |  |  | Residential | New | Single Family | Low Wattage T8 Fixture | Commercial | Existing | Lodging/Hospitality | HVAC tune-up_RTU
Residential | New | Multi-Family | 15 SEER Central AC |  |  |  |  | Residential | New | Multi-Family | Low Wattage T8 Fixture | Commercial | New | Lodging/Hospitality | HVAC tune-up_RTU
Residential | New | Manufactured Home | 15 SEER Central AC |  |  |  |  | Residential | New | Manufactured Home | Low Wattage T8 Fixture | Commercial | Existing | Assembly | Low U-Value Windows
Residential | Turnover | Single Family | 16 SEER Air Source Heat Pump |  |  |  |  | Residential | Turnover | Single Family | Energy Star Dehumidifier | Commercial | Existing | College and University | Low U-Value Windows
Residential | Turnover | Multi-Family | 16 SEER Air Source Heat Pump |  |  |  |  | Residential | Turnover | Multi-Family | Energy Star Dehumidifier | Commercial | Existing | Grocery | Low U-Value Windows
Residential | Turnover | Manufactured Home | 16 SEER Air Source Heat Pump |  |  |  |  | Residential | Turnover | Manufactured Home | Energy Star Dehumidifier | Commercial | Existing | Healthcare | Low U-Value Windows
Residential | New | Single Family | 16 SEER Air Source Heat Pump |  |  |  |  | Residential | New | Single Family | Energy Star Dehumidifier | Commercial | Existing | Hospitals | Low U-Value Windows
Residential | New | Multi-Family | 16 SEER Air Source Heat Pump |  |  |  |  | Residential | New | Multi-Family | Energy Star Dehumidifier | Commercial | Existing | Institutional | Low U-Value Windows
Residential | New | Manufactured Home | 16 SEER Air Source Heat Pump |  |  |  |  | Residential | New | Manufactured Home | Energy Star Dehumidifier | Commercial | Existing | Miscellaneous | Low U-Value Windows
Residential | Turnover | Single Family | 16 SEER Central AC |  |  |  |  | Residential | Turnover | Single Family | Heat Pump Pool Heater | Commercial | Existing | Offices | Low U-Value Windows
Residential | Turnover | Multi-Family | 16 SEER Central AC |  |  |  |  | Residential | Turnover | Multi-Family | Heat Pump Pool Heater | Commercial | Existing | Restaurants | Low U-Value Windows
Residential | Turnover | Manufactured Home | 16 SEER Central AC |  |  |  |  | Residential | Turnover | Manufactured Home | Heat Pump Pool Heater | Commercial | Existing | Retail | Low U-Value Windows
Residential | New | Single Family | 16 SEER Central AC |  |  |  |  | Residential | New | Single Family | Heat Pump Pool Heater | Commercial | Existing | Schools K-12 | Low U-Value Windows
Residential | New | Multi-Family | 16 SEER Central AC |  |  |  |  | Residential | New | Multi-Family | Heat Pump Pool Heater | Commercial | Existing | Warehouse | Low U-Value Windows
Residential | New | Manufactured Home | 16 SEER Central AC |  |  |  |  | Residential | New | Manufactured Home | Heat Pump Pool Heater | Commercial | Existing | College and University | Smart Thermostat
Residential | Turnover | Single Family | 17 SEER Air Source Heat Pump |  |  |  |  | Residential | Turnover | Single Family | Two Speed Pool Pump | Commercial | New | College and University | Smart Thermostat
Residential | Turnover | Multi-Family | 17 SEER Air Source Heat Pump |  |  |  |  | Residential | Turnover | Multi-Family | Two Speed Pool Pump | Commercial | Existing | Assembly | Interior Lighting Controls
Residential | Turnover | Manufactured Home | 17 SEER Air Source Heat Pump |  |  |  |  | Residential | Turnover | Manufactured Home | Two Speed Pool Pump | Commercial | New | Assembly | Interior Lighting Controls
Residential | New | Single Family | 17 SEER Air Source Heat Pump |  |  |  |  | Residential | New | Single Family | Two Speed Pool Pump | Residential | New | All | Central air conditioner - Load Shed
Residential | New | Multi-Family | 17 SEER Air Source Heat Pump |  |  |  |  | Residential | New | Multi-Family | Two Speed Pool Pump | Residential | New | All | Central Heating - Load Shed
Residential | New | Manufactured Home | 17 SEER Air Source Heat Pump |  |  |  |  | Residential | New | Manufactured Home | Two Speed Pool Pump | Residential | New | All | Central air conditioner - 50% cycling
Residential | Turnover | Single Family | 17 SEER Central AC |  |  |  |  | Residential | Existing | Single Family | Removal of 2nd Refrigerator-Freezer | Residential | New | All | Central Heating - 50% cycling
Residential | Turnover | Multi-Family | 17 SEER Central AC |  |  |  |  | Residential | Existing | Multi-Family | Removal of 2nd Refrigerator-Freezer | Residential | New | All | Water heater switches
Residential | Turnover | Manufactured Home | 17 SEER Central AC |  |  |  |  | Residential | Existing | Manufactured Home | Removal of 2nd Refrigerator-Freezer | Residential | New | All | Pool pump switches
Residential | New | Single Family | 17 SEER Central AC |  |  |  |  | Residential | New | Single Family | Removal of 2nd Refrigerator-Freezer | Residential | New | All | Room AC control
Residential | New | Multi-Family | 17 SEER Central AC |  |  |  |  | Residential | New | Multi-Family | Removal of 2nd Refrigerator-Freezer | Residential | New | All | Smart thermostats - Utility Installation
Residential | New | Manufactured Home | 17 SEER Central AC |  |  |  |  | Residential | New | Manufactured Home | Removal of 2nd Refrigerator-Freezer | Residential | New | All | Smart thermostats - BYOT
Residential | Turnover | Single Family | 18 SEER Air Source Heat Pump |  |  |  |  | Residential | Existing | Single Family | Faucet Aerator | Residential | New | All | CPP + Tech
Residential | Turnover | Multi-Family | 18 SEER Air Source Heat Pump |  |  |  |  | Residential | Existing | Multi-Family | Faucet Aerator | Small C&I | New | 0-15,000 kWh | Central air conditioner - Load Shed
Residential | Turnover | Manufactured Home | 18 SEER Air Source Heat Pump |  |  |  |  | Residential | Existing | Manufactured Home | Faucet Aerator | Small C&I | New | 15,001-25,000 kWh | Central air conditioner - Load Shed
Residential | New | Single Family | 18 SEER Air Source Heat Pump |  |  |  |  | Residential | New | Single Family | Faucet Aerator | Small C&I | New | 25,001-50,000 kWh | Central air conditioner - Load Shed
Residential | New | Multi-Family | 18 SEER Air Source Heat Pump |  |  |  |  | Residential | New | Multi-Family | Faucet Aerator | Small C&I | New | 50,001 kWh + | Central air conditioner - Load Shed
Residential | New | Manufactured Home | 18 SEER Air Source Heat Pump |  |  |  |  | Residential | New | Manufactured Home | Faucet Aerator | Small C&I | New | 0-15,000 kWh | Central Heating - Load Shed
Residential | Turnover | Single Family | 18 SEER Central AC |  |  |  |  | Residential | Existing | Single Family | Hot Water Pipe Insulation | Small C&I | New | 15,001-25,000 kWh | Central Heating - Load Shed
Residential | Turnover | Multi-Family | 18 SEER Central AC |  |  |  |  | Residential | Existing | Multi-Family | Hot Water Pipe Insulation | Small C&I | New | 25,001-50,000 kWh | Central Heating - Load Shed
Residential | Turnover | Manufactured Home | 18 SEER Central AC |  |  |  |  | Residential | Existing | Manufactured Home | Hot Water Pipe Insulation | Small C&I | New | 50,001 kWh + | Central Heating - Load Shed
Residential | New | Single Family | 18 SEER Central AC |  |  |  |  | Residential | New | Single Family | Hot Water Pipe Insulation | Small C&I | New | 0-15,000 kWh | Central air conditioner - 50% cycling
Residential | New | Multi-Family | 18 SEER Central AC |  |  |  |  | Residential | New | Multi-Family | Hot Water Pipe Insulation | Small C&I | New | 15,001-25,000 kWh | Central air conditioner - 50% cycling
Residential | New | Manufactured Home | 18 SEER Central AC |  |  |  |  | Residential | New | Manufactured Home | Hot Water Pipe Insulation | Small C&I | New | 25,001-50,000 kWh | Central air conditioner - 50% cycling
Residential | Turnover | Single Family | 21 SEER Air Source Heat Pump |  |  |  |  | Residential | Existing | Single Family | Low Flow Showerhead | Small C&I | New | 50,001 kWh + | Central air conditioner - 50% cycling
Residential | Turnover | Multi-Family | 21 SEER Air Source Heat Pump |  |  |  |  | Residential | Existing | Multi-Family | Low Flow Showerhead | Small C&I | New | 0-15,000 kWh | Central Heating - 50% cycling
Residential | Turnover | Manufactured Home | 21 SEER Air Source Heat Pump |  |  |  |  | Residential | Existing | Manufactured Home | Low Flow Showerhead | Small C&I | New | 15,001-25,000 kWh | Central Heating - 50% cycling
Residential | New | Single Family | 21 SEER Air Source Heat Pump |  |  |  |  | Residential | New | Single Family | Low Flow Showerhead | Small C&I | New | 25,001-50,000 kWh | Central Heating - 50% cycling
Residential | New | Multi-Family | 21 SEER Air Source Heat Pump |  |  |  |  | Residential | New | Multi-Family | Low Flow Showerhead | Small C&I | New | 50,001 kWh + | Central Heating - 50% cycling
Residential | New | Manufactured Home | 21 SEER Air Source Heat Pump |  |  |  |  | Residential | New | Manufactured Home | Low Flow Showerhead | Small C&I | New | 0-15,000 kWh | Smart thermostats - Utility Installation
Residential | Turnover | Multi-Family | 21 SEER ASHP from base electric resistance heating |  |  |  |  | Residential | Existing | Single Family | Water Heater Thermostat Setback | Small C&I | New | 15,001-25,000 kWh | Smart thermostats - Utility Installation
Residential | New | Multi-Family | 21 SEER ASHP from base electric resistance heating |  |  |  |  | Residential | Existing | Multi-Family | Water Heater Thermostat Setback | Small C&I | New | 25,001-50,000 kWh | Smart thermostats - Utility Installation
Residential | New | Manufactured Home | 21 SEER ASHP from base electric resistance heating |  |  |  |  | Residential | Existing | Manufactured Home | Water Heater Thermostat Setback | Small C&I | New | 50,001 kWh + | Smart thermostats - Utility Installation
Residential | Turnover | Single Family | 21 SEER Central AC |  |  |  |  | Residential | New | Single Family | Water Heater Thermostat Setback | Small C&I | New | 0-15,000 kWh | Smart thermostats - BYOT
Residential | Turnover | Multi-Family | 21 SEER Central AC |  |  |  |  | Residential | New | Multi-Family | Water Heater Thermostat Setback | Small C&I | New | 15,001-25,000 kWh | Smart thermostats - BYOT
Residential | Turnover | Manufactured Home | 21 SEER Central AC |  |  |  |  | Residential | New | Manufactured Home | Water Heater Thermostat Setback | Small C&I | New | 25,001-50,000 kWh | Smart thermostats - BYOT
Residential | New | Single Family | 21 SEER Central AC |  |  |  |  | Residential | Existing | Single Family | Smart Power Strip | Small C&I | New | 50,001 kWh + | Smart thermostats - BYOT
Residential | New | Multi-Family | 21 SEER Central AC |  |  |  |  | Residential | Existing | Multi-Family | Smart Power Strip | Small C&I | New | 0-15,000 kWh | CPP + Tech
Residential | New | Manufactured Home | 21 SEER Central AC |  |  |  |  | Residential | Existing | Manufactured Home | Smart Power Strip | Small C&I | New | 15,001-25,000 kWh | CPP + Tech
Residential | Turnover | Single Family | Ground Source Heat Pump |  |  |  |  | Residential | New | Single Family | Smart Power Strip | Small C&I | New | 25,001-50,000 kWh | CPP + Tech
Residential | Turnover | Multi-Family | Ground Source Heat Pump |  |  |  |  | Residential | New | Multi-Family | Smart Power Strip | Small C&I | New | 50,001 kWh + | CPP + Tech
Residential | Turnover | Manufactured Home | Ground Source Heat Pump |  |  |  |  | Residential | New | Manufactured Home | Smart Power Strip
Residential | New | Single Family | Ground Source Heat Pump |  |  |  |  | Residential | Existing | Single Family | Energy Star Certified Roof Products
Residential | New | Multi-Family | Ground Source Heat Pump |  |  |  |  | Residential | Existing | Multi-Family | Energy Star Certified Roof Products
Residential | New | Manufactured Home | Ground Source Heat Pump |  |  |  |  | Residential | Existing | Manufactured Home | Energy Star Certified Roof Products
Residential | Turnover | Single Family | Variable Refrigerant Flow (VRF) HVAC Systems |  |  |  |  | Residential | New | Single Family | Energy Star Certified Roof Products
Residential | Turnover | Multi-Family | Variable Refrigerant Flow (VRF) HVAC Systems |  |  |  |  | Residential | New | Multi-Family | Energy Star Certified Roof Products
Residential | Turnover | Manufactured Home | Variable Refrigerant Flow (VRF) HVAC Systems |  |  |  |  | Residential | New | Manufactured Home | Energy Star Certified Roof Products
Residential | New | Single Family | Variable Refrigerant Flow (VRF) HVAC Systems |  |  |  |  | Commercial | Turnover | Assembly | Energy Star Commercial Oven
Residential | New | Multi-Family | Variable Refrigerant Flow (VRF) HVAC Systems |  |  |  |  | Commercial | Turnover | College and University | Energy Star Commercial Oven
Residential | New | Manufactured Home | Variable Refrigerant Flow (VRF) HVAC Systems |  |  |  |  | Commercial | Turnover | Grocery | Energy Star Commercial Oven
Residential | Turnover | Single Family | CFL - 15W Flood |  |  |  |  | Commercial | Turnover | Healthcare | Energy Star Commercial Oven
Residential | Turnover | Multi-Family | CFL - 15W Flood |  |  |  |  | Commercial | Turnover | Hospitals | Energy Star Commercial Oven
Residential | Turnover | Manufactured Home | CFL - 15W Flood |  |  |  |  | Commercial | Turnover | Institutional | Energy Star Commercial Oven
Residential | New | Single Family | CFL - 15W Flood |  |  |  |  | Commercial | Turnover | Lodging/Hospitality | Energy Star Commercial Oven
Residential | New | Multi-Family | CFL - 15W Flood |  |  |  |  | Commercial | Turnover | Miscellaneous | Energy Star Commercial Oven
Residential | New | Manufactured Home | CFL - 15W Flood |  |  |  |  | Commercial | Turnover | Offices | Energy Star Commercial Oven
Residential | Turnover | Single Family | Energy Star Bathroom Ventilating Fan |  |  |  |  | Commercial | Turnover | Restaurants | Energy Star Commercial Oven
Residential | Turnover | Multi-Family | Energy Star Bathroom Ventilating Fan |  |  |  |  | Commercial | Turnover | Retail | Energy Star Commercial Oven
Residential | Turnover | Manufactured Home | Energy Star Bathroom Ventilating Fan |  |  |  |  | Commercial | Turnover | Schools K-12 | Energy Star Commercial Oven
Residential | New | Single Family | Energy Star Bathroom Ventilating Fan |  |  |  |  | Commercial | Turnover | Warehouse | Energy Star Commercial Oven
Residential | New | Multi-Family | Energy Star Bathroom Ventilating Fan |  |  |  |  | Commercial | New | Assembly | Energy Star Commercial Oven
Residential | New | Manufactured Home | Energy Star Bathroom Ventilating Fan |  |  |  |  | Commercial | New | College and University | Energy Star Commercial Oven
Residential | Turnover | Single Family | Energy Star Ceiling Fan |  |  |  |  | Commercial | New | Grocery | Energy Star Commercial Oven
Residential | Turnover | Multi-Family | Energy Star Ceiling Fan |  |  |  |  | Commercial | New | Healthcare | Energy Star Commercial Oven
Residential | Turnover | Manufactured Home | Energy Star Ceiling Fan |  |  |  |  | Commercial | New | Hospitals | Energy Star Commercial Oven
Residential | New | Single Family | Energy Star Ceiling Fan |  |  |  |  | Commercial | New | Institutional | Energy Star Commercial Oven
Residential | New | Multi-Family | Energy Star Ceiling Fan |  |  |  |  | Commercial | New | Lodging/Hospitality | Energy Star Commercial Oven
Residential | New | Manufactured Home | Energy Star Ceiling Fan |  |  |  |  | Commercial | New | Miscellaneous | Energy Star Commercial Oven
Residential | Turnover | Single Family | Solar Powered Pool Pumps |  |  |  |  | Commercial | New | Offices | Energy Star Commercial Oven
Residential | Turnover | Multi-Family | Solar Powered Pool Pumps |  |  |  |  | Commercial | New | Restaurants | Energy Star Commercial Oven
Residential | Turnover | Manufactured Home | Solar Powered Pool Pumps |  |  |  |  | Commercial | New | Retail | Energy Star Commercial Oven
Residential | New | Single Family | Solar Powered Pool Pumps |  |  |  |  | Commercial | New | Schools K-12 | Energy Star Commercial Oven
Residential | New | Multi-Family | Solar Powered Pool Pumps |  |  |  |  | Commercial | New | Warehouse | Energy Star Commercial Oven
Residential | New | Manufactured Home | Solar Powered Pool Pumps |  |  |  |  | Commercial | Turnover | Assembly | Energy Star Griddle
Residential | Existing | Single Family | Drain Water Heat Recovery |  |  |  |  | Commercial | Turnover | College and University | Energy Star Griddle
Residential | Existing | Multi-Family | Drain Water Heat Recovery |  |  |  |  | Commercial | Turnover | Grocery | Energy Star Griddle
Residential | Existing | Manufactured Home | Drain Water Heat Recovery |  |  |  |  | Commercial | Turnover | Healthcare | Energy Star Griddle
Residential | New | Single Family | Drain Water Heat Recovery |  |  |  |  | Commercial | Turnover | Hospitals | Energy Star Griddle
Residential | New | Multi-Family | Drain Water Heat Recovery |  |  |  |  | Commercial | Turnover | Institutional | Energy Star Griddle
Residential | New | Manufactured Home | Drain Water Heat Recovery |  |  |  |  | Commercial | Turnover | Lodging/Hospitality | Energy Star Griddle
Residential | Existing | Single Family | Heat Trap |  |  |  |  | Commercial | Turnover | Miscellaneous | Energy Star Griddle
Residential | Existing | Multi-Family | Heat Trap |  |  |  |  | Commercial | Turnover | Offices | Energy Star Griddle
Residential | Existing | Manufactured Home | Heat Trap |  |  |  |  | Commercial | Turnover | Restaurants | Energy Star Griddle
Residential | New | Single Family | Heat Trap |  |  |  |  | Commercial | Turnover | Retail | Energy Star Griddle
Residential | New | Multi-Family | Heat Trap |  |  |  |  | Commercial | Turnover | Schools K-12 | Energy Star Griddle
Residential | New | Manufactured Home | Heat Trap |  |  |  |  | Commercial | Turnover | Warehouse | Energy Star Griddle
Residential | Existing | Single Family | Water Heater Blanket |  |  |  |  | Commercial | New | Assembly | Energy Star Griddle
Residential | Existing | Multi-Family | Water Heater Blanket |  |  |  |  | Commercial | New | College and University | Energy Star Griddle
Residential | Existing | Manufactured Home | Water Heater Blanket |  |  |  |  | Commercial | New | Grocery | Energy Star Griddle
Residential | New | Single Family | Water Heater Blanket |  |  |  |  | Commercial | New | Healthcare | Energy Star Griddle
Residential | New | Multi-Family | Water Heater Blanket |  |  |  |  | Commercial | New | Hospitals | Energy Star Griddle
Residential | New | Manufactured Home | Water Heater Blanket |  |  |  |  | Commercial | New | Institutional | Energy Star Griddle
Residential | Existing | Single Family | Water Heater Timeclock |  |  |  |  | Commercial | New | Lodging/Hospitality | Energy Star Griddle
Residential | Existing | Multi-Family | Water Heater Timeclock |  |  |  |  | Commercial | New | Miscellaneous | Energy Star Griddle
Residential | Existing | Manufactured Home | Water Heater Timeclock |  |  |  |  | Commercial | New | Offices | Energy Star Griddle
Residential | New | Single Family | Water Heater Timeclock |  |  |  |  | Commercial | New | Restaurants | Energy Star Griddle
Residential | New | Multi-Family | Water Heater Timeclock |  |  |  |  | Commercial | New | Retail | Energy Star Griddle
Residential | New | Manufactured Home | Water Heater Timeclock |  |  |  |  | Commercial | New | Schools K-12 | Energy Star Griddle
Residential | Existing | Single Family | Air Sealing-Infiltration Control |  |  |  |  | Commercial | New | Warehouse | Energy Star Griddle
Residential | Existing | Multi-Family | Air Sealing-Infiltration Control |  |  |  |  | Commercial | Turnover | Assembly | Energy Star Steamer
Residential | Existing | Manufactured Home | Air Sealing-Infiltration Control |  |  |  |  | Commercial | Turnover | College and University | Energy Star Steamer
Residential | New | Single Family | Air Sealing-Infiltration Control |  |  |  |  | Commercial | Turnover | Grocery | Energy Star Steamer
Residential | New | Multi-Family | Air Sealing-Infiltration Control |  |  |  |  | Commercial | Turnover | Healthcare | Energy Star Steamer
Residential | New | Manufactured Home | Air Sealing-Infiltration Control |  |  |  |  | Commercial | Turnover | Hospitals | Energy Star Steamer
Residential | Existing | Multi-Family | Ceiling Insulation(R12 to R38) |  |  |  |  | Commercial | Turnover | Institutional | Energy Star Steamer
Residential | Existing | Manufactured Home | Ceiling Insulation(R12 to R38) |  |  |  |  | Commercial | Turnover | Lodging/Hospitality | Energy Star Steamer
Residential | New | Multi-Family | Ceiling Insulation(R12 to R38) |  |  |  |  | Commercial | Turnover | Miscellaneous | Energy Star Steamer
Residential | New | Manufactured Home | Ceiling Insulation(R12 to R38) |  |  |  |  | Commercial | Turnover | Offices | Energy Star Steamer
Residential | Existing | Single Family | Ceiling Insulation(R19 to R38) |  |  |  |  | Commercial | Turnover | Restaurants | Energy Star Steamer
Residential | Existing | Multi-Family | Ceiling Insulation(R19 to R38) |  |  |  |  | Commercial | Turnover | Retail | Energy Star Steamer
Residential | Existing | Manufactured Home | Ceiling Insulation(R19 to R38) |  |  |  |  | Commercial | Turnover | Schools K-12 | Energy Star Steamer
Residential | New | Single Family | Ceiling Insulation(R19 to R38) |  |  |  |  | Commercial | Turnover | Warehouse | Energy Star Steamer
Residential | New | Multi-Family | Ceiling Insulation(R19 to R38) |  |  |  |  | Commercial | New | Assembly | Energy Star Steamer
Residential | New | Manufactured Home | Ceiling Insulation(R19 to R38) |  |  |  |  | Commercial | New | College and University | Energy Star Steamer
Residential | Existing | Single Family | Ceiling Insulation(R30 to R38) |  |  |  |  | Commercial | New | Grocery | Energy Star Steamer
Residential | Existing | Multi-Family | Ceiling Insulation(R30 to R38) |  |  |  |  | Commercial | New | Healthcare | Energy Star Steamer
Residential | Existing | Manufactured Home | Ceiling Insulation(R30 to R38) |  |  |  |  | Commercial | New | Hospitals | Energy Star Steamer
Residential | New | Single Family | Ceiling Insulation(R30 to R38) |  |  |  |  | Commercial | New | Institutional | Energy Star Steamer
Residential | New | Multi-Family | Ceiling Insulation(R30 to R38) |  |  |  |  | Commercial | New | Lodging/Hospitality | Energy Star Steamer
Residential | New | Manufactured Home | Ceiling Insulation(R30 to R38) |  |  |  |  | Commercial | New | Miscellaneous | Energy Star Steamer
Residential | Existing | Single Family | Central AC Tune Up |  |  |  |  | Commercial | New | Offices | Energy Star Steamer
Residential | Existing | Multi-Family | Central AC Tune Up |  |  |  |  | Commercial | New | Restaurants | Energy Star Steamer
Residential | Existing | Manufactured Home | Central AC Tune Up |  |  |  |  | Commercial | New | Retail | Energy Star Steamer
Residential | New | Single Family | Central AC Tune Up |  |  |  |  | Commercial | New | Schools K-12 | Energy Star Steamer
Residential | New | Multi-Family | Central AC Tune Up |  |  |  |  | Commercial | New | Warehouse | Energy Star Steamer
Residential | New | Manufactured Home | Central AC Tune Up |  |  |  |  | Commercial | Turnover | Assembly | Energy Star Commercial Dishwasher
Residential | Existing | Single Family | Duct Insulation |  |  |  |  | Commercial | Turnover | College and University | Energy Star Commercial Dishwasher
Residential | Existing | Multi-Family | Duct Insulation |  |  |  |  | Commercial | Turnover | Grocery | Energy Star Commercial Dishwasher
Residential | Existing | Manufactured Home | Duct Insulation |  |  |  |  | Commercial | Turnover | Healthcare | Energy Star Commercial Dishwasher
Residential | New | Single Family | Duct Insulation |  |  |  |  | Commercial | Turnover | Hospitals | Energy Star Commercial Dishwasher
Residential | New | Multi-Family | Duct Insulation |  |  |  |  | Commercial | Turnover | Institutional | Energy Star Commercial Dishwasher
Residential | New | Manufactured Home | Duct Insulation |  |  |  |  | Commercial | Turnover | Lodging/Hospitality | Energy Star Commercial Dishwasher
Residential | New | Single Family | Duct Repair |  |  |  |  | Commercial | Turnover | Miscellaneous | Energy Star Commercial Dishwasher
Residential | New | Multi-Family | Duct Repair |  |  |  |  | Commercial | Turnover | Offices | Energy Star Commercial Dishwasher
Residential | New | Manufactured Home | Duct Repair |  |  |  |  | Commercial | Turnover | Restaurants | Energy Star Commercial Dishwasher
Residential | Existing | Single Family | Energy Star Door |  |  |  |  | Commercial | Turnover | Retail | Energy Star Commercial Dishwasher
Residential | Existing | Multi-Family | Energy Star Door |  |  |  |  | Commercial | Turnover | Schools K-12 | Energy Star Commercial Dishwasher
Residential | Existing | Manufactured Home | Energy Star Door |  |  |  |  | Commercial | Turnover | Warehouse | Energy Star Commercial Dishwasher
Residential | New | Single Family | Energy Star Door |  |  |  |  | Commercial | New | Assembly | Energy Star Commercial Dishwasher
Residential | New | Multi-Family | Energy Star Door |  |  |  |  | Commercial | New | College and University | Energy Star Commercial Dishwasher
Residential | New | Manufactured Home | Energy Star Door |  |  |  |  | Commercial | New | Grocery | Energy Star Commercial Dishwasher
Residential | New | Single Family | Energy Star Windows |  |  |  |  | Commercial | New | Healthcare | Energy Star Commercial Dishwasher
Residential | New | Multi-Family | Energy Star Windows |  |  |  |  | Commercial | New | Hospitals | Energy Star Commercial Dishwasher
Residential | New | Manufactured Home | Energy Star Windows |  |  |  |  | Commercial | New | Institutional | Energy Star Commercial Dishwasher
Residential | Existing | Single Family | Floor Insulation |  |  |  |  | Commercial | New | Lodging/Hospitality | Energy Star Commercial Dishwasher
Residential | Existing | Multi-Family | Floor Insulation |  |  |  |  | Commercial | New | Miscellaneous | Energy Star Commercial Dishwasher
Residential | Existing | Manufactured Home | Floor Insulation |  |  |  |  | Commercial | New | Offices | Energy Star Commercial Dishwasher
Residential | New | Single Family | Floor Insulation |  |  |  |  | Commercial | New | Restaurants | Energy Star Commercial Dishwasher
Residential | New | Multi-Family | Floor Insulation |  |  |  |  | Commercial | New | Retail | Energy Star Commercial Dishwasher
Residential | New | Manufactured Home | Floor Insulation |  |  |  |  | Commercial | New | Schools K-12 | Energy Star Commercial Dishwasher
Residential | Existing | Single Family | Green Roof |  |  |  |  | Commercial | New | Warehouse | Energy Star Commercial Dishwasher
Residential | Existing | Multi-Family | Green Roof |  |  |  |  | Commercial | Turnover | College and University | Heat Pump Water Heater
Residential | Existing | Manufactured Home | Green Roof |  |  |  |  | Commercial | Turnover | Grocery | Heat Pump Water Heater
Residential | New | Single Family | Green Roof |  |  |  |  | Commercial | Turnover | Healthcare | Heat Pump Water Heater
Residential | New | Multi-Family | Green Roof |  |  |  |  | Commercial | Turnover | Hospitals | Heat Pump Water Heater
Residential | New | Manufactured Home | Green Roof |  |  |  |  | Commercial | Turnover | Institutional | Heat Pump Water Heater
Residential | Existing | Single Family | Heat Pump Tune Up |  |  |  |  | Commercial | Turnover | Lodging/Hospitality | Heat Pump Water Heater
Residential | Existing | Multi-Family | Heat Pump Tune Up |  |  |  |  | Commercial | Turnover | Miscellaneous | Heat Pump Water Heater
Residential | Existing | Manufactured Home | Heat Pump Tune Up |  |  |  |  | Commercial | Turnover | Offices | Heat Pump Water Heater
Residential | New | Single Family | Heat Pump Tune Up |  |  |  |  | Commercial | Turnover | Restaurants | Heat Pump Water Heater
Residential | New | Multi-Family | Heat Pump Tune Up |  |  |  |  | Commercial | Turnover | Retail | Heat Pump Water Heater
Residential | New | Manufactured Home | Heat Pump Tune Up |  |  |  |  | Commercial | Turnover | Warehouse | Heat Pump Water Heater
Residential | Existing | Single Family | Home Energy Management System |  |  |  |  | Commercial | New | College and University | Heat Pump Water Heater
Residential | Existing | Multi-Family | Home Energy Management System |  |  |  |  | Commercial | New | Grocery | Heat Pump Water Heater
Residential | Existing | Manufactured Home | Home Energy Management System |  |  |  |  | Commercial | New | Healthcare | Heat Pump Water Heater
Residential | New | Single Family | Home Energy Management System |  |  |  |  | Commercial | New | Hospitals | Heat Pump Water Heater
Residential | New | Multi-Family | Home Energy Management System |  |  |  |  | Commercial | New | Institutional | Heat Pump Water Heater
Residential | New | Manufactured Home | Home Energy Management System |  |  |  |  | Commercial | New | Lodging/Hospitality | Heat Pump Water Heater
Residential | Existing | Single Family | HVAC ECM Motor |  |  |  |  | Commercial | New | Miscellaneous | Heat Pump Water Heater
Residential | Existing | Multi-Family | HVAC ECM Motor |  |  |  |  | Commercial | New | Offices | Heat Pump Water Heater
Residential | Existing | Manufactured Home | HVAC ECM Motor |  |  |  |  | Commercial | New | Restaurants | Heat Pump Water Heater
Residential | New | Single Family | HVAC ECM Motor |  |  |  |  | Commercial | New | Retail | Heat Pump Water Heater
Residential | New | Multi-Family | HVAC ECM Motor |  |  |  |  | Commercial | New | Warehouse | Heat Pump Water Heater
Residential | New | Manufactured Home | HVAC ECM Motor |  |  |  |  | Commercial | Turnover | Assembly | CFL - 15W Flood
Residential | Existing | Single Family | Programmable Thermostat |  |  |  |  | Commercial | Turnover | College and University | CFL - 15W Flood
Residential | Existing | Multi-Family | Programmable Thermostat |  |  |  |  | Commercial | Turnover | Grocery | CFL - 15W Flood
Residential | Existing | Manufactured Home | Programmable Thermostat |  |  |  |  | Commercial | Turnover | Healthcare | CFL - 15W Flood
Residential | Existing | Single Family | Radiant Barrier |  |  |  |  | Commercial | Turnover | Hospitals | CFL - 15W Flood
Residential | Existing | Multi-Family | Radiant Barrier |  |  |  |  | Commercial | Turnover | Institutional | CFL - 15W Flood
Residential | Existing | Manufactured Home | Radiant Barrier |  |  |  |  | Commercial | Turnover | Lodging/Hospitality | CFL - 15W Flood
Residential | New | Single Family | Radiant Barrier |  |  |  |  | Commercial | Turnover | Miscellaneous | CFL - 15W Flood
Residential | New | Multi-Family | Radiant Barrier |  |  |  |  | Commercial | Turnover | Offices | CFL - 15W Flood
Residential | New | Manufactured Home | Radiant Barrier |  |  |  |  | Commercial | Turnover | Restaurants | CFL - 15W Flood
Residential | Existing | Single Family | Sealed crawlspace |  |  |  |  | Commercial | Turnover | Retail | CFL - 15W Flood
Residential | Existing | Multi-Family | Sealed crawlspace |  |  |  |  | Commercial | Turnover | Schools K-12 | CFL - 15W Flood
Residential | Existing | Manufactured Home | Sealed crawlspace |  |  |  |  | Commercial | Turnover | Warehouse | CFL - 15W Flood
Residential | New | Single Family | Sealed crawlspace |  |  |  |  | Commercial | New | Assembly | CFL - 15W Flood
Residential | New | Multi-Family | Sealed crawlspace |  |  |  |  | Commercial | New | College and University | CFL - 15W Flood
Residential | New | Manufactured Home | Sealed crawlspace |  |  |  |  | Commercial | New | Grocery | CFL - 15W Flood
Residential | Existing | Single Family | Smart Thermostat |  |  |  |  | Commercial | New | Healthcare | CFL - 15W Flood
Residential | Existing | Multi-Family | Smart Thermostat |  |  |  |  | Commercial | New | Hospitals | CFL - 15W Flood
Residential | Existing | Manufactured Home | Smart Thermostat |  |  |  |  | Commercial | New | Institutional | CFL - 15W Flood
Residential | New | Multi-Family | Smart Thermostat |  |  |  |  | Commercial | New | Lodging/Hospitality | CFL - 15W Flood
Residential | Existing | Single Family | Spray Foam Insulation(Base R12) |  |  |  |  | Commercial | New | Miscellaneous | CFL - 15W Flood
Residential | Existing | Multi-Family | Spray Foam Insulation(Base R12) |  |  |  |  | Commercial | New | Offices | CFL - 15W Flood
Residential | Existing | Manufactured Home | Spray Foam Insulation(Base R12) |  |  |  |  | Commercial | New | Restaurants | CFL - 15W Flood
Residential | New | Single Family | Spray Foam Insulation(Base R12) |  |  |  |  | Commercial | New | Retail | CFL - 15W Flood
Residential | New | Multi-Family | Spray Foam Insulation(Base R12) |  |  |  |  | Commercial | New | Schools K-12 | CFL - 15W Flood
Residential | New | Manufactured Home | Spray Foam Insulation(Base R12) |  |  |  |  | Commercial | New | Warehouse | CFL - 15W Flood
Residential | Existing | Single Family | Spray Foam Insulation(Base R19) |  |  |  |  | Commercial | Turnover | Assembly | LED - 9W Flood
Residential | Existing | Multi-Family | Spray Foam Insulation(Base R19) |  |  |  |  | Commercial | Turnover | College and University | LED - 9W Flood
Residential | Existing | Manufactured Home | Spray Foam Insulation(Base R19) |  |  |  |  | Commercial | Turnover | Grocery | LED - 9W Flood
Residential | New | Single Family | Spray Foam Insulation(Base R19) |  |  |  |  | Commercial | Turnover | Healthcare | LED - 9W Flood
Residential | New | Multi-Family | Spray Foam Insulation(Base R19) |  |  |  |  | Commercial | Turnover | Hospitals | LED - 9W Flood
Residential | New | Manufactured Home | Spray Foam Insulation(Base R19) |  |  |  |  | Commercial | Turnover | Institutional | LED - 9W Flood
Residential | Existing | Single Family | Spray Foam Insulation(Base R2) |  |  |  |  | Commercial | Turnover | Lodging/Hospitality | LED - 9W Flood
Residential | Existing | Multi-Family | Spray Foam Insulation(Base R2) |  |  |  |  | Commercial | Turnover | Miscellaneous | LED - 9W Flood
Residential | Existing | Manufactured Home | Spray Foam Insulation(Base R2) |  |  |  |  | Commercial | Turnover | Offices | LED - 9W Flood
Residential | New | Single Family | Spray Foam Insulation(Base R2) |  |  |  |  | Commercial | Turnover | Restaurants | LED - 9W Flood
Residential | New | Multi-Family | Spray Foam Insulation(Base R2) |  |  |  |  | Commercial | Turnover | Retail | LED - 9W Flood
Residential | New | Manufactured Home | Spray Foam Insulation(Base R2) |  |  |  |  | Commercial | Turnover | Schools K-12 | LED - 9W Flood
Residential | Existing | Single Family | Spray Foam Insulation(Base R30) |  |  |  |  | Commercial | Turnover | Warehouse | LED - 9W Flood
Residential | Existing | Multi-Family | Spray Foam Insulation(Base R30) |  |  |  |  | Commercial | New | Assembly | LED - 9W Flood
Residential | Existing | Manufactured Home | Spray Foam Insulation(Base R30) |  |  |  |  | Commercial | New | College and University | LED - 9W Flood
Residential | New | Single Family | Spray Foam Insulation(Base R30) |  |  |  |  | Commercial | New | Grocery | LED - 9W Flood
Residential | New | Multi-Family | Spray Foam Insulation(Base R30) |  |  |  |  | Commercial | New | Healthcare | LED - 9W Flood
Residential | New | Manufactured Home | Spray Foam Insulation(Base R30) |  |  |  |  | Commercial | New | Hospitals | LED - 9W Flood
Residential | Existing | Single Family | Storm Door |  |  |  |  | Commercial | New | Institutional | LED - 9W Flood
Residential | Existing | Multi-Family | Storm Door |  |  |  |  | Commercial | New | Lodging/Hospitality | LED - 9W Flood
Residential | Existing | Manufactured Home | Storm Door |  |  |  |  | Commercial | New | Miscellaneous | LED - 9W Flood
Residential | New | Single Family | Storm Door |  |  |  |  | Commercial | New | Offices | LED - 9W Flood
Residential | New | Multi-Family | Storm Door |  |  |  |  | Commercial | New | Restaurants | LED - 9W Flood
Residential | New | Manufactured Home | Storm Door |  |  |  |  | Commercial | New | Retail | LED - 9W Flood
Residential | Existing | Single Family | Wall Insulation |  |  |  |  | Commercial | New | Schools K-12 | LED - 9W Flood
Residential | Existing | Multi-Family | Wall Insulation |  |  |  |  | Commercial | New | Warehouse | LED - 9W Flood
Residential | Existing | Manufactured Home | Wall Insulation |  |  |  |  | Commercial | Turnover | Assembly | LED Display Lighting (Exterior)
Residential | New | Single Family | Wall Insulation |  |  |  |  | Commercial | Turnover | College and University | LED Display Lighting (Exterior)
Residential | New | Multi-Family | Wall Insulation |  |  |  |  | Commercial | Turnover | Grocery | LED Display Lighting (Exterior)
Residential | New | Manufactured Home | Wall Insulation |  |  |  |  | Commercial | Turnover | Healthcare | LED Display Lighting (Exterior)
Residential | Existing | Single Family | Window Sun Protection |  |  |  |  | Commercial | Turnover | Hospitals | LED Display Lighting (Exterior)
Residential | Existing | Multi-Family | Window Sun Protection |  |  |  |  | Commercial | Turnover | Institutional | LED Display Lighting (Exterior)
Residential | Existing | Manufactured Home | Window Sun Protection |  |  |  |  | Commercial | Turnover | Lodging/Hospitality | LED Display Lighting (Exterior)
Residential | New | Single Family | Window Sun Protection |  |  |  |  | Commercial | Turnover | Miscellaneous | LED Display Lighting (Exterior)
Residential | New | Multi-Family | Window Sun Protection |  |  |  |  | Commercial | Turnover | Offices | LED Display Lighting (Exterior)
Residential | New | Manufactured Home | Window Sun Protection |  |  |  |  | Commercial | Turnover | Restaurants | LED Display Lighting (Exterior)
Residential | Existing | Single Family | Exterior Lighting Controls |  |  |  |  | Commercial | Turnover | Retail | LED Display Lighting (Exterior)
Residential | Existing | Multi-Family | Exterior Lighting Controls |  |  |  |  | Commercial | Turnover | Schools K-12 | LED Display Lighting (Exterior)
Residential | Existing | Manufactured Home | Exterior Lighting Controls |  |  |  |  | Commercial | Turnover | Warehouse | LED Display Lighting (Exterior)
Residential | New | Single Family | Exterior Lighting Controls |  |  |  |  | Commercial | New | Assembly | LED Display Lighting (Exterior)
Residential | New | Multi-Family | Exterior Lighting Controls |  |  |  |  | Commercial | New | College and University | LED Display Lighting (Exterior)
Residential | New | Manufactured Home | Exterior Lighting Controls |  |  |  |  | Commercial | New | Grocery | LED Display Lighting (Exterior)
Residential | Existing | Single Family | Interior Lighting Controls |  |  |  |  | Commercial | New | Healthcare | LED Display Lighting (Exterior)
Residential | Existing | Multi-Family | Interior Lighting Controls |  |  |  |  | Commercial | New | Hospitals | LED Display Lighting (Exterior)
Residential | Existing | Manufactured Home | Interior Lighting Controls |  |  |  |  | Commercial | New | Institutional | LED Display Lighting (Exterior)
Residential | New | Single Family | Interior Lighting Controls |  |  |  |  | Commercial | New | Lodging/Hospitality | LED Display Lighting (Exterior)
Residential | New | Multi-Family | Interior Lighting Controls |  |  |  |  | Commercial | New | Miscellaneous | LED Display Lighting (Exterior)
Residential | New | Manufactured Home | Interior Lighting Controls |  |  |  |  | Commercial | New | Offices | LED Display Lighting (Exterior)
Residential | Existing | Single Family | Solar Attic Fan |  |  |  |  | Commercial | New | Restaurants | LED Display Lighting (Exterior)
Residential | Existing | Multi-Family | Solar Attic Fan |  |  |  |  | Commercial | New | Retail | LED Display Lighting (Exterior)
Residential | Existing | Manufactured Home | Solar Attic Fan |  |  |  |  | Commercial | New | Schools K-12 | LED Display Lighting (Exterior)
Residential | New | Single Family | Solar Attic Fan |  |  |  |  | Commercial | New | Warehouse | LED Display Lighting (Exterior)
Residential | New | Multi-Family | Solar Attic Fan |  |  |  |  | Commercial | Turnover | Assembly | LED Parking Lighting
Residential | New | Manufactured Home | Solar Attic Fan |  |  |  |  | Commercial | Turnover | College and University | LED Parking Lighting
Residential | New | Single Family | Solar Voltaic
Residential | New | Multi-Family | Solar Voltaic
Residential | New | Residential | Solar Plus Storage
Commercial | Turnover | Assembly | Energy Star Fryer |  |  |  |  | Commercial | Turnover | Grocery | LED Parking Lighting
Commercial | Turnover | College and University | Energy Star Fryer |  |  |  |  | Commercial | Turnover | Healthcare | LED Parking Lighting
Commercial | Turnover | Grocery | Energy Star Fryer |  |  |  |  | Commercial | Turnover | Hospitals | LED Parking Lighting
Commercial | Turnover | Healthcare | Energy Star Fryer |  |  |  |  | Commercial | Turnover | Institutional | LED Parking Lighting
Commercial | Turnover | Hospitals | Energy Star Fryer |  |  |  |  | Commercial | Turnover | Lodging/Hospitality | LED Parking Lighting
Commercial | Turnover | Institutional | Energy Star Fryer |  |  |  |  | Commercial | Turnover | Miscellaneous | LED Parking Lighting
Commercial | Turnover | Lodging/Hospitality | Energy Star Fryer |  |  |  |  | Commercial | Turnover | Offices | LED Parking Lighting
Commercial | Turnover | Miscellaneous | Energy Star Fryer |  |  |  |  | Commercial | Turnover | Restaurants | LED Parking Lighting
Commercial | Turnover | Offices | Energy Star Fryer |  |  |  |  | Commercial | Turnover | Retail | LED Parking Lighting
Commercial | Turnover | Restaurants | Energy Star Fryer |  |  |  |  | Commercial | Turnover | Schools K-12 | LED Parking Lighting
Commercial | Turnover | Retail | Energy Star Fryer |  |  |  |  | Commercial | Turnover | Warehouse | LED Parking Lighting
Commercial | Turnover | Schools K-12 | Energy Star Fryer |  |  |  |  | Commercial | New | Assembly | LED Parking Lighting
Commercial | Turnover | Warehouse | Energy Star Fryer |  |  |  |  | Commercial | New | College and University | LED Parking Lighting
Commercial | New | Assembly | Energy Star Fryer |  |  |  |  | Commercial | New | Grocery | LED Parking Lighting
Commercial | New | College and University | Energy Star Fryer |  |  |  |  | Commercial | New | Healthcare | LED Parking Lighting
Commercial | New | Grocery | Energy Star Fryer |  |  |  |  | Commercial | New | Hospitals | LED Parking Lighting
Commercial | New | Healthcare | Energy Star Fryer |  |  |  |  | Commercial | New | Institutional | LED Parking Lighting
Commercial | New | Hospitals | Energy Star Fryer |  |  |  |  | Commercial | New | Lodging/Hospitality | LED Parking Lighting
Commercial | New | Institutional | Energy Star Fryer |  |  |  |  | Commercial | New | Miscellaneous | LED Parking Lighting
Commercial | New | Lodging/Hospitality | Energy Star Fryer |  |  |  |  | Commercial | New | Offices | LED Parking Lighting
Commercial | New | Miscellaneous | Energy Star Fryer |  |  |  |  | Commercial | New | Restaurants | LED Parking Lighting
Commercial | New | Offices | Energy Star Fryer |  |  |  |  | Commercial | New | Retail | LED Parking Lighting
Commercial | New | Restaurants | Energy Star Fryer |  |  |  |  | Commercial | New | Schools K-12 | LED Parking Lighting
Commercial | New | Retail | Energy Star Fryer |  |  |  |  | Commercial | New | Warehouse | LED Parking Lighting
Commercial | New | Schools K-12 | Energy Star Fryer |  |  |  |  | Commercial | Turnover | Assembly | LED Street Lights
Commercial | New | Warehouse | Energy Star Fryer |  |  |  |  | Commercial | Turnover | College and University | LED Street Lights
Commercial | Turnover | Assembly | Induction Cooktops |  |  |  |  | Commercial | Turnover | Grocery | LED Street Lights
Commercial | Turnover | College and University | Induction Cooktops |  |  |  |  | Commercial | Turnover | Healthcare | LED Street Lights
Commercial | Turnover | Grocery | Induction Cooktops |  |  |  |  | Commercial | Turnover | Hospitals | LED Street Lights
Commercial | Turnover | Healthcare | Induction Cooktops |  |  |  |  | Commercial | Turnover | Institutional | LED Street Lights
Commercial | Turnover | Hospitals | Induction Cooktops |  |  |  |  | Commercial | Turnover | Lodging/Hospitality | LED Street Lights
Commercial | Turnover | Institutional | Induction Cooktops |  |  |  |  | Commercial | Turnover | Miscellaneous | LED Street Lights
Commercial | Turnover | Lodging/Hospitality | Induction Cooktops |  |  |  |  | Commercial | Turnover | Offices | LED Street Lights
Commercial | Turnover | Miscellaneous | Induction Cooktops |  |  |  |  | Commercial | Turnover | Restaurants | LED Street Lights
Commercial | Turnover | Offices | Induction Cooktops |  |  |  |  | Commercial | Turnover | Retail | LED Street Lights
Commercial | Turnover | Restaurants | Induction Cooktops |  |  |  |  | Commercial | Turnover | Schools K-12 | LED Street Lights
Commercial | Turnover | Retail | Induction Cooktops |  |  |  |  | Commercial | Turnover | Warehouse | LED Street Lights
Commercial | Turnover | Schools K-12 | Induction Cooktops |  |  |  |  | Commercial | New | Assembly | LED Street Lights
Commercial | Turnover | Warehouse | Induction Cooktops |  |  |  |  | Commercial | New | College and University | LED Street Lights
Commercial | New | Assembly | Induction Cooktops |  |  |  |  | Commercial | New | Grocery | LED Street Lights
Commercial | New | College and University | Induction Cooktops |  |  |  |  | Commercial | New | Healthcare | LED Street Lights
Commercial | New | Grocery | Induction Cooktops |  |  |  |  | Commercial | New | Hospitals | LED Street Lights
Commercial | New | Healthcare | Induction Cooktops |  |  |  |  | Commercial | New | Institutional | LED Street Lights
Commercial | New | Hospitals | Induction Cooktops |  |  |  |  | Commercial | New | Lodging/Hospitality | LED Street Lights
Commercial | New | Institutional | Induction Cooktops |  |  |  |  | Commercial | New | Miscellaneous | LED Street Lights
Commercial | New | Lodging/Hospitality | Induction Cooktops |  |  |  |  | Commercial | New | Offices | LED Street Lights
Commercial | New | Miscellaneous | Induction Cooktops |  |  |  |  | Commercial | New | Restaurants | LED Street Lights
Commercial | New | Offices | Induction Cooktops |  |  |  |  | Commercial | New | Retail | LED Street Lights
Commercial | New | Restaurants | Induction Cooktops |  |  |  |  | Commercial | New | Schools K-12 | LED Street Lights
Commercial | New | Retail | Induction Cooktops |  |  |  |  | Commercial | New | Warehouse | LED Street Lights
Commercial | New | Schools K-12 | Induction Cooktops |  |  |  |  | Commercial | Turnover | Healthcare | High Efficiency PTAC
Commercial | New | Warehouse | Induction Cooktops |  |  |  |  | Commercial | Turnover | Hospitals | High Efficiency PTAC
Commercial | Turnover | Schools K-12 | Heat Pump Water Heater |  |  |  |  | Commercial | Turnover | Lodging/Hospitality | High Efficiency PTAC
Commercial | New | Schools K-12 | Heat Pump Water Heater |  |  |  |  | Commercial | Turnover | Restaurants | High Efficiency PTAC
Commercial | Turnover | Assembly | Instantaneous Hot Water System |  |  |  |  | Commercial | Turnover | Retail | High Efficiency PTAC
Commercial | Turnover | College and University | Instantaneous Hot Water System |  |  |  |  | Commercial | New | Healthcare | High Efficiency PTAC
Commercial | Turnover | Grocery | Instantaneous Hot Water System |  |  |  |  | Commercial | New | Hospitals | High Efficiency PTAC
Commercial | Turnover | Healthcare | Instantaneous Hot Water System |  |  |  |  | Commercial | New | Lodging/Hospitality | High Efficiency PTAC
Commercial | Turnover | Hospitals | Instantaneous Hot Water System |  |  |  |  | Commercial | New | Restaurants | High Efficiency PTAC
Commercial | Turnover | Institutional | Instantaneous Hot Water System |  |  |  |  | Commercial | New | Retail | High Efficiency PTAC
Commercial | Turnover | Lodging/Hospitality | Instantaneous Hot Water System |  |  |  |  | Commercial | Turnover | Healthcare | High Efficiency PTHP
Commercial | Turnover | Miscellaneous | Instantaneous Hot Water System |  |  |  |  | Commercial | Turnover | Hospitals | High Efficiency PTHP
Commercial | Turnover | Offices | Instantaneous Hot Water System |  |  |  |  | Commercial | Turnover | Lodging/Hospitality | High Efficiency PTHP
Commercial | Turnover | Restaurants | Instantaneous Hot Water System |  |  |  |  | Commercial | Turnover | Restaurants | High Efficiency PTHP
Commercial | Turnover | Retail | Instantaneous Hot Water System |  |  |  |  | Commercial | Turnover | Retail | High Efficiency PTHP
Commercial | Turnover | Schools K-12 | Instantaneous Hot Water System |  |  |  |  | Commercial | Turnover | Schools K-12 | High Efficiency PTHP
Commercial | Turnover | Warehouse | Instantaneous Hot Water System |  |  |  |  | Commercial | New | Healthcare | High Efficiency PTHP
Commercial | New | Assembly | Instantaneous Hot Water System |  |  |  |  | Commercial | New | Hospitals | High Efficiency PTHP
Commercial | New | College and University | Instantaneous Hot Water System |  |  |  |  | Commercial | New | Lodging/Hospitality | High Efficiency PTHP
Commercial | New | Grocery | Instantaneous Hot Water System |  |  |  |  | Commercial | New | Restaurants | High Efficiency PTHP
Commercial | New | Healthcare | Instantaneous Hot Water System |  |  |  |  | Commercial | New | Retail | High Efficiency PTHP
Commercial | New | Hospitals | Instantaneous Hot Water System |  |  |  |  | Commercial | New | Schools K-12 | High Efficiency PTHP
Commercial | New | Institutional | Instantaneous Hot Water System |  |  |  |  | Commercial | Turnover | Assembly | CFL-23W
Commercial | New | Lodging/Hospitality | Instantaneous Hot Water System |  |  |  |  | Commercial | Turnover | College and University | CFL-23W
Commercial | New | Miscellaneous | Instantaneous Hot Water System |  |  |  |  | Commercial | Turnover | Grocery | CFL-23W
Commercial | New | Offices | Instantaneous Hot Water System |  |  |  |  | Commercial | Turnover | Healthcare | CFL-23W
Commercial | New | Restaurants | Instantaneous Hot Water System |  |  |  |  | Commercial | Turnover | Hospitals | CFL-23W
Commercial | New | Retail | Instantaneous Hot Water System |  |  |  |  | Commercial | Turnover | Institutional | CFL-23W
Commercial | New | Schools K-12 | Instantaneous Hot Water System |  |  |  |  | Commercial | Turnover | Lodging/Hospitality | CFL-23W
Commercial | New | Warehouse | Instantaneous Hot Water System |  |  |  |  | Commercial | Turnover | Miscellaneous | CFL-23W
Commercial | Turnover | Assembly | Solar Water Heater |  |  |  |  | Commercial | Turnover | Offices | CFL-23W
Commercial | Turnover | Healthcare | Solar Water Heater |  |  |  |  | Commercial | Turnover | Restaurants | CFL-23W
Commercial | Turnover | Restaurants | Solar Water Heater |  |  |  |  | Commercial | Turnover | Retail | CFL-23W
Commercial | Turnover | Schools K-12 | Solar Water Heater |  |  |  |  | Commercial | Turnover | Schools K-12 | CFL-23W
Commercial | New | Assembly | Solar Water Heater |  |  |  |  | Commercial | Turnover | Warehouse | CFL-23W
Commercial | New | Healthcare | Solar Water Heater |  |  |  |  | Commercial | New | Assembly | CFL-23W
Commercial | New | Restaurants | Solar Water Heater |  |  |  |  | Commercial | New | College and University | CFL-23W
Commercial | New | Schools K-12 | Solar Water Heater |  |  |  |  | Commercial | New | Grocery | CFL-23W
Commercial | Turnover | Assembly | LED Traffic and Crosswalk Lighting |  |  |  |  | Commercial | New | Healthcare | CFL-23W
Commercial | Turnover | College and University | LED Traffic and Crosswalk Lighting |  |  |  |  | Commercial | New | Hospitals | CFL-23W
Commercial | Turnover | Grocery | LED Traffic and Crosswalk Lighting |  |  |  |  | Commercial | New | Institutional | CFL-23W
Commercial | Turnover | Healthcare | LED Traffic and Crosswalk Lighting |  |  |  |  | Commercial | New | Lodging/Hospitality | CFL-23W
Commercial | Turnover | Hospitals | LED Traffic and Crosswalk Lighting |  |  |  |  | Commercial | New | Miscellaneous | CFL-23W
Commercial | Turnover | Institutional | LED Traffic and Crosswalk Lighting |  |  |  |  | Commercial | New | Offices | CFL-23W
Commercial | Turnover | Lodging/Hospitality | LED Traffic and Crosswalk Lighting |  |  |  |  | Commercial | New | Restaurants | CFL-23W
Commercial | Turnover | Miscellaneous | LED Traffic and Crosswalk Lighting |  |  |  |  | Commercial | New | Retail | CFL-23W
Commercial | Turnover | Offices | LED Traffic and Crosswalk Lighting |  |  |  |  | Commercial | New | Schools K-12 | CFL-23W
Commercial | Turnover | Restaurants | LED Traffic and Crosswalk Lighting |  |  |  |  | Commercial | New | Warehouse | CFL-23W
Commercial | Turnover | Retail | LED Traffic and Crosswalk Lighting |  |  |  |  | Commercial | Turnover | Assembly | High Bay Fluorescent (T5)
Commercial | Turnover | Schools K-12 | LED Traffic and Crosswalk Lighting |  |  |  |  | Commercial | Turnover | College and University | High Bay Fluorescent (T5)
Commercial | Turnover | Warehouse | LED Traffic and Crosswalk Lighting |  |  |  |  | Commercial | Turnover | Grocery | High Bay Fluorescent (T5)
Commercial | New | Assembly | LED Traffic and Crosswalk Lighting |  |  |  |  | Commercial | Turnover | Healthcare | High Bay Fluorescent (T5)
Commercial | New | College and University | LED Traffic and Crosswalk Lighting |  |  |  |  | Commercial | Turnover | Hospitals | High Bay Fluorescent (T5)
Commercial | New | Grocery | LED Traffic and Crosswalk Lighting |  |  |  |  | Commercial | Turnover | Institutional | High Bay Fluorescent (T5)
Commercial | New | Healthcare | LED Traffic and Crosswalk Lighting |  |  |  |  | Commercial | Turnover | Lodging/Hospitality | High Bay Fluorescent (T5)
Commercial | New | Hospitals | LED Traffic and Crosswalk Lighting |  |  |  |  | Commercial | Turnover | Miscellaneous | High Bay Fluorescent (T5)
Commercial | New | Institutional | LED Traffic and Crosswalk Lighting |  |  |  |  | Commercial | Turnover | Offices | High Bay Fluorescent (T5)
Commercial | New | Lodging/Hospitality | LED Traffic and Crosswalk Lighting |  |  |  |  | Commercial | Turnover | Restaurants | High Bay Fluorescent (T5)
Commercial | New | Miscellaneous | LED Traffic and Crosswalk Lighting |  |  |  |  | Commercial | Turnover | Retail | High Bay Fluorescent (T5)
Commercial | New | Offices | LED Traffic and Crosswalk Lighting |  |  |  |  | Commercial | Turnover | Warehouse | High Bay Fluorescent (T5)
Commercial | New | Restaurants | LED Traffic and Crosswalk Lighting |  |  |  |  | Commercial | New | Assembly | High Bay Fluorescent (T5)
Commercial | New | Retail | LED Traffic and Crosswalk Lighting |  |  |  |  | Commercial | New | College and University | High Bay Fluorescent (T5)
Commercial | New | Schools K-12 | LED Traffic and Crosswalk Lighting |  |  |  |  | Commercial | New | Grocery | High Bay Fluorescent (T5)
Commercial | New | Warehouse | LED Traffic and Crosswalk Lighting |  |  |  |  | Commercial | New | Healthcare | High Bay Fluorescent (T5)
Commercial | Turnover | Assembly | Geothermal Heat Pump |  |  |  |  | Commercial | New | Hospitals | High Bay Fluorescent (T5)
Commercial | Turnover | College and University | Geothermal Heat Pump |  |  |  |  | Commercial | New | Institutional | High Bay Fluorescent (T5)
Commercial | Turnover | Grocery | Geothermal Heat Pump |  |  |  |  | Commercial | New | Lodging/Hospitality | High Bay Fluorescent (T5)
Commercial | Turnover | Healthcare | Geothermal Heat Pump |  |  |  |  | Commercial | New | Miscellaneous | High Bay Fluorescent (T5)
Commercial | Turnover | Hospitals | Geothermal Heat Pump |  |  |  |  | Commercial | New | Offices | High Bay Fluorescent (T5)
Commercial | Turnover | Institutional | Geothermal Heat Pump |  |  |  |  | Commercial | New | Restaurants | High Bay Fluorescent (T5)
Commercial | Turnover | Lodging/Hospitality | Geothermal Heat Pump |  |  |  |  | Commercial | New | Retail | High Bay Fluorescent (T5)
Commercial | Turnover | Miscellaneous | Geothermal Heat Pump |  |  |  |  | Commercial | New | Warehouse | High Bay Fluorescent (T5)
Commercial | Turnover | Offices | Geothermal Heat Pump |  |  |  |  | Commercial | Turnover | College and University | High Bay LED
Commercial | Turnover | Restaurants | Geothermal Heat Pump |  |  |  |  | Commercial | Turnover | Grocery | High Bay LED
Commercial | Turnover | Retail | Geothermal Heat Pump |  |  |  |  | Commercial | Turnover | Healthcare | High Bay LED
Commercial | Turnover | Schools K-12 | Geothermal Heat Pump |  |  |  |  | Commercial | Turnover | Hospitals | High Bay LED
Commercial | Turnover | Warehouse | Geothermal Heat Pump |  |  |  |  | Commercial | Turnover | Miscellaneous | High Bay LED
Commercial | New | Assembly | Geothermal Heat Pump |  |  |  |  | Commercial | Turnover | Retail | High Bay LED
Commercial | New | College and University | Geothermal Heat Pump |  |  |  |  | Commercial | New | College and University | High Bay LED
Commercial | New | Grocery | Geothermal Heat Pump |  |  |  |  | Commercial | New | Grocery | High Bay LED
Commercial | New | Healthcare | Geothermal Heat Pump |  |  |  |  | Commercial | New | Healthcare | High Bay LED
Commercial | New | Hospitals | Geothermal Heat Pump |  |  |  |  | Commercial | New | Hospitals | High Bay LED
Commercial | New | Institutional | Geothermal Heat Pump |  |  |  |  | Commercial | New | Miscellaneous | High Bay LED
Commercial | New | Lodging/Hospitality | Geothermal Heat Pump |  |  |  |  | Commercial | New | Retail | High Bay LED
Commercial | New | Miscellaneous | Geothermal Heat Pump |  |  |  |  | Commercial | Turnover | Assembly | LED - 14W
Commercial | New | Offices | Geothermal Heat Pump |  |  |  |  | Commercial | Turnover | College and University | LED - 14W
Commercial | New | Restaurants | Geothermal Heat Pump |  |  |  |  | Commercial | Turnover | Grocery | LED - 14W
Commercial | New | Retail | Geothermal Heat Pump |  |  |  |  | Commercial | Turnover | Healthcare | LED - 14W
Commercial | New | Schools K-12 | Geothermal Heat Pump |  |  |  |  | Commercial | Turnover | Hospitals | LED - 14W
Commercial | New | Warehouse | Geothermal Heat Pump |  |  |  |  | Commercial | Turnover | Institutional | LED - 14W
Commercial | Turnover | Grocery | High Efficiency Chiller (Air Cooled, 50 tons) |  |  |  |  | Commercial | Turnover | Lodging/Hospitality | LED - 14W
Commercial | Turnover | Institutional | High Efficiency Chiller (Air Cooled, 50 tons) |  |  |  |  | Commercial | Turnover | Miscellaneous | LED - 14W
Commercial | Turnover | Miscellaneous | High Efficiency Chiller (Air Cooled, 50 tons) |  |  |  |  | Commercial | Turnover | Offices | LED - 14W
Commercial | Turnover | Warehouse | High Efficiency Chiller (Air Cooled, 50 tons) |  |  |  |  | Commercial | Turnover | Restaurants | LED - 14W
Commercial | New | Grocery | High Efficiency Chiller (Air Cooled, 50 tons) |  |  |  |  | Commercial | Turnover | Retail | LED - 14W
Commercial | New | Institutional | High Efficiency Chiller (Air Cooled, 50 tons) |  |  |  |  | Commercial | Turnover | Schools K-12 | LED - 14W
Commercial | New | Miscellaneous | High Efficiency Chiller (Air Cooled, 50 tons) |  |  |  |  | Commercial | Turnover | Warehouse | LED - 14W
Commercial | New | Warehouse | High Efficiency Chiller (Air Cooled, 50 tons) |  |  |  |  | Commercial | New | Assembly | LED - 14W
Commercial | Turnover | Grocery | High Efficiency Chiller (Water cooled-centrifugal, 200 tons) |  |  |  |  | Commercial | New | College and University | LED - 14W
Commercial | Turnover | Institutional | High Efficiency Chiller (Water cooled-centrifugal, 200 tons) |  |  |  |  | Commercial | New | Grocery | LED - 14W
Commercial | Turnover | Miscellaneous | High Efficiency Chiller (Water cooled-centrifugal, 200 tons) |  |  |  |  | Commercial | New | Healthcare | LED - 14W
Commercial | Turnover | Warehouse | High Efficiency Chiller (Water cooled-centrifugal, 200 tons) |  |  |  |  | Commercial | New | Hospitals | LED - 14W
Commercial | New | Grocery | High Efficiency Chiller (Water cooled-centrifugal, 200 tons) |  |  |  |  | Commercial | New | Institutional | LED - 14W
Commercial | New | Institutional | High Efficiency Chiller (Water cooled-centrifugal, 200 tons) |  |  |  |  | Commercial | New | Lodging/Hospitality | LED - 14W
Commercial | New | Miscellaneous | High Efficiency Chiller (Water cooled-centrifugal, 200 tons) |  |  |  |  | Commercial | New | Miscellaneous | LED - 14W
Commercial | New | Warehouse | High Efficiency Chiller (Water cooled-centrifugal, 200 tons) |  |  |  |  | Commercial | New | Offices | LED - 14W
Commercial | Turnover | Assembly | High Efficiency Chiller (Water cooled-positive displacement, 100 tons) |  |  |  |  | Commercial | New | Restaurants | LED - 14W
Commercial | Turnover | College and University | High Efficiency Chiller (Water cooled-positive displacement, 100 tons) |  |  |  |  | Commercial | New | Retail | LED - 14W
Commercial | Turnover | Grocery | High Efficiency Chiller (Water cooled-positive displacement, 100 tons) |  |  |  |  | Commercial | New | Schools K-12 | LED - 14W
Commercial | Turnover | Institutional | High Efficiency Chiller (Water cooled-positive displacement, 100 tons) |  |  |  |  | Commercial | New | Warehouse | LED - 14W
Commercial | Turnover | Miscellaneous | High Efficiency Chiller (Water cooled-positive displacement, 100 tons) |  |  |  |  | Commercial | Turnover | Assembly | LED Display Lighting (Interior)
Commercial | Turnover | Offices | High Efficiency Chiller (Water cooled-positive displacement, 100 tons) |  |  |  |  | Commercial | Turnover | College and University | LED Display Lighting (Interior)
Commercial | Turnover | Retail | High Efficiency Chiller (Water cooled-positive displacement, 100 tons) |  |  |  |  | Commercial | Turnover | Grocery | LED Display Lighting (Interior)
Commercial | Turnover | Schools K-12 | High Efficiency Chiller (Water cooled-positive displacement, 100 tons) |  |  |  |  | Commercial | Turnover | Healthcare | LED Display Lighting (Interior)
Commercial | Turnover | Warehouse | High Efficiency Chiller (Water cooled-positive displacement, 100 tons) |  |  |  |  | Commercial | Turnover | Hospitals | LED Display Lighting (Interior)
Commercial | New | Assembly | High Efficiency Chiller (Water cooled-positive displacement, 100 tons) |  |  |  |  | Commercial | Turnover | Institutional | LED Display Lighting (Interior)
Commercial | New | College and University | High Efficiency Chiller (Water cooled-positive displacement, 100 tons) |  |  |  |  | Commercial | Turnover | Lodging/Hospitality | LED Display Lighting (Interior)
Commercial | New | Grocery | High Efficiency Chiller (Water cooled-positive displacement, 100 tons) |  |  |  |  | Commercial | Turnover | Miscellaneous | LED Display Lighting (Interior)
Commercial | New | Institutional | High Efficiency Chiller (Water cooled-positive displacement, 100 tons) |  |  |  |  | Commercial | Turnover | Offices | LED Display Lighting (Interior)
Commercial | New | Miscellaneous | High Efficiency Chiller (Water cooled-positive displacement, 100 tons) |  |  |  |  | Commercial | Turnover | Restaurants | LED Display Lighting (Interior)
Commercial | New | Offices | High Efficiency Chiller (Water cooled-positive displacement, 100 tons) |  |  |  |  | Commercial | Turnover | Retail | LED Display Lighting (Interior)
Commercial | New | Retail | High Efficiency Chiller (Water cooled-positive displacement, 100 tons) |  |  |  |  | Commercial | Turnover | Schools K-12 | LED Display Lighting (Interior)
Commercial | New | Schools K-12 | High Efficiency Chiller (Water cooled-positive displacement, 100 tons) |  |  |  |  | Commercial | Turnover | Warehouse | LED Display Lighting (Interior)
Commercial | New | Warehouse | High Efficiency Chiller (Water cooled-positive displacement, 100 tons) |  |  |  |  | Commercial | New | Assembly | LED Display Lighting (Interior)
Commercial | Turnover | Assembly | High Efficiency Data Center Cooling |  |  |  |  | Commercial | New | College and University | LED Display Lighting (Interior)
Commercial | Turnover | College and University | High Efficiency Data Center Cooling |  |  |  |  | Commercial | New | Grocery | LED Display Lighting (Interior)
Commercial | Turnover | Grocery | High Efficiency Data Center Cooling |  |  |  |  | Commercial | New | Healthcare | LED Display Lighting (Interior)
Commercial | Turnover | Healthcare | High Efficiency Data Center Cooling |  |  |  |  | Commercial | New | Hospitals | LED Display Lighting (Interior)
Commercial | Turnover | Hospitals | High Efficiency Data Center Cooling |  |  |  |  | Commercial | New | Institutional | LED Display Lighting (Interior)
Commercial | Turnover | Institutional | High Efficiency Data Center Cooling |  |  |  |  | Commercial | New | Lodging/Hospitality | LED Display Lighting (Interior)
Commercial | Turnover | Lodging/Hospitality | High Efficiency Data Center Cooling |  |  |  |  | Commercial | New | Miscellaneous | LED Display Lighting (Interior)
Commercial | Turnover | Miscellaneous | High Efficiency Data Center Cooling |  |  |  |  | Commercial | New | Offices | LED Display Lighting (Interior)
Commercial | Turnover | Offices | High Efficiency Data Center Cooling |  |  |  |  | Commercial | New | Restaurants | LED Display Lighting (Interior)
Commercial | Turnover | Restaurants | High Efficiency Data Center Cooling |  |  |  |  | Commercial | New | Retail | LED Display Lighting (Interior)
Commercial | Turnover | Retail | High Efficiency Data Center Cooling |  |  |  |  | Commercial | New | Schools K-12 | LED Display Lighting (Interior)
Commercial | Turnover | Schools K-12 | High Efficiency Data Center Cooling |  |  |  |  | Commercial | New | Warehouse | LED Display Lighting (Interior)
Commercial | Turnover | Warehouse | High Efficiency Data Center Cooling |  |  |  |  | Commercial | Turnover | Assembly | LED Linear - Fixture Replacement
Commercial | New | Assembly | High Efficiency Data Center Cooling |  |  |  |  | Commercial | Turnover | College and University | LED Linear - Fixture Replacement
Commercial | New | College and University | High Efficiency Data Center Cooling |  |  |  |  | Commercial | Turnover | Grocery | LED Linear - Fixture Replacement
Commercial | New | Grocery | High Efficiency Data Center Cooling |  |  |  |  | Commercial | Turnover | Healthcare | LED Linear - Fixture Replacement
Commercial | New | Healthcare | High Efficiency Data Center Cooling |  |  |  |  | Commercial | Turnover | Hospitals | LED Linear - Fixture Replacement
Commercial | New | Hospitals | High Efficiency Data Center Cooling |  |  |  |  | Commercial | Turnover | Institutional | LED Linear - Fixture Replacement
Commercial | New | Institutional | High Efficiency Data Center Cooling |  |  |  |  | Commercial | Turnover | Lodging/Hospitality | LED Linear - Fixture Replacement
Commercial | New | Lodging/Hospitality | High Efficiency Data Center Cooling |  |  |  |  | Commercial | Turnover | Miscellaneous | LED Linear - Fixture Replacement
Commercial | New | Miscellaneous | High Efficiency Data Center Cooling |  |  |  |  | Commercial | Turnover | Offices | LED Linear - Fixture Replacement
Commercial | New | Offices | High Efficiency Data Center Cooling |  |  |  |  | Commercial | Turnover | Restaurants | LED Linear - Fixture Replacement
Commercial | New | Restaurants | High Efficiency Data Center Cooling |  |  |  |  | Commercial | Turnover | Retail | LED Linear - Fixture Replacement
Commercial | New | Retail | High Efficiency Data Center Cooling |  |  |  |  | Commercial | Turnover | Schools K-12 | LED Linear - Fixture Replacement
Commercial | New | Schools K-12 | High Efficiency Data Center Cooling |  |  |  |  | Commercial | Turnover | Warehouse | LED Linear - Fixture Replacement
Commercial | New | Warehouse | High Efficiency Data Center Cooling |  |  |  |  | Commercial | New | Assembly | LED Linear - Fixture Replacement
Commercial | Turnover | Assembly | High Efficiency DX 135k- less than 240k BTU |  |  |  |  | Commercial | New | College and University | LED Linear - Fixture Replacement
Commercial | Turnover | College and University | High Efficiency DX 135k- less than 240k BTU |  |  |  |  | Commercial | New | Grocery | LED Linear - Fixture Replacement
Commercial | Turnover | Grocery | High Efficiency DX 135k- less than 240k BTU |  |  |  |  | Commercial | New | Healthcare | LED Linear - Fixture Replacement
Commercial | Turnover | Healthcare | High Efficiency DX 135k- less than 240k BTU |  |  |  |  | Commercial | New | Hospitals | LED Linear - Fixture Replacement
Commercial | Turnover | Hospitals | High Efficiency DX 135k- less than 240k BTU |  |  |  |  | Commercial | New | Institutional | LED Linear - Fixture Replacement
Commercial | Turnover | Institutional | High Efficiency DX 135k- less than 240k BTU |  |  |  |  | Commercial | New | Lodging/Hospitality | LED Linear - Fixture Replacement
Commercial | Turnover | Lodging/Hospitality | High Efficiency DX 135k- less than 240k BTU |  |  |  |  | Commercial | New | Miscellaneous | LED Linear - Fixture Replacement
Commercial | Turnover | Miscellaneous | High Efficiency DX 135k- less than 240k BTU |  |  |  |  | Commercial | New | Offices | LED Linear - Fixture Replacement
Commercial | Turnover | Offices | High Efficiency DX 135k- less than 240k BTU |  |  |  |  | Commercial | New | Restaurants | LED Linear - Fixture Replacement
Commercial | Turnover | Restaurants | High Efficiency DX 135k- less than 240k BTU |  |  |  |  | Commercial | New | Retail | LED Linear - Fixture Replacement
Commercial | Turnover | Retail | High Efficiency DX 135k- less than 240k BTU |  |  |  |  | Commercial | New | Schools K-12 | LED Linear - Fixture Replacement
Commercial | Turnover | Schools K-12 | High Efficiency DX 135k- less than 240k BTU |  |  |  |  | Commercial | New | Warehouse | LED Linear - Fixture Replacement
Commercial | Turnover | Warehouse | High Efficiency DX 135k- less than 240k BTU |  |  |  |  | Commercial | Turnover | Assembly | LED Linear - Lamp Replacement
Commercial | New | Assembly | High Efficiency DX 135k- less than 240k BTU |  |  |  |  | Commercial | Turnover | College and University | LED Linear - Lamp Replacement
Commercial | New | College and University | High Efficiency DX 135k- less than 240k BTU |  |  |  |  | Commercial | Turnover | Grocery | LED Linear - Lamp Replacement
Commercial | New | Grocery | High Efficiency DX 135k- less than 240k BTU |  |  |  |  | Commercial | Turnover | Healthcare | LED Linear - Lamp Replacement
Commercial | New | Healthcare | High Efficiency DX 135k- less than 240k BTU |  |  |  |  | Commercial | Turnover | Hospitals | LED Linear - Lamp Replacement
Commercial | New | Hospitals | High Efficiency DX 135k- less than 240k BTU |  |  |  |  | Commercial | Turnover | Institutional | LED Linear - Lamp Replacement
Commercial | New | Institutional | High Efficiency DX 135k- less than 240k BTU |  |  |  |  | Commercial | Turnover | Lodging/Hospitality | LED Linear - Lamp Replacement
Commercial | New | Lodging/Hospitality | High Efficiency DX 135k- less than 240k BTU |  |  |  |  | Commercial | Turnover | Miscellaneous | LED Linear - Lamp Replacement
Commercial | New | Miscellaneous | High Efficiency DX 135k- less than 240k BTU |  |  |  |  | Commercial | Turnover | Offices | LED Linear - Lamp Replacement
Commercial | New | Offices | High Efficiency DX 135k- less than 240k BTU |  |  |  |  | Commercial | Turnover | Restaurants | LED Linear - Lamp Replacement
Commercial | New | Restaurants | High Efficiency DX 135k- less than 240k BTU |  |  |  |  | Commercial | Turnover | Retail | LED Linear - Lamp Replacement
Commercial | New | Retail | High Efficiency DX 135k- less than 240k BTU |  |  |  |  | Commercial | Turnover | Schools K-12 | LED Linear - Lamp Replacement
Commercial | New | Schools K-12 | High Efficiency DX 135k- less than 240k BTU |  |  |  |  | Commercial | Turnover | Warehouse | LED Linear - Lamp Replacement
Commercial | New | Warehouse | High Efficiency DX 135k- less than 240k BTU |  |  |  |  | Commercial | New | Assembly | LED Linear - Lamp Replacement
Commercial | Turnover | Warehouse | High Efficiency PTAC |  |  |  |  | Commercial | New | College and University | LED Linear - Lamp Replacement
Commercial | New | Warehouse | High Efficiency PTAC |  |  |  |  | Commercial | New | Grocery | LED Linear - Lamp Replacement
Commercial | Turnover | Assembly | Variable Refrigerant Flow (VRF) HVAC Systems |  |  |  |  | Commercial | New | Healthcare | LED Linear - Lamp Replacement
Commercial | Turnover | College and University | Variable Refrigerant Flow (VRF) HVAC Systems |  |  |  |  | Commercial | New | Hospitals | LED Linear - Lamp Replacement
Commercial | Turnover | Grocery | Variable Refrigerant Flow (VRF) HVAC Systems |  |  |  |  | Commercial | New | Institutional | LED Linear - Lamp Replacement
Commercial | Turnover | Institutional | Variable Refrigerant Flow (VRF) HVAC Systems |  |  |  |  | Commercial | New | Lodging/Hospitality | LED Linear - Lamp Replacement
Commercial | Turnover | Lodging/Hospitality | Variable Refrigerant Flow (VRF) HVAC Systems |  |  |  |  | Commercial | New | Miscellaneous | LED Linear - Lamp Replacement
Commercial | Turnover | Miscellaneous | Variable Refrigerant Flow (VRF) HVAC Systems |  |  |  |  | Commercial | New | Offices | LED Linear - Lamp Replacement
Commercial | Turnover | Offices | Variable Refrigerant Flow (VRF) HVAC Systems |  |  |  |  | Commercial | New | Restaurants | LED Linear - Lamp Replacement
Commercial | Turnover | Retail | Variable Refrigerant Flow (VRF) HVAC Systems |  |  |  |  | Commercial | New | Retail | LED Linear - Lamp Replacement
Commercial | Turnover | Schools K-12 | Variable Refrigerant Flow (VRF) HVAC Systems |  |  |  |  | Commercial | New | Schools K-12 | LED Linear - Lamp Replacement
Commercial | Turnover | Warehouse | Variable Refrigerant Flow (VRF) HVAC Systems |  |  |  |  | Commercial | New | Warehouse | LED Linear - Lamp Replacement
Commercial | New | Assembly | Variable Refrigerant Flow (VRF) HVAC Systems |  |  |  |  | Commercial | Turnover | Assembly | Premium T8 - Lamp Replacement
Commercial | New | College and University | Variable Refrigerant Flow (VRF) HVAC Systems |  |  |  |  | Commercial | Turnover | College and University | Premium T8 - Lamp Replacement
Commercial | New | Grocery | Variable Refrigerant Flow (VRF) HVAC Systems |  |  |  |  | Commercial | Turnover | Grocery | Premium T8 - Lamp Replacement
Commercial | New | Institutional | Variable Refrigerant Flow (VRF) HVAC Systems |  |  |  |  | Commercial | Turnover | Healthcare | Premium T8 - Lamp Replacement
Commercial | New | Lodging/Hospitality | Variable Refrigerant Flow (VRF) HVAC Systems |  |  |  |  | Commercial | Turnover | Hospitals | Premium T8 - Lamp Replacement
Commercial | New | Miscellaneous | Variable Refrigerant Flow (VRF) HVAC Systems |  |  |  |  | Commercial | Turnover | Institutional | Premium T8 - Lamp Replacement
Commercial | New | Offices | Variable Refrigerant Flow (VRF) HVAC Systems |  |  |  |  | Commercial | Turnover | Lodging/Hospitality | Premium T8 - Lamp Replacement
Commercial | New | Retail | Variable Refrigerant Flow (VRF) HVAC Systems |  |  |  |  | Commercial | Turnover | Miscellaneous | Premium T8 - Lamp Replacement
Commercial | New | Schools K-12 | Variable Refrigerant Flow (VRF) HVAC Systems |  |  |  |  | Commercial | Turnover | Offices | Premium T8 - Lamp Replacement
Commercial | New | Warehouse | Variable Refrigerant Flow (VRF) HVAC Systems |  |  |  |  | Commercial | Turnover | Restaurants | Premium T8 - Lamp Replacement
Commercial | Turnover | Assembly | Premium T8 - Fixture Replacement |  |  |  |  | Commercial | Turnover | Retail | Premium T8 - Lamp Replacement
Commercial | Turnover | College and University | Premium T8 - Fixture Replacement |  |  |  |  | Commercial | Turnover | Schools K-12 | Premium T8 - Lamp Replacement
Commercial | Turnover | Institutional | Premium T8 - Fixture Replacement |  |  |  |  | Commercial | Turnover | Warehouse | Premium T8 - Lamp Replacement
Commercial | Turnover | Lodging/Hospitality | Premium T8 - Fixture Replacement |  |  |  |  | Commercial | New | Assembly | Premium T8 - Lamp Replacement
Commercial | Turnover | Miscellaneous | Premium T8 - Fixture Replacement |  |  |  |  | Commercial | New | College and University | Premium T8 - Lamp Replacement
Commercial | Turnover | Offices | Premium T8 - Fixture Replacement |  |  |  |  | Commercial | New | Grocery | Premium T8 - Lamp Replacement
Commercial | Turnover | Restaurants | Premium T8 - Fixture Replacement |  |  |  |  | Commercial | New | Healthcare | Premium T8 - Lamp Replacement
Commercial | Turnover | Schools K-12 | Premium T8 - Fixture Replacement |  |  |  |  | Commercial | New | Hospitals | Premium T8 - Lamp Replacement
Commercial | Turnover | Warehouse | Premium T8 - Fixture Replacement |  |  |  |  | Commercial | New | Institutional | Premium T8 - Lamp Replacement
Commercial | New | Assembly | Premium T8 - Fixture Replacement |  |  |  |  | Commercial | New | Lodging/Hospitality | Premium T8 - Lamp Replacement
Commercial | New | College and University | Premium T8 - Fixture Replacement |  |  |  |  | Commercial | New | Miscellaneous | Premium T8 - Lamp Replacement
Commercial | New | Institutional | Premium T8 - Fixture Replacement |  |  |  |  | Commercial | New | Offices | Premium T8 - Lamp Replacement
Commercial | New | Lodging/Hospitality | Premium T8 - Fixture Replacement |  |  |  |  | Commercial | New | Restaurants | Premium T8 - Lamp Replacement
Commercial | New | Miscellaneous | Premium T8 - Fixture Replacement |  |  |  |  | Commercial | New | Retail | Premium T8 - Lamp Replacement
Commercial | New | Offices | Premium T8 - Fixture Replacement |  |  |  |  | Commercial | New | Schools K-12 | Premium T8 - Lamp Replacement
Commercial | New | Restaurants | Premium T8 - Fixture Replacement |  |  |  |  | Commercial | New | Warehouse | Premium T8 - Lamp Replacement
Commercial | New | Schools K-12 | Premium T8 - Fixture Replacement |  |  |  |  | Commercial | Turnover | Assembly | ENERGY STAR Water Cooler
Commercial | New | Warehouse | Premium T8 - Fixture Replacement |  |  |  |  | Commercial | Turnover | College and University | ENERGY STAR Water Cooler
Commercial | Turnover | Assembly | ENERGY STAR Commercial Clothes Washer |  |  |  |  | Commercial | Turnover | Grocery | ENERGY STAR Water Cooler
Commercial | Turnover | College and University | ENERGY STAR Commercial Clothes Washer |  |  |  |  | Commercial | Turnover | Healthcare | ENERGY STAR Water Cooler
Commercial | Turnover | Grocery | ENERGY STAR Commercial Clothes Washer |  |  |  |  | Commercial | Turnover | Hospitals | ENERGY STAR Water Cooler
Commercial | Turnover | Healthcare | ENERGY STAR Commercial Clothes Washer |  |  |  |  | Commercial | Turnover | Institutional | ENERGY STAR Water Cooler
Commercial | Turnover | Hospitals | ENERGY STAR Commercial Clothes Washer |  |  |  |  | Commercial | Turnover | Lodging/Hospitality | ENERGY STAR Water Cooler
Commercial | Turnover | Institutional | ENERGY STAR Commercial Clothes Washer |  |  |  |  | Commercial | Turnover | Miscellaneous | ENERGY STAR Water Cooler
Commercial | Turnover | Lodging/Hospitality | ENERGY STAR Commercial Clothes Washer |  |  |  |  | Commercial | Turnover | Offices | ENERGY STAR Water Cooler
Commercial | Turnover | Miscellaneous | ENERGY STAR Commercial Clothes Washer |  |  |  |  | Commercial | Turnover | Restaurants | ENERGY STAR Water Cooler
Commercial | Turnover | Offices | ENERGY STAR Commercial Clothes Washer |  |  |  |  | Commercial | Turnover | Retail | ENERGY STAR Water Cooler
Commercial | Turnover | Restaurants | ENERGY STAR Commercial Clothes Washer |  |  |  |  | Commercial | Turnover | Schools K-12 | ENERGY STAR Water Cooler
Commercial | Turnover | Retail | ENERGY STAR Commercial Clothes Washer |  |  |  |  | Commercial | Turnover | Warehouse | ENERGY STAR Water Cooler
Commercial | Turnover | Schools K-12 | ENERGY STAR Commercial Clothes Washer |  |  |  |  | Commercial | New | Assembly | ENERGY STAR Water Cooler
Commercial | Turnover | Warehouse | ENERGY STAR Commercial Clothes Washer |  |  |  |  | Commercial | New | College and University | ENERGY STAR Water Cooler
Commercial | New | Assembly | ENERGY STAR Commercial Clothes Washer |  |  |  |  | Commercial | New | Grocery | ENERGY STAR Water Cooler
Commercial | New | College and University | ENERGY STAR Commercial Clothes Washer |  |  |  |  | Commercial | New | Healthcare | ENERGY STAR Water Cooler
Commercial | New | Grocery | ENERGY STAR Commercial Clothes Washer |  |  |  |  | Commercial | New | Hospitals | ENERGY STAR Water Cooler
Commercial | New | Healthcare | ENERGY STAR Commercial Clothes Washer |  |  |  |  | Commercial | New | Institutional | ENERGY STAR Water Cooler
Commercial | New | Hospitals | ENERGY STAR Commercial Clothes Washer |  |  |  |  | Commercial | New | Lodging/Hospitality | ENERGY STAR Water Cooler
Commercial | New | Institutional | ENERGY STAR Commercial Clothes Washer |  |  |  |  | Commercial | New | Miscellaneous | ENERGY STAR Water Cooler
Commercial | New | Lodging/Hospitality | ENERGY STAR Commercial Clothes Washer |  |  |  |  | Commercial | New | Offices | ENERGY STAR Water Cooler
Commercial | New | Miscellaneous | ENERGY STAR Commercial Clothes Washer |  |  |  |  | Commercial | New | Restaurants | ENERGY STAR Water Cooler
Commercial | New | Offices | ENERGY STAR Commercial Clothes Washer |  |  |  |  | Commercial | New | Retail | ENERGY STAR Water Cooler
Commercial | New | Restaurants | ENERGY STAR Commercial Clothes Washer |  |  |  |  | Commercial | New | Schools K-12 | ENERGY STAR Water Cooler
Commercial | New | Retail | ENERGY STAR Commercial Clothes Washer |  |  |  |  | Commercial | New | Warehouse | ENERGY STAR Water Cooler
Commercial | New | Schools K-12 | ENERGY STAR Commercial Clothes Washer |  |  |  |  | Commercial | Turnover | Assembly | Heat Pump Pool Heater
Commercial | New | Warehouse | ENERGY STAR Commercial Clothes Washer |  |  |  |  | Commercial | Turnover | College and University | Heat Pump Pool Heater
Commercial | Turnover | Assembly | Solar Powered Pool Pump |  |  |  |  | Commercial | Turnover | Grocery | Heat Pump Pool Heater
Commercial | Turnover | College and University | Solar Powered Pool Pump |  |  |  |  | Commercial | Turnover | Healthcare | Heat Pump Pool Heater
Commercial | Turnover | Grocery | Solar Powered Pool Pump |  |  |  |  | Commercial | Turnover | Hospitals | Heat Pump Pool Heater
Commercial | Turnover | Healthcare | Solar Powered Pool Pump |  |  |  |  | Commercial | Turnover | Institutional | Heat Pump Pool Heater
Commercial | Turnover | Hospitals | Solar Powered Pool Pump |  |  |  |  | Commercial | Turnover | Lodging/Hospitality | Heat Pump Pool Heater
Commercial | Turnover | Institutional | Solar Powered Pool Pump |  |  |  |  | Commercial | Turnover | Miscellaneous | Heat Pump Pool Heater
Commercial | Turnover | Lodging/Hospitality | Solar Powered Pool Pump |  |  |  |  | Commercial | Turnover | Offices | Heat Pump Pool Heater
Commercial | Turnover | Miscellaneous | Solar Powered Pool Pump |  |  |  |  | Commercial | Turnover | Restaurants | Heat Pump Pool Heater
Commercial | Turnover | Offices | Solar Powered Pool Pump |  |  |  |  | Commercial | Turnover | Retail | Heat Pump Pool Heater
Commercial | Turnover | Restaurants | Solar Powered Pool Pump |  |  |  |  | Commercial | Turnover | Schools K-12 | Heat Pump Pool Heater
Commercial | Turnover | Retail | Solar Powered Pool Pump |  |  |  |  | Commercial | Turnover | Warehouse | Heat Pump Pool Heater
Commercial | Turnover | Schools K-12 | Solar Powered Pool Pump |  |  |  |  | Commercial | New | Assembly | Heat Pump Pool Heater
Commercial | New | Assembly | Solar Powered Pool Pump |  |  |  |  | Commercial | New | College and University | Heat Pump Pool Heater
Commercial | New | College and University | Solar Powered Pool Pump |  |  |  |  | Commercial | New | Grocery | Heat Pump Pool Heater
Commercial | New | Grocery | Solar Powered Pool Pump |  |  |  |  | Commercial | New | Healthcare | Heat Pump Pool Heater
Commercial | New | Healthcare | Solar Powered Pool Pump |  |  |  |  | Commercial | New | Hospitals | Heat Pump Pool Heater
Commercial | New | Hospitals | Solar Powered Pool Pump |  |  |  |  | Commercial | New | Institutional | Heat Pump Pool Heater
Commercial | New | Institutional | Solar Powered Pool Pump |  |  |  |  | Commercial | New | Lodging/Hospitality | Heat Pump Pool Heater
Commercial | New | Lodging/Hospitality | Solar Powered Pool Pump |  |  |  |  | Commercial | New | Miscellaneous | Heat Pump Pool Heater
Commercial | New | Miscellaneous | Solar Powered Pool Pump |  |  |  |  | Commercial | New | Offices | Heat Pump Pool Heater
Commercial | New | Offices | Solar Powered Pool Pump |  |  |  |  | Commercial | New | Restaurants | Heat Pump Pool Heater
Commercial | New | Restaurants | Solar Powered Pool Pump |  |  |  |  | Commercial | New | Retail | Heat Pump Pool Heater
Commercial | New | Retail | Solar Powered Pool Pump |  |  |  |  | Commercial | New | Schools K-12 | Heat Pump Pool Heater
Commercial | New | Schools K-12 | Solar Powered Pool Pump |  |  |  |  | Commercial | New | Warehouse | Heat Pump Pool Heater
Commercial | Turnover | Assembly | ENERGY STAR Imaging Equipment |  |  |  |  | Commercial | Turnover | Assembly | Two Speed Pool Pump
Commercial | Turnover | College and University | ENERGY STAR Imaging Equipment |  |  |  |  | Commercial | Turnover | College and University | Two Speed Pool Pump
Commercial | Turnover | Grocery | ENERGY STAR Imaging Equipment |  |  |  |  | Commercial | Turnover | Grocery | Two Speed Pool Pump
Commercial | Turnover | Healthcare | ENERGY STAR Imaging Equipment |  |  |  |  | Commercial | Turnover | Healthcare | Two Speed Pool Pump
Commercial | Turnover | Hospitals | ENERGY STAR Imaging Equipment |  |  |  |  | Commercial | Turnover | Hospitals | Two Speed Pool Pump
Commercial | Turnover | Institutional | ENERGY STAR Imaging Equipment |  |  |  |  | Commercial | Turnover | Institutional | Two Speed Pool Pump
Commercial | Turnover | Lodging/Hospitality | ENERGY STAR Imaging Equipment |  |  |  |  | Commercial | Turnover | Lodging/Hospitality | Two Speed Pool Pump
Commercial | Turnover | Miscellaneous | ENERGY STAR Imaging Equipment |  |  |  |  | Commercial | Turnover | Miscellaneous | Two Speed Pool Pump
Commercial | Turnover | Offices | ENERGY STAR Imaging Equipment |  |  |  |  | Commercial | Turnover | Offices | Two Speed Pool Pump
Commercial | Turnover | Restaurants | ENERGY STAR Imaging Equipment |  |  |  |  | Commercial | Turnover | Restaurants | Two Speed Pool Pump
Commercial | Turnover | Retail | ENERGY STAR Imaging Equipment |  |  |  |  | Commercial | Turnover | Retail | Two Speed Pool Pump
Commercial | Turnover | Schools K-12 | ENERGY STAR Imaging Equipment |  |  |  |  | Commercial | Turnover | Schools K-12 | Two Speed Pool Pump
Commercial | Turnover | Warehouse | ENERGY STAR Imaging Equipment |  |  |  |  | Commercial | Turnover | Warehouse | Two Speed Pool Pump
Commercial | New | Assembly | ENERGY STAR Imaging Equipment |  |  |  |  | Commercial | New | Assembly | Two Speed Pool Pump
Commercial | New | College and University | ENERGY STAR Imaging Equipment |  |  |  |  | Commercial | New | College and University | Two Speed Pool Pump
Commercial | New | Grocery | ENERGY STAR Imaging Equipment |  |  |  |  | Commercial | New | Grocery | Two Speed Pool Pump
Commercial | New | Healthcare | ENERGY STAR Imaging Equipment |  |  |  |  | Commercial | New | Healthcare | Two Speed Pool Pump
Commercial | New | Hospitals | ENERGY STAR Imaging Equipment |  |  |  |  | Commercial | New | Hospitals | Two Speed Pool Pump
Commercial | New | Institutional | ENERGY STAR Imaging Equipment |  |  |  |  | Commercial | New | Institutional | Two Speed Pool Pump
Commercial | New | Lodging/Hospitality | ENERGY STAR Imaging Equipment |  |  |  |  | Commercial | New | Lodging/Hospitality | Two Speed Pool Pump
Commercial | New | Miscellaneous | ENERGY STAR Imaging Equipment |  |  |  |  | Commercial | New | Miscellaneous | Two Speed Pool Pump
Commercial | New | Offices | ENERGY STAR Imaging Equipment |  |  |  |  | Commercial | New | Offices | Two Speed Pool Pump
Commercial | New | Restaurants | ENERGY STAR Imaging Equipment |  |  |  |  | Commercial | New | Restaurants | Two Speed Pool Pump
Commercial | New | Retail | ENERGY STAR Imaging Equipment |  |  |  |  | Commercial | New | Retail | Two Speed Pool Pump
Commercial | New | Schools K-12 | ENERGY STAR Imaging Equipment |  |  |  |  | Commercial | New | Schools K-12 | Two Speed Pool Pump
Commercial | New | Warehouse | ENERGY STAR Imaging Equipment |  |  |  |  | Commercial | New | Warehouse | Two Speed Pool Pump
Commercial | Turnover | Assembly | Server Virtualization |  |  |  |  | Commercial | Turnover | Assembly | Energy Star PCs
Commercial | Turnover | College and University | Server Virtualization |  |  |  |  | Commercial | Turnover | College and University | Energy Star PCs
Commercial | Turnover | Grocery | Server Virtualization |  |  |  |  | Commercial | Turnover | Grocery | Energy Star PCs
Commercial | Turnover | Healthcare | Server Virtualization |  |  |  |  | Commercial | Turnover | Healthcare | Energy Star PCs
Commercial | Turnover | Hospitals | Server Virtualization |  |  |  |  | Commercial | Turnover | Hospitals | Energy Star PCs
Commercial | Turnover | Institutional | Server Virtualization |  |  |  |  | Commercial | Turnover | Institutional | Energy Star PCs
Commercial | Turnover | Lodging/Hospitality | Server Virtualization |  |  |  |  | Commercial | Turnover | Lodging/Hospitality | Energy Star PCs
Commercial | Turnover | Miscellaneous | Server Virtualization |  |  |  |  | Commercial | Turnover | Miscellaneous | Energy Star PCs
Commercial | Turnover | Offices | Server Virtualization |  |  |  |  | Commercial | Turnover | Offices | Energy Star PCs
Commercial | Turnover | Restaurants | Server Virtualization |  |  |  |  | Commercial | Turnover | Restaurants | Energy Star PCs
Commercial | Turnover | Retail | Server Virtualization |  |  |  |  | Commercial | Turnover | Retail | Energy Star PCs
Commercial | Turnover | Schools K-12 | Server Virtualization |  |  |  |  | Commercial | Turnover | Schools K-12 | Energy Star PCs
Commercial | Turnover | Warehouse | Server Virtualization |  |  |  |  | Commercial | Turnover | Warehouse | Energy Star PCs
Commercial | New | Assembly | Server Virtualization |  |  |  |  | Commercial | New | Assembly | Energy Star PCs
Commercial | New | College and University | Server Virtualization |  |  |  |  | Commercial | New | College and University | Energy Star PCs
Commercial | New | Grocery | Server Virtualization |  |  |  |  | Commercial | New | Grocery | Energy Star PCs
Commercial | New | Healthcare | Server Virtualization |  |  |  |  | Commercial | New | Healthcare | Energy Star PCs
Commercial | New | Hospitals | Server Virtualization |  |  |  |  | Commercial | New | Hospitals | Energy Star PCs
Commercial | New | Institutional | Server Virtualization |  |  |  |  | Commercial | New | Institutional | Energy Star PCs
Commercial | New | Lodging/Hospitality | Server Virtualization |  |  |  |  | Commercial | New | Lodging/Hospitality | Energy Star PCs
Commercial | New | Miscellaneous | Server Virtualization |  |  |  |  | Commercial | New | Miscellaneous | Energy Star PCs
Commercial | New | Offices | Server Virtualization |  |  |  |  | Commercial | New | Offices | Energy Star PCs
Commercial | New | Restaurants | Server Virtualization |  |  |  |  | Commercial | New | Restaurants | Energy Star PCs
Commercial | New | Retail | Server Virtualization |  |  |  |  | Commercial | New | Retail | Energy Star PCs
Commercial | New | Schools K-12 | Server Virtualization |  |  |  |  | Commercial | New | Schools K-12 | Energy Star PCs
Commercial | New | Warehouse | Server Virtualization |  |  |  |  | Commercial | New | Warehouse | Energy Star PCs
Commercial | Turnover | Assembly | Energy Star Ice Maker |  |  |  |  | Commercial | Turnover | Assembly | Energy Star Servers
Commercial | Turnover | College and University | Energy Star Ice Maker |  |  |  |  | Commercial | Turnover | College and University | Energy Star Servers
Commercial | Turnover | Grocery | Energy Star Ice Maker |  |  |  |  | Commercial | Turnover | Grocery | Energy Star Servers
Commercial | Turnover | Healthcare | Energy Star Ice Maker |  |  |  |  | Commercial | Turnover | Healthcare | Energy Star Servers
Commercial | Turnover | Hospitals | Energy Star Ice Maker |  |  |  |  | Commercial | Turnover | Hospitals | Energy Star Servers
Commercial | Turnover | Institutional | Energy Star Ice Maker |  |  |  |  | Commercial | Turnover | Institutional | Energy Star Servers
Commercial | Turnover | Lodging/Hospitality | Energy Star Ice Maker |  |  |  |  | Commercial | Turnover | Lodging/Hospitality | Energy Star Servers
Commercial | Turnover | Miscellaneous | Energy Star Ice Maker |  |  |  |  | Commercial | Turnover | Miscellaneous | Energy Star Servers
Commercial | Turnover | Offices | Energy Star Ice Maker |  |  |  |  | Commercial | Turnover | Offices | Energy Star Servers
Commercial | Turnover | Restaurants | Energy Star Ice Maker |  |  |  |  | Commercial | Turnover | Restaurants | Energy Star Servers
Commercial | Turnover | Retail | Energy Star Ice Maker |  |  |  |  | Commercial | Turnover | Retail | Energy Star Servers
Commercial | Turnover | Schools K-12 | Energy Star Ice Maker |  |  |  |  | Commercial | Turnover | Schools K-12 | Energy Star Servers
Commercial | Turnover | Warehouse | Energy Star Ice Maker |  |  |  |  | Commercial | Turnover | Warehouse | Energy Star Servers
Commercial | New | Assembly | Energy Star Ice Maker |  |  |  |  | Commercial | New | Assembly | Energy Star Servers
Commercial | New | College and University | Energy Star Ice Maker |  |  |  |  | Commercial | New | College and University | Energy Star Servers
Commercial | New | Grocery | Energy Star Ice Maker |  |  |  |  | Commercial | New | Grocery | Energy Star Servers
Commercial | New | Healthcare | Energy Star Ice Maker |  |  |  |  | Commercial | New | Healthcare | Energy Star Servers
Commercial | New | Hospitals | Energy Star Ice Maker |  |  |  |  | Commercial | New | Hospitals | Energy Star Servers
Commercial | New | Institutional | Energy Star Ice Maker |  |  |  |  | Commercial | New | Institutional | Energy Star Servers
Commercial | New | Lodging/Hospitality | Energy Star Ice Maker |  |  |  |  | Commercial | New | Lodging/Hospitality | Energy Star Servers
Commercial | New | Miscellaneous | Energy Star Ice Maker |  |  |  |  | Commercial | New | Miscellaneous | Energy Star Servers
Commercial | New | Offices | Energy Star Ice Maker |  |  |  |  | Commercial | New | Offices | Energy Star Servers
Commercial | New | Restaurants | Energy Star Ice Maker |  |  |  |  | Commercial | New | Restaurants | Energy Star Servers
Commercial | New | Retail | Energy Star Ice Maker |  |  |  |  | Commercial | New | Retail | Energy Star Servers
Commercial | New | Schools K-12 | Energy Star Ice Maker |  |  |  |  | Commercial | New | Schools K-12 | Energy Star Servers
Commercial | New | Warehouse | Energy Star Ice Maker |  |  |  |  | Commercial | New | Warehouse | Energy Star Servers
Commercial | Turnover | Assembly | Energy Star Refrigerator |  |  |  |  | Commercial | Turnover | Assembly | Energy Star Commercial Glass Door Freezer
Commercial | Turnover | College and University | Energy Star Refrigerator |  |  |  |  | Commercial | Turnover | College and University | Energy Star Commercial Glass Door Freezer
Commercial | Turnover | Grocery | Energy Star Refrigerator |  |  |  |  | Commercial | Turnover | Grocery | Energy Star Commercial Glass Door Freezer
Commercial | Turnover | Healthcare | Energy Star Refrigerator |  |  |  |  | Commercial | Turnover | Healthcare | Energy Star Commercial Glass Door Freezer
Commercial | Turnover | Hospitals | Energy Star Refrigerator |  |  |  |  | Commercial | Turnover | Hospitals | Energy Star Commercial Glass Door Freezer
Commercial | Turnover | Institutional | Energy Star Refrigerator |  |  |  |  | Commercial | Turnover | Institutional | Energy Star Commercial Glass Door Freezer
Commercial | Turnover | Lodging/Hospitality | Energy Star Refrigerator |  |  |  |  | Commercial | Turnover | Lodging/Hospitality | Energy Star Commercial Glass Door Freezer
Commercial | Turnover | Miscellaneous | Energy Star Refrigerator |  |  |  |  | Commercial | Turnover | Miscellaneous | Energy Star Commercial Glass Door Freezer
Commercial | Turnover | Offices | Energy Star Refrigerator |  |  |  |  | Commercial | Turnover | Offices | Energy Star Commercial Glass Door Freezer
Commercial | Turnover | Restaurants | Energy Star Refrigerator |  |  |  |  | Commercial | Turnover | Restaurants | Energy Star Commercial Glass Door Freezer
Commercial | Turnover | Retail | Energy Star Refrigerator |  |  |  |  | Commercial | Turnover | Retail | Energy Star Commercial Glass Door Freezer
Commercial | Turnover | Schools K-12 | Energy Star Refrigerator |  |  |  |  | Commercial | Turnover | Schools K-12 | Energy Star Commercial Glass Door Freezer
Commercial | Turnover | Warehouse | Energy Star Refrigerator |  |  |  |  | Commercial | Turnover | Warehouse | Energy Star Commercial Glass Door Freezer
Commercial | New | Assembly | Energy Star Refrigerator |  |  |  |  | Commercial | New | Assembly | Energy Star Commercial Glass Door Freezer
Commercial | New | College and University | Energy Star Refrigerator |  |  |  |  | Commercial | New | College and University | Energy Star Commercial Glass Door Freezer
Commercial | New | Grocery | Energy Star Refrigerator |  |  |  |  | Commercial | New | Grocery | Energy Star Commercial Glass Door Freezer
Commercial | New | Healthcare | Energy Star Refrigerator |  |  |  |  | Commercial | New | Healthcare | Energy Star Commercial Glass Door Freezer
Commercial | New | Hospitals | Energy Star Refrigerator |  |  |  |  | Commercial | New | Hospitals | Energy Star Commercial Glass Door Freezer
Commercial | New | Institutional | Energy Star Refrigerator |  |  |  |  | Commercial | New | Institutional | Energy Star Commercial Glass Door Freezer
Commercial | New | Lodging/Hospitality | Energy Star Refrigerator |  |  |  |  | Commercial | New | Lodging/Hospitality | Energy Star Commercial Glass Door Freezer
Commercial | New | Miscellaneous | Energy Star Refrigerator |  |  |  |  | Commercial | New | Miscellaneous | Energy Star Commercial Glass Door Freezer
Commercial | New | Offices | Energy Star Refrigerator |  |  |  |  | Commercial | New | Offices | Energy Star Commercial Glass Door Freezer
Commercial | New | Restaurants | Energy Star Refrigerator |  |  |  |  | Commercial | New | Restaurants | Energy Star Commercial Glass Door Freezer
Commercial | New | Retail | Energy Star Refrigerator |  |  |  |  | Commercial | New | Retail | Energy Star Commercial Glass Door Freezer
Commercial | New | Schools K-12 | Energy Star Refrigerator |  |  |  |  | Commercial | New | Schools K-12 | Energy Star Commercial Glass Door Freezer
Commercial | New | Warehouse | Energy Star Refrigerator |  |  |  |  | Commercial | New | Warehouse | Energy Star Commercial Glass Door Freezer
Commercial | Turnover | Assembly | Energy Star Vending Machine |  |  |  |  | Commercial | Turnover | Assembly | Energy Star Commercial Glass Door Refrigerator
Commercial | Turnover | College and University | Energy Star Vending Machine |  |  |  |  | Commercial | Turnover | College and University | Energy Star Commercial Glass Door Refrigerator
Commercial | Turnover | Grocery | Energy Star Vending Machine |  |  |  |  | Commercial | Turnover | Grocery | Energy Star Commercial Glass Door Refrigerator
Commercial | Turnover | Healthcare | Energy Star Vending Machine |  |  |  |  | Commercial | Turnover | Healthcare | Energy Star Commercial Glass Door Refrigerator
Commercial | Turnover | Hospitals | Energy Star Vending Machine |  |  |  |  | Commercial | Turnover | Hospitals | Energy Star Commercial Glass Door Refrigerator
Commercial | Turnover | Institutional | Energy Star Vending Machine |  |  |  |  | Commercial | Turnover | Institutional | Energy Star Commercial Glass Door Refrigerator
Commercial | Turnover | Lodging/Hospitality | Energy Star Vending Machine |  |  |  |  | Commercial | Turnover | Lodging/Hospitality | Energy Star Commercial Glass Door Refrigerator
Commercial | Turnover | Miscellaneous | Energy Star Vending Machine |  |  |  |  | Commercial | Turnover | Miscellaneous | Energy Star Commercial Glass Door Refrigerator
Commercial | Turnover | Offices | Energy Star Vending Machine |  |  |  |  | Commercial | Turnover | Offices | Energy Star Commercial Glass Door Refrigerator
Commercial | Turnover | Restaurants | Energy Star Vending Machine |  |  |  |  | Commercial | Turnover | Restaurants | Energy Star Commercial Glass Door Refrigerator
Commercial | Turnover | Retail | Energy Star Vending Machine |  |  |  |  | Commercial | Turnover | Retail | Energy Star Commercial Glass Door Refrigerator
Commercial | Turnover | Schools K-12 | Energy Star Vending Machine |  |  |  |  | Commercial | Turnover | Schools K-12 | Energy Star Commercial Glass Door Refrigerator
Commercial | Turnover | Warehouse | Energy Star Vending Machine |  |  |  |  | Commercial | Turnover | Warehouse | Energy Star Commercial Glass Door Refrigerator
Commercial | New | Assembly | Energy Star Vending Machine |  |  |  |  | Commercial | New | Assembly | Energy Star Commercial Glass Door Refrigerator
Commercial | New | College and University | Energy Star Vending Machine |  |  |  |  | Commercial | New | College and University | Energy Star Commercial Glass Door Refrigerator
Commercial | New | Grocery | Energy Star Vending Machine |  |  |  |  | Commercial | New | Grocery | Energy Star Commercial Glass Door Refrigerator
Commercial | New | Healthcare | Energy Star Vending Machine |  |  |  |  | Commercial | New | Healthcare | Energy Star Commercial Glass Door Refrigerator
Commercial | New | Hospitals | Energy Star Vending Machine |  |  |  |  | Commercial | New | Hospitals | Energy Star Commercial Glass Door Refrigerator
Commercial | New | Institutional | Energy Star Vending Machine |  |  |  |  | Commercial | New | Institutional | Energy Star Commercial Glass Door Refrigerator
Commercial | New | Lodging/Hospitality | Energy Star Vending Machine |  |  |  |  | Commercial | New | Lodging/Hospitality | Energy Star Commercial Glass Door Refrigerator
Commercial | New | Miscellaneous | Energy Star Vending Machine |  |  |  |  | Commercial | New | Miscellaneous | Energy Star Commercial Glass Door Refrigerator
Commercial | New | Offices | Energy Star Vending Machine |  |  |  |  | Commercial | New | Offices | Energy Star Commercial Glass Door Refrigerator
Commercial | New | Restaurants | Energy Star Vending Machine |  |  |  |  | Commercial | New | Restaurants | Energy Star Commercial Glass Door Refrigerator
Commercial | New | Retail | Energy Star Vending Machine |  |  |  |  | Commercial | New | Retail | Energy Star Commercial Glass Door Refrigerator
Commercial | New | Schools K-12 | Energy Star Vending Machine |  |  |  |  | Commercial | New | Schools K-12 | Energy Star Commercial Glass Door Refrigerator
Commercial | New | Warehouse | Energy Star Vending Machine |  |  |  |  | Commercial | New | Warehouse | Energy Star Commercial Glass Door Refrigerator
Commercial | New | Assembly | Refrigerated Display Case LED Lighting |  |  |  |  | Commercial | Turnover | Assembly | Energy Star Commercial Solid Door Freezer
Commercial | New | College and University | Refrigerated Display Case LED Lighting |  |  |  |  | Commercial | Turnover | College and University | Energy Star Commercial Solid Door Freezer
Commercial | New | Grocery | Refrigerated Display Case LED Lighting |  |  |  |  | Commercial | Turnover | Grocery | Energy Star Commercial Solid Door Freezer
Commercial | New | Healthcare | Refrigerated Display Case LED Lighting |  |  |  |  | Commercial | Turnover | Healthcare | Energy Star Commercial Solid Door Freezer
Commercial | New | Hospitals | Refrigerated Display Case LED Lighting |  |  |  |  | Commercial | Turnover | Hospitals | Energy Star Commercial Solid Door Freezer
Commercial | New | Institutional | Refrigerated Display Case LED Lighting |  |  |  |  | Commercial | Turnover | Institutional | Energy Star Commercial Solid Door Freezer
Commercial | New | Lodging/Hospitality | Refrigerated Display Case LED Lighting |  |  |  |  | Commercial | Turnover | Lodging/Hospitality | Energy Star Commercial Solid Door Freezer
Commercial | New | Miscellaneous | Refrigerated Display Case LED Lighting |  |  |  |  | Commercial | Turnover | Miscellaneous | Energy Star Commercial Solid Door Freezer
Commercial | New | Offices | Refrigerated Display Case LED Lighting |  |  |  |  | Commercial | Turnover | Offices | Energy Star Commercial Solid Door Freezer
Commercial | New | Restaurants | Refrigerated Display Case LED Lighting |  |  |  |  | Commercial | Turnover | Restaurants | Energy Star Commercial Solid Door Freezer
Commercial | New | Retail | Refrigerated Display Case LED Lighting |  |  |  |  | Commercial | Turnover | Retail | Energy Star Commercial Solid Door Freezer
Commercial | New | Schools K-12 | Refrigerated Display Case LED Lighting |  |  |  |  | Commercial | Turnover | Schools K-12 | Energy Star Commercial Solid Door Freezer
Commercial | New | Warehouse | Refrigerated Display Case LED Lighting |  |  |  |  | Commercial | Turnover | Warehouse | Energy Star Commercial Solid Door Freezer
Commercial | Turnover | Assembly | 10HP Open Drip-Proof(ODP) Motor |  |  |  |  | Commercial | New | Assembly | Energy Star Commercial Solid Door Freezer
Commercial | Turnover | College and University | 10HP Open Drip-Proof(ODP) Motor |  |  |  |  | Commercial | New | College and University | Energy Star Commercial Solid Door Freezer
Commercial | Turnover | Grocery | 10HP Open Drip-Proof(ODP) Motor |  |  |  |  | Commercial | New | Grocery | Energy Star Commercial Solid Door Freezer
Commercial | Turnover | Healthcare | 10HP Open Drip-Proof(ODP) Motor |  |  |  |  | Commercial | New | Healthcare | Energy Star Commercial Solid Door Freezer
Commercial | Turnover | Hospitals | 10HP Open Drip-Proof(ODP) Motor |  |  |  |  | Commercial | New | Hospitals | Energy Star Commercial Solid Door Freezer
Commercial | Turnover | Institutional | 10HP Open Drip-Proof(ODP) Motor |  |  |  |  | Commercial | New | Institutional | Energy Star Commercial Solid Door Freezer
Commercial | Turnover | Lodging/Hospitality | 10HP Open Drip-Proof(ODP) Motor |  |  |  |  | Commercial | New | Lodging/Hospitality | Energy Star Commercial Solid Door Freezer
Commercial | Turnover | Miscellaneous | 10HP Open Drip-Proof(ODP) Motor |  |  |  |  | Commercial | New | Miscellaneous | Energy Star Commercial Solid Door Freezer
Commercial | Turnover | Offices | 10HP Open Drip-Proof(ODP) Motor |  |  |  |  | Commercial | New | Offices | Energy Star Commercial Solid Door Freezer
Commercial | Turnover | Restaurants | 10HP Open Drip-Proof(ODP) Motor |  |  |  |  | Commercial | New | Restaurants | Energy Star Commercial Solid Door Freezer
Commercial | Turnover | Retail | 10HP Open Drip-Proof(ODP) Motor |  |  |  |  | Commercial | New | Retail | Energy Star Commercial Solid Door Freezer
Commercial | Turnover | Schools K-12 | 10HP Open Drip-Proof(ODP) Motor |  |  |  |  | Commercial | New | Schools K-12 | Energy Star Commercial Solid Door Freezer
Commercial | Turnover | Warehouse | 10HP Open Drip-Proof(ODP) Motor |  |  |  |  | Commercial | New | Warehouse | Energy Star Commercial Solid Door Freezer
Commercial | New | Assembly | 10HP Open Drip-Proof(ODP) Motor |  |  |  |  | Commercial | Existing | Assembly | Faucet Aerator
Commercial | New | College and University | 10HP Open Drip-Proof(ODP) Motor |  |  |  |  | Commercial | Existing | College and University | Faucet Aerator
Commercial | New | Grocery | 10HP Open Drip-Proof(ODP) Motor |  |  |  |  | Commercial | Existing | Grocery | Faucet Aerator
Commercial | New | Healthcare | 10HP Open Drip-Proof(ODP) Motor |  |  |  |  | Commercial | Existing | Healthcare | Faucet Aerator
Commercial | New | Hospitals | 10HP Open Drip-Proof(ODP) Motor |  |  |  |  | Commercial | Existing | Hospitals | Faucet Aerator
Commercial | New | Institutional | 10HP Open Drip-Proof(ODP) Motor |  |  |  |  | Commercial | Existing | Institutional | Faucet Aerator
Commercial | New | Lodging/Hospitality | 10HP Open Drip-Proof(ODP) Motor |  |  |  |  | Commercial | Existing | Lodging/Hospitality | Faucet Aerator
Commercial | New | Miscellaneous | 10HP Open Drip-Proof(ODP) Motor |  |  |  |  | Commercial | Existing | Miscellaneous | Faucet Aerator
Commercial | New | Offices | 10HP Open Drip-Proof(ODP) Motor |  |  |  |  | Commercial | Existing | Offices | Faucet Aerator
Commercial | New | Restaurants | 10HP Open Drip-Proof(ODP) Motor |  |  |  |  | Commercial | Existing | Restaurants | Faucet Aerator
Commercial | New | Retail | 10HP Open Drip-Proof(ODP) Motor |  |  |  |  | Commercial | Existing | Retail | Faucet Aerator
Commercial | New | Schools K-12 | 10HP Open Drip-Proof(ODP) Motor |  |  |  |  | Commercial | Existing | Schools K-12 | Faucet Aerator
Commercial | New | Warehouse | 10HP Open Drip-Proof(ODP) Motor |  |  |  |  | Commercial | Existing | Warehouse | Faucet Aerator
Commercial | Existing | Assembly | Drain Water Heat Recovery |  |  |  |  | Commercial | New | Assembly | Faucet Aerator
Commercial | Existing | College and University | Drain Water Heat Recovery |  |  |  |  | Commercial | New | College and University | Faucet Aerator
Commercial | Existing | Grocery | Drain Water Heat Recovery |  |  |  |  | Commercial | New | Grocery | Faucet Aerator
Commercial | Existing | Healthcare | Drain Water Heat Recovery |  |  |  |  | Commercial | New | Healthcare | Faucet Aerator
Commercial | Existing | Hospitals | Drain Water Heat Recovery |  |  |  |  | Commercial | New | Hospitals | Faucet Aerator
Commercial | Existing | Institutional | Drain Water Heat Recovery |  |  |  |  | Commercial | New | Institutional | Faucet Aerator
Commercial | Existing | Lodging/Hospitality | Drain Water Heat Recovery |  |  |  |  | Commercial | New | Lodging/Hospitality | Faucet Aerator
Commercial | Existing | Miscellaneous | Drain Water Heat Recovery |  |  |  |  | Commercial | New | Miscellaneous | Faucet Aerator
Commercial | Existing | Offices | Drain Water Heat Recovery |  |  |  |  | Commercial | New | Offices | Faucet Aerator
Commercial | Existing | Restaurants | Drain Water Heat Recovery |  |  |  |  | Commercial | New | Restaurants | Faucet Aerator
Commercial | Existing | Retail | Drain Water Heat Recovery |  |  |  |  | Commercial | New | Retail | Faucet Aerator
Commercial | Existing | Schools K-12 | Drain Water Heat Recovery |  |  |  |  | Commercial | New | Schools K-12 | Faucet Aerator
Commercial | Existing | Warehouse | Drain Water Heat Recovery |  |  |  |  | Commercial | New | Warehouse | Faucet Aerator
Commercial | New | Assembly | Drain Water Heat Recovery |  |  |  |  | Commercial | Existing | Assembly | Hot Water Pipe Insulation
Commercial | New | College and University | Drain Water Heat Recovery |  |  |  |  | Commercial | Existing | College and University | Hot Water Pipe Insulation
Commercial | New | Grocery | Drain Water Heat Recovery |  |  |  |  | Commercial | Existing | Grocery | Hot Water Pipe Insulation
Commercial | New | Healthcare | Drain Water Heat Recovery |  |  |  |  | Commercial | Existing | Healthcare | Hot Water Pipe Insulation
Commercial | New | Hospitals | Drain Water Heat Recovery |  |  |  |  | Commercial | Existing | Hospitals | Hot Water Pipe Insulation
Commercial | New | Institutional | Drain Water Heat Recovery |  |  |  |  | Commercial | Existing | Institutional | Hot Water Pipe Insulation
Commercial | New | Lodging/Hospitality | Drain Water Heat Recovery |  |  |  |  | Commercial | Existing | Lodging/Hospitality | Hot Water Pipe Insulation
Commercial | New | Miscellaneous | Drain Water Heat Recovery |  |  |  |  | Commercial | Existing | Miscellaneous | Hot Water Pipe Insulation
Commercial | New | Offices | Drain Water Heat Recovery |  |  |  |  | Commercial | Existing | Offices | Hot Water Pipe Insulation
Commercial | New | Restaurants | Drain Water Heat Recovery |  |  |  |  | Commercial | Existing | Restaurants | Hot Water Pipe Insulation
Commercial | New | Retail | Drain Water Heat Recovery |  |  |  |  | Commercial | Existing | Retail | Hot Water Pipe Insulation
Commercial | New | Schools K-12 | Drain Water Heat Recovery |  |  |  |  | Commercial | Existing | Schools K-12 | Hot Water Pipe Insulation
Commercial | New | Warehouse | Drain Water Heat Recovery |  |  |  |  | Commercial | Existing | Warehouse | Hot Water Pipe Insulation
Commercial | Existing | Grocery | Hot Water Circulation Pump Control |  |  |  |  | Commercial | New | Assembly | Hot Water Pipe Insulation
Commercial | Existing | Lodging/Hospitality | Hot Water Circulation Pump Control |  |  |  |  | Commercial | New | College and University | Hot Water Pipe Insulation
Commercial | Existing | Restaurants | Hot Water Circulation Pump Control |  |  |  |  | Commercial | New | Grocery | Hot Water Pipe Insulation
Commercial | Existing | Retail | Hot Water Circulation Pump Control |  |  |  |  | Commercial | New | Healthcare | Hot Water Pipe Insulation
Commercial | New | Grocery | Hot Water Circulation Pump Control |  |  |  |  | Commercial | New | Hospitals | Hot Water Pipe Insulation
Commercial | New | Lodging/Hospitality | Hot Water Circulation Pump Control |  |  |  |  | Commercial | New | Institutional | Hot Water Pipe Insulation
Commercial | New | Restaurants | Hot Water Circulation Pump Control |  |  |  |  | Commercial | New | Lodging/Hospitality | Hot Water Pipe Insulation
Commercial | New | Retail | Hot Water Circulation Pump Control |  |  |  |  | Commercial | New | Miscellaneous | Hot Water Pipe Insulation
Commercial | Existing | Assembly | Tank Wrap on Water Heater |  |  |  |  | Commercial | New | Offices | Hot Water Pipe Insulation
Commercial | Existing | College and University | Tank Wrap on Water Heater |  |  |  |  | Commercial | New | Restaurants | Hot Water Pipe Insulation
Commercial | Existing | Grocery | Tank Wrap on Water Heater |  |  |  |  | Commercial | New | Retail | Hot Water Pipe Insulation
Commercial | Existing | Healthcare | Tank Wrap on Water Heater |  |  |  |  | Commercial | New | Schools K-12 | Hot Water Pipe Insulation
Commercial | Existing | Hospitals | Tank Wrap on Water Heater |  |  |  |  | Commercial | New | Warehouse | Hot Water Pipe Insulation
Commercial | Existing | Institutional | Tank Wrap on Water Heater |  |  |  |  | Commercial | Existing | Assembly | Low Flow Shower Head
Commercial | Existing | Lodging/Hospitality | Tank Wrap on Water Heater |  |  |  |  | Commercial | Existing | College and University | Low Flow Shower Head
Commercial | Existing | Miscellaneous | Tank Wrap on Water Heater |  |  |  |  | Commercial | Existing | Grocery | Low Flow Shower Head
Commercial | Existing | Offices | Tank Wrap on Water Heater |  |  |  |  | Commercial | Existing | Healthcare | Low Flow Shower Head
Commercial | Existing | Restaurants | Tank Wrap on Water Heater |  |  |  |  | Commercial | Existing | Hospitals | Low Flow Shower Head
Commercial | Existing | Retail | Tank Wrap on Water Heater |  |  |  |  | Commercial | Existing | Institutional | Low Flow Shower Head
Commercial | Existing | Schools K-12 | Tank Wrap on Water Heater |  |  |  |  | Commercial | Existing | Lodging/Hospitality | Low Flow Shower Head
Commercial | Existing | Warehouse | Tank Wrap on Water Heater |  |  |  |  | Commercial | Existing | Miscellaneous | Low Flow Shower Head
Commercial | New | Assembly | Tank Wrap on Water Heater |  |  |  |  | Commercial | Existing | Offices | Low Flow Shower Head
Commercial | New | College and University | Tank Wrap on Water Heater |  |  |  |  | Commercial | Existing | Restaurants | Low Flow Shower Head
Commercial | New | Grocery | Tank Wrap on Water Heater |  |  |  |  | Commercial | Existing | Retail | Low Flow Shower Head
Commercial | New | Healthcare | Tank Wrap on Water Heater |  |  |  |  | Commercial | Existing | Schools K-12 | Low Flow Shower Head
Commercial | New | Hospitals | Tank Wrap on Water Heater |  |  |  |  | Commercial | Existing | Warehouse | Low Flow Shower Head
Commercial | New | Institutional | Tank Wrap on Water Heater |  |  |  |  | Commercial | New | Assembly | Low Flow Shower Head
Commercial | New | Lodging/Hospitality | Tank Wrap on Water Heater |  |  |  |  | Commercial | New | College and University | Low Flow Shower Head
Commercial | New | Miscellaneous | Tank Wrap on Water Heater |  |  |  |  | Commercial | New | Grocery | Low Flow Shower Head
Commercial | New | Offices | Tank Wrap on Water Heater |  |  |  |  | Commercial | New | Healthcare | Low Flow Shower Head
Commercial | New | Restaurants | Tank Wrap on Water Heater |  |  |  |  | Commercial | New | Hospitals | Low Flow Shower Head
Commercial | New | Retail | Tank Wrap on Water Heater |  |  |  |  | Commercial | New | Institutional | Low Flow Shower Head
Commercial | New | Schools K-12 | Tank Wrap on Water Heater |  |  |  |  | Commercial | New | Lodging/Hospitality | Low Flow Shower Head
Commercial | New | Warehouse | Tank Wrap on Water Heater |  |  |  |  | Commercial | New | Miscellaneous | Low Flow Shower Head
Commercial | Existing | Assembly | Air Curtains |  |  |  |  | Commercial | New | Offices | Low Flow Shower Head
Commercial | Existing | College and University | Air Curtains |  |  |  |  | Commercial | New | Restaurants | Low Flow Shower Head
Commercial | Existing | Grocery | Air Curtains |  |  |  |  | Commercial | New | Retail | Low Flow Shower Head
Commercial | Existing | Healthcare | Air Curtains |  |  |  |  | Commercial | New | Schools K-12 | Low Flow Shower Head
Commercial | Existing | Hospitals | Air Curtains |  |  |  |  | Commercial | New | Warehouse | Low Flow Shower Head
Commercial | Existing | Institutional | Air Curtains |  |  |  |  | Commercial | Existing | Assembly | Low-Flow Pre-Rinse Sprayers
Commercial | Existing | Lodging/Hospitality | Air Curtains |  |  |  |  | Commercial | Existing | College and University | Low-Flow Pre-Rinse Sprayers
Commercial | Existing | Miscellaneous | Air Curtains |  |  |  |  | Commercial | Existing | Grocery | Low-Flow Pre-Rinse Sprayers
Commercial | Existing | Offices | Air Curtains |  |  |  |  | Commercial | Existing | Healthcare | Low-Flow Pre-Rinse Sprayers
Commercial | Existing | Restaurants | Air Curtains |  |  |  |  | Commercial | Existing | Hospitals | Low-Flow Pre-Rinse Sprayers
Commercial | Existing | Retail | Air Curtains |  |  |  |  | Commercial | Existing | Institutional | Low-Flow Pre-Rinse Sprayers
Commercial | Existing | Schools K-12 | Air Curtains |  |  |  |  | Commercial | Existing | Lodging/Hospitality | Low-Flow Pre-Rinse Sprayers
Commercial | Existing | Warehouse | Air Curtains |  |  |  |  | Commercial | Existing | Miscellaneous | Low-Flow Pre-Rinse Sprayers
Commercial | New | Assembly | Air Curtains |  |  |  |  | Commercial | Existing | Offices | Low-Flow Pre-Rinse Sprayers
Commercial | New | College and University | Air Curtains |  |  |  |  | Commercial | Existing | Restaurants | Low-Flow Pre-Rinse Sprayers
Commercial | New | Grocery | Air Curtains |  |  |  |  | Commercial | Existing | Retail | Low-Flow Pre-Rinse Sprayers
Commercial | New | Healthcare | Air Curtains |  |  |  |  | Commercial | Existing | Schools K-12 | Low-Flow Pre-Rinse Sprayers
Commercial | New | Hospitals | Air Curtains |  |  |  |  | Commercial | Existing | Warehouse | Low-Flow Pre-Rinse Sprayers
Commercial | New | Institutional | Air Curtains |  |  |  |  | Commercial | New | Assembly | Low-Flow Pre-Rinse Sprayers
Commercial | New | Lodging/Hospitality | Air Curtains |  |  |  |  | Commercial | New | College and University | Low-Flow Pre-Rinse Sprayers
Commercial | New | Miscellaneous | Air Curtains |  |  |  |  | Commercial | New | Grocery | Low-Flow Pre-Rinse Sprayers
Commercial | New | Offices | Air Curtains |  |  |  |  | Commercial | New | Healthcare | Low-Flow Pre-Rinse Sprayers
Commercial | New | Restaurants | Air Curtains |  |  |  |  | Commercial | New | Hospitals | Low-Flow Pre-Rinse Sprayers
Commercial | New | Retail | Air Curtains |  |  |  |  | Commercial | New | Institutional | Low-Flow Pre-Rinse Sprayers
Commercial | New | Schools K-12 | Air Curtains |  |  |  |  | Commercial | New | Lodging/Hospitality | Low-Flow Pre-Rinse Sprayers
Commercial | New | Warehouse | Air Curtains |  |  |  |  | Commercial | New | Miscellaneous | Low-Flow Pre-Rinse Sprayers
Commercial | Existing | Assembly | Ceiling Insulation(R12 to R38) |  |  |  |  | Commercial | New | Offices | Low-Flow Pre-Rinse Sprayers
Commercial | Existing | College and University | Ceiling Insulation(R12 to R38) |  |  |  |  | Commercial | New | Restaurants | Low-Flow Pre-Rinse Sprayers
Commercial | Existing | Grocery | Ceiling Insulation(R12 to R38) |  |  |  |  | Commercial | New | Retail | Low-Flow Pre-Rinse Sprayers
Commercial | Existing | Healthcare | Ceiling Insulation(R12 to R38) |  |  |  |  | Commercial | New | Schools K-12 | Low-Flow Pre-Rinse Sprayers
Commercial | Existing | Hospitals | Ceiling Insulation(R12 to R38) |  |  |  |  | Commercial | New | Warehouse | Low-Flow Pre-Rinse Sprayers
Commercial | Existing | Institutional | Ceiling Insulation(R12 to R38) |  |  |  |  | Commercial | Existing | Assembly | Thermostatic Shower Restriction Valve
Commercial | Existing | Lodging/Hospitality | Ceiling Insulation(R12 to R38) |  |  |  |  | Commercial | Existing | College and University | Thermostatic Shower Restriction Valve
Commercial | Existing | Miscellaneous | Ceiling Insulation(R12 to R38) |  |  |  |  | Commercial | Existing | Grocery | Thermostatic Shower Restriction Valve
Commercial | Existing | Offices | Ceiling Insulation(R12 to R38) |  |  |  |  | Commercial | Existing | Healthcare | Thermostatic Shower Restriction Valve
Commercial | Existing | Restaurants | Ceiling Insulation(R12 to R38) |  |  |  |  | Commercial | Existing | Hospitals | Thermostatic Shower Restriction Valve
Commercial | Existing | Retail | Ceiling Insulation(R12 to R38) |  |  |  |  | Commercial | Existing | Institutional | Thermostatic Shower Restriction Valve
Commercial | Existing | Schools K-12 | Ceiling Insulation(R12 to R38) |  |  |  |  | Commercial | Existing | Lodging/Hospitality | Thermostatic Shower Restriction Valve
Commercial | Existing | Warehouse | Ceiling Insulation(R12 to R38) |  |  |  |  | Commercial | Existing | Miscellaneous | Thermostatic Shower Restriction Valve
Commercial | New | Assembly | Ceiling Insulation(R12 to R38) |  |  |  |  | Commercial | Existing | Offices | Thermostatic Shower Restriction Valve
Commercial | New | College and University | Ceiling Insulation(R12 to R38) |  |  |  |  | Commercial | Existing | Restaurants | Thermostatic Shower Restriction Valve
Commercial | New | Grocery | Ceiling Insulation(R12 to R38) |  |  |  |  | Commercial | Existing | Retail | Thermostatic Shower Restriction Valve
Commercial | New | Healthcare | Ceiling Insulation(R12 to R38) |  |  |  |  | Commercial | Existing | Schools K-12 | Thermostatic Shower Restriction Valve
Commercial | New | Hospitals | Ceiling Insulation(R12 to R38) |  |  |  |  | Commercial | Existing | Warehouse | Thermostatic Shower Restriction Valve
Commercial | New | Institutional | Ceiling Insulation(R12 to R38) |  |  |  |  | Commercial | New | Assembly | Thermostatic Shower Restriction Valve
Commercial | New | Lodging/Hospitality | Ceiling Insulation(R12 to R38) |  |  |  |  | Commercial | New | College and University | Thermostatic Shower Restriction Valve
Commercial | New | Miscellaneous | Ceiling Insulation(R12 to R38) |  |  |  |  | Commercial | New | Grocery | Thermostatic Shower Restriction Valve
Commercial | New | Offices | Ceiling Insulation(R12 to R38) |  |  |  |  | Commercial | New | Healthcare | Thermostatic Shower Restriction Valve
Commercial | New | Restaurants | Ceiling Insulation(R12 to R38) |  |  |  |  | Commercial | New | Hospitals | Thermostatic Shower Restriction Valve
Commercial | New | Retail | Ceiling Insulation(R12 to R38) |  |  |  |  | Commercial | New | Institutional | Thermostatic Shower Restriction Valve
Commercial | New | Schools K-12 | Ceiling Insulation(R12 to R38) |  |  |  |  | Commercial | New | Lodging/Hospitality | Thermostatic Shower Restriction Valve
Commercial | New | Warehouse | Ceiling Insulation(R12 to R38) |  |  |  |  | Commercial | New | Miscellaneous | Thermostatic Shower Restriction Valve
Commercial | Existing | Assembly | Ceiling Insulation(R19 to R38) |  |  |  |  | Commercial | New | Offices | Thermostatic Shower Restriction Valve
Commercial | Existing | College and University | Ceiling Insulation(R19 to R38) |  |  |  |  | Commercial | New | Restaurants | Thermostatic Shower Restriction Valve
Commercial | Existing | Grocery | Ceiling Insulation(R19 to R38) |  |  |  |  | Commercial | New | Retail | Thermostatic Shower Restriction Valve
Commercial | Existing | Healthcare | Ceiling Insulation(R19 to R38) |  |  |  |  | Commercial | New | Schools K-12 | Thermostatic Shower Restriction Valve
Commercial | Existing | Hospitals | Ceiling Insulation(R19 to R38) |  |  |  |  | Commercial | New | Warehouse | Thermostatic Shower Restriction Valve
Commercial | Existing | Institutional | Ceiling Insulation(R19 to R38) |  |  |  |  | Commercial | Existing | Assembly | Airside Economizer
Commercial | Existing | Lodging/Hospitality | Ceiling Insulation(R19 to R38) |  |  |  |  | Commercial | Existing | College and University | Airside Economizer
Commercial | Existing | Miscellaneous | Ceiling Insulation(R19 to R38) |  |  |  |  | Commercial | Existing | Grocery | Airside Economizer
Commercial | Existing | Offices | Ceiling Insulation(R19 to R38) |  |  |  |  | Commercial | Existing | Healthcare | Airside Economizer
Commercial | Existing | Restaurants | Ceiling Insulation(R19 to R38) |  |  |  |  | Commercial | Existing | Hospitals | Airside Economizer
Commercial | Existing | Retail | Ceiling Insulation(R19 to R38) |  |  |  |  | Commercial | Existing | Institutional | Airside Economizer
Commercial | Existing | Schools K-12 | Ceiling Insulation(R19 to R38) |  |  |  |  | Commercial | Existing | Lodging/Hospitality | Airside Economizer
Commercial | Existing | Warehouse | Ceiling Insulation(R19 to R38) |  |  |  |  | Commercial | Existing | Miscellaneous | Airside Economizer
Commercial | New | Assembly | Ceiling Insulation(R19 to R38) |  |  |  |  | Commercial | Existing | Offices | Airside Economizer
Commercial | New | College and University | Ceiling Insulation(R19 to R38) |  |  |  |  | Commercial | Existing | Restaurants | Airside Economizer
Commercial | New | Grocery | Ceiling Insulation(R19 to R38) |  |  |  |  | Commercial | Existing | Retail | Airside Economizer
Commercial | New | Healthcare | Ceiling Insulation(R19 to R38) |  |  |  |  | Commercial | Existing | Schools K-12 | Airside Economizer
Commercial | New | Hospitals | Ceiling Insulation(R19 to R38) |  |  |  |  | Commercial | Existing | Warehouse | Airside Economizer
Commercial | New | Institutional | Ceiling Insulation(R19 to R38) |  |  |  |  | Commercial | New | Assembly | Airside Economizer
Commercial | New | Lodging/Hospitality | Ceiling Insulation(R19 to R38) |  |  |  |  | Commercial | New | College and University | Airside Economizer
Commercial | New | Miscellaneous | Ceiling Insulation(R19 to R38) |  |  |  |  | Commercial | New | Grocery | Airside Economizer
Commercial | New | Offices | Ceiling Insulation(R19 to R38) |  |  |  |  | Commercial | New | Healthcare | Airside Economizer
Commercial | New | Restaurants | Ceiling Insulation(R19 to R38) |  |  |  |  | Commercial | New | Hospitals | Airside Economizer
Commercial | New | Retail | Ceiling Insulation(R19 to R38) |  |  |  |  | Commercial | New | Institutional | Airside Economizer
Commercial | New | Schools K-12 | Ceiling Insulation(R19 to R38) |  |  |  |  | Commercial | New | Lodging/Hospitality | Airside Economizer
Commercial | New | Warehouse | Ceiling Insulation(R19 to R38) |  |  |  |  | Commercial | New | Miscellaneous | Airside Economizer
Commercial | Existing | Assembly | Ceiling Insulation(R30 to R38) |  |  |  |  | Commercial | New | Offices | Airside Economizer
Commercial | Existing | College and University | Ceiling Insulation(R30 to R38) |  |  |  |  | Commercial | New | Restaurants | Airside Economizer
Commercial | Existing | Grocery | Ceiling Insulation(R30 to R38) |  |  |  |  | Commercial | New | Retail | Airside Economizer
Commercial | Existing | Healthcare | Ceiling Insulation(R30 to R38) |  |  |  |  | Commercial | New | Schools K-12 | Airside Economizer
Commercial | Existing | Hospitals | Ceiling Insulation(R30 to R38) |  |  |  |  | Commercial | New | Warehouse | Airside Economizer
Commercial | Existing | Institutional | Ceiling Insulation(R30 to R38) |  |  |  |  | Commercial | Existing | Assembly | Chilled Water Controls Optimization
Commercial | Existing | Lodging/Hospitality | Ceiling Insulation(R30 to R38) |  |  |  |  | Commercial | Existing | College and University | Chilled Water Controls Optimization
Commercial | Existing | Miscellaneous | Ceiling Insulation(R30 to R38) |  |  |  |  | Commercial | Existing | Healthcare | Chilled Water Controls Optimization
Commercial | Existing | Offices | Ceiling Insulation(R30 to R38) |  |  |  |  | Commercial | Existing | Hospitals | Chilled Water Controls Optimization
Commercial | Existing | Restaurants | Ceiling Insulation(R30 to R38) |  |  |  |  | Commercial | Existing | Institutional | Chilled Water Controls Optimization
Commercial | Existing | Retail | Ceiling Insulation(R30 to R38) |  |  |  |  | Commercial | Existing | Lodging/Hospitality | Chilled Water Controls Optimization
Commercial | Existing | Schools K-12 | Ceiling Insulation(R30 to R38) |  |  |  |  | Commercial | Existing | Miscellaneous | Chilled Water Controls Optimization
Commercial | Existing | Warehouse | Ceiling Insulation(R30 to R38) |  |  |  |  | Commercial | Existing | Offices | Chilled Water Controls Optimization
Commercial | New | Assembly | Ceiling Insulation(R30 to R38) |  |  |  |  | Commercial | Existing | Restaurants | Chilled Water Controls Optimization
Commercial | New | College and University | Ceiling Insulation(R30 to R38) |  |  |  |  | Commercial | Existing | Retail | Chilled Water Controls Optimization
Commercial | New | Grocery | Ceiling Insulation(R30 to R38) |  |  |  |  | Commercial | Existing | Schools K-12 | Chilled Water Controls Optimization
Commercial | New | Healthcare | Ceiling Insulation(R30 to R38) |  |  |  |  | Commercial | Existing | Warehouse | Chilled Water Controls Optimization
Commercial | New | Hospitals | Ceiling Insulation(R30 to R38) |  |  |  |  | Commercial | New | Assembly | Chilled Water Controls Optimization
Commercial | New | Institutional | Ceiling Insulation(R30 to R38) |  |  |  |  | Commercial | New | College and University | Chilled Water Controls Optimization
Commercial | New | Lodging/Hospitality | Ceiling Insulation(R30 to R38) |  |  |  |  | Commercial | New | Healthcare | Chilled Water Controls Optimization
Commercial | New | Miscellaneous | Ceiling Insulation(R30 to R38) |  |  |  |  | Commercial | New | Hospitals | Chilled Water Controls Optimization
Commercial | New | Offices | Ceiling Insulation(R30 to R38) |  |  |  |  | Commercial | New | Institutional | Chilled Water Controls Optimization
Commercial | New | Restaurants | Ceiling Insulation(R30 to R38) |  |  |  |  | Commercial | New | Lodging/Hospitality | Chilled Water Controls Optimization
Commercial | New | Retail | Ceiling Insulation(R30 to R38) |  |  |  |  | Commercial | New | Miscellaneous | Chilled Water Controls Optimization
Commercial | New | Schools K-12 | Ceiling Insulation(R30 to R38) |  |  |  |  | Commercial | New | Offices | Chilled Water Controls Optimization
Commercial | New | Warehouse | Ceiling Insulation(R30 to R38) |  |  |  |  | Commercial | New | Restaurants | Chilled Water Controls Optimization
Commercial | Existing | Grocery | Chilled Water Controls Optimization |  |  |  |  | Commercial | New | Retail | Chilled Water Controls Optimization
Commercial | New | Grocery | Chilled Water Controls Optimization |  |  |  |  | Commercial | New | Schools K-12 | Chilled Water Controls Optimization
Commercial | Existing | Assembly | Cool Roof |  |  |  |  | Commercial | New | Warehouse | Chilled Water Controls Optimization
Commercial | Existing | College and University | Cool Roof |  |  |  |  | Commercial | Existing | Grocery | Duct Sealing Repair
Commercial | Existing | Grocery | Cool Roof |  |  |  |  | Commercial | Existing | Healthcare | Duct Sealing Repair
Commercial | Existing | Healthcare | Cool Roof |  |  |  |  | Commercial | Existing | Hospitals | Duct Sealing Repair
Commercial | Existing | Hospitals | Cool Roof |  |  |  |  | Commercial | Existing | Institutional | Duct Sealing Repair
Commercial | Existing | Institutional | Cool Roof |  |  |  |  | Commercial | Existing | Lodging/Hospitality | Duct Sealing Repair
Commercial | Existing | Lodging/Hospitality | Cool Roof |  |  |  |  | Commercial | Existing | Miscellaneous | Duct Sealing Repair
Commercial | Existing | Miscellaneous | Cool Roof |  |  |  |  | Commercial | Existing | Offices | Duct Sealing Repair
Commercial | Existing | Offices | Cool Roof |  |  |  |  | Commercial | Existing | Restaurants | Duct Sealing Repair
Commercial | Existing | Restaurants | Cool Roof |  |  |  |  | Commercial | New | Grocery | Duct Sealing Repair
Commercial | Existing | Retail | Cool Roof |  |  |  |  | Commercial | New | Healthcare | Duct Sealing Repair
Commercial | Existing | Schools K-12 | Cool Roof |  |  |  |  | Commercial | New | Hospitals | Duct Sealing Repair
Commercial | Existing | Warehouse | Cool Roof |  |  |  |  | Commercial | New | Institutional | Duct Sealing Repair
Commercial | New | Assembly | Cool Roof |  |  |  |  | Commercial | New | Lodging/Hospitality | Duct Sealing Repair
Commercial | New | College and University | Cool Roof |  |  |  |  | Commercial | New | Miscellaneous | Duct Sealing Repair
Commercial | New | Grocery | Cool Roof |  |  |  |  | Commercial | New | Offices | Duct Sealing Repair
Commercial | New | Healthcare | Cool Roof |  |  |  |  | Commercial | New | Restaurants | Duct Sealing Repair
Commercial | New | Hospitals | Cool Roof |  |  |  |  | Commercial | Existing | Grocery | ECM Motors on Furnaces
Commercial | New | Institutional | Cool Roof |  |  |  |  | Commercial | Existing | Healthcare | ECM Motors on Furnaces
Commercial | New | Lodging/Hospitality | Cool Roof |  |  |  |  | Commercial | Existing | Hospitals | ECM Motors on Furnaces
Commercial | New | Miscellaneous | Cool Roof |  |  |  |  | Commercial | Existing | Restaurants | ECM Motors on Furnaces
Commercial | New | Offices | Cool Roof |  |  |  |  | Commercial | Existing | Retail | ECM Motors on Furnaces
Commercial | New | Restaurants | Cool Roof |  |  |  |  | Commercial | Existing | Schools K-12 | ECM Motors on Furnaces
Commercial | New | Retail | Cool Roof |  |  |  |  | Commercial | New | Grocery | ECM Motors on Furnaces
Commercial | New | Schools K-12 | Cool Roof |  |  |  |  | Commercial | New | Healthcare | ECM Motors on Furnaces
Commercial | New | Warehouse | Cool Roof |  |  |  |  | Commercial | New | Hospitals | ECM Motors on Furnaces
Commercial | Existing | Assembly | Dedicated Outdoor Air System on VRF unit |  |  |  |  | Commercial | New | Restaurants | ECM Motors on Furnaces
Commercial | Existing | College and University | Dedicated Outdoor Air System on VRF unit |  |  |  |  | Commercial | New | Retail | ECM Motors on Furnaces
Commercial | Existing | Grocery | Dedicated Outdoor Air System on VRF unit |  |  |  |  | Commercial | New | Schools K-12 | ECM Motors on Furnaces
Commercial | Existing | Institutional | Dedicated Outdoor Air System on VRF unit |  |  |  |  | Commercial | Existing | Grocery | Facility Energy Management System
Commercial | Existing | Lodging/Hospitality | Dedicated Outdoor Air System on VRF unit |  |  |  |  | Commercial | Existing | Institutional | Facility Energy Management System
Commercial | Existing | Miscellaneous | Dedicated Outdoor Air System on VRF unit |  |  |  |  | Commercial | Existing | Restaurants | Facility Energy Management System
Commercial | Existing | Offices | Dedicated Outdoor Air System on VRF unit |  |  |  |  | Commercial | New | Grocery | Facility Energy Management System
Commercial | Existing | Retail | Dedicated Outdoor Air System on VRF unit |  |  |  |  | Commercial | New | Institutional | Facility Energy Management System
Commercial | Existing | Schools K-12 | Dedicated Outdoor Air System on VRF unit |  |  |  |  | Commercial | New | Restaurants | Facility Energy Management System
Commercial | Existing | Warehouse | Dedicated Outdoor Air System on VRF unit |  |  |  |  | Commercial | Existing | Grocery | Programmable Thermostat
Commercial | New | Assembly | Dedicated Outdoor Air System on VRF unit |  |  |  |  | Commercial | New | Grocery | Programmable Thermostat
Commercial | New | College and University | Dedicated Outdoor Air System on VRF unit |  |  |  |  | Commercial | Existing | Grocery | Smart Thermostat
Commercial | New | Grocery | Dedicated Outdoor Air System on VRF unit |  |  |  |  | Commercial | Existing | Restaurants | Smart Thermostat
Commercial | New | Institutional | Dedicated Outdoor Air System on VRF unit |  |  |  |  | Commercial | New | Grocery | Smart Thermostat
Commercial | New | Lodging/Hospitality | Dedicated Outdoor Air System on VRF unit |  |  |  |  | Commercial | New | Restaurants | Smart Thermostat
Commercial | New | Miscellaneous | Dedicated Outdoor Air System on VRF unit |  |  |  |  | Commercial | Existing | Hospitals | Interior Lighting Controls
Commercial | New | Offices | Dedicated Outdoor Air System on VRF unit |  |  |  |  | Commercial | New | Hospitals | Interior Lighting Controls
Commercial | New | Retail | Dedicated Outdoor Air System on VRF unit |  |  |  |  | Commercial | Existing | Assembly | Smart Strip Plug Outlet
Commercial | New | Schools K-12 | Dedicated Outdoor Air System on VRF unit |  |  |  |  | Commercial | Existing | College and University | Smart Strip Plug Outlet
Commercial | New | Warehouse | Dedicated Outdoor Air System on VRF unit |  |  |  |  | Commercial | Existing | Grocery | Smart Strip Plug Outlet
Commercial | Existing | Assembly | Destratification Fans |  |  |  |  | Commercial | Existing | Healthcare | Smart Strip Plug Outlet
Commercial | Existing | College and University | Destratification Fans |  |  |  |  | Commercial | Existing | Hospitals | Smart Strip Plug Outlet
Commercial | Existing | Grocery | Destratification Fans |  |  |  |  | Commercial | Existing | Institutional | Smart Strip Plug Outlet
Commercial | Existing | Healthcare | Destratification Fans |  |  |  |  | Commercial | Existing | Lodging/Hospitality | Smart Strip Plug Outlet
Commercial | Existing | Hospitals | Destratification Fans |  |  |  |  | Commercial | Existing | Miscellaneous | Smart Strip Plug Outlet
Commercial | Existing | Institutional | Destratification Fans |  |  |  |  | Commercial | Existing | Offices | Smart Strip Plug Outlet
Commercial | Existing | Lodging/Hospitality | Destratification Fans |  |  |  |  | Commercial | Existing | Restaurants | Smart Strip Plug Outlet
Commercial | Existing | Miscellaneous | Destratification Fans |  |  |  |  | Commercial | Existing | Schools K-12 | Smart Strip Plug Outlet
Commercial | Existing | Offices | Destratification Fans |  |  |  |  | Commercial | New | Assembly | Smart Strip Plug Outlet
Commercial | Existing | Restaurants | Destratification Fans |  |  |  |  | Commercial | New | College and University | Smart Strip Plug Outlet
Commercial | Existing | Retail | Destratification Fans |  |  |  |  | Commercial | New | Grocery | Smart Strip Plug Outlet
Commercial | Existing | Schools K-12 | Destratification Fans |  |  |  |  | Commercial | New | Healthcare | Smart Strip Plug Outlet
Commercial | Existing | Warehouse | Destratification Fans |  |  |  |  | Commercial | New | Hospitals | Smart Strip Plug Outlet
Commercial | New | Assembly | Destratification Fans |  |  |  |  | Commercial | New | Institutional | Smart Strip Plug Outlet
Commercial | New | College and University | Destratification Fans |  |  |  |  | Commercial | New | Lodging/Hospitality | Smart Strip Plug Outlet
Commercial | New | Grocery | Destratification Fans |  |  |  |  | Commercial | New | Miscellaneous | Smart Strip Plug Outlet
Commercial | New | Healthcare | Destratification Fans |  |  |  |  | Commercial | New | Offices | Smart Strip Plug Outlet
Commercial | New | Hospitals | Destratification Fans |  |  |  |  | Commercial | New | Restaurants | Smart Strip Plug Outlet
Commercial | New | Institutional | Destratification Fans |  |  |  |  | Commercial | New | Schools K-12 | Smart Strip Plug Outlet
Commercial | New | Lodging/Hospitality | Destratification Fans |  |  |  |  | Commercial | Existing | Assembly | Anti-Sweat Controls
Commercial | New | Miscellaneous | Destratification Fans |  |  |  |  | Commercial | Existing | College and University | Anti-Sweat Controls
Commercial | New | Offices | Destratification Fans |  |  |  |  | Commercial | Existing | Grocery | Anti-Sweat Controls
Commercial | New | Restaurants | Destratification Fans |  |  |  |  | Commercial | Existing | Healthcare | Anti-Sweat Controls
Commercial | New | Retail | Destratification Fans |  |  |  |  | Commercial | Existing | Hospitals | Anti-Sweat Controls
Commercial | New | Schools K-12 | Destratification Fans |  |  |  |  | Commercial | Existing | Institutional | Anti-Sweat Controls
Commercial | New | Warehouse | Destratification Fans |  |  |  |  | Commercial | Existing | Lodging/Hospitality | Anti-Sweat Controls
Commercial | Existing | Assembly | Duct Insulation |  |  |  |  | Commercial | Existing | Miscellaneous | Anti-Sweat Controls
Commercial | Existing | College and University | Duct Insulation |  |  |  |  | Commercial | Existing | Offices | Anti-Sweat Controls
Commercial | Existing | Grocery | Duct Insulation |  |  |  |  | Commercial | Existing | Restaurants | Anti-Sweat Controls
Commercial | Existing | Healthcare | Duct Insulation |  |  |  |  | Commercial | Existing | Retail | Anti-Sweat Controls
Commercial | Existing | Hospitals | Duct Insulation |  |  |  |  | Commercial | Existing | Schools K-12 | Anti-Sweat Controls
Commercial | Existing | Institutional | Duct Insulation |  |  |  |  | Commercial | Existing | Warehouse | Anti-Sweat Controls
Commercial | Existing | Lodging/Hospitality | Duct Insulation |  |  |  |  | Commercial | New | Assembly | Anti-Sweat Controls
Commercial | Existing | Miscellaneous | Duct Insulation |  |  |  |  | Commercial | New | College and University | Anti-Sweat Controls
Commercial | Existing | Offices | Duct Insulation |  |  |  |  | Commercial | New | Grocery | Anti-Sweat Controls
Commercial | Existing | Restaurants | Duct Insulation |  |  |  |  | Commercial | New | Healthcare | Anti-Sweat Controls
Commercial | Existing | Retail | Duct Insulation |  |  |  |  | Commercial | New | Hospitals | Anti-Sweat Controls
Commercial | Existing | Schools K-12 | Duct Insulation |  |  |  |  | Commercial | New | Institutional | Anti-Sweat Controls
Commercial | Existing | Warehouse | Duct Insulation |  |  |  |  | Commercial | New | Lodging/Hospitality | Anti-Sweat Controls
Commercial | New | Assembly | Duct Insulation |  |  |  |  | Commercial | New | Miscellaneous | Anti-Sweat Controls
Commercial | New | College and University | Duct Insulation |  |  |  |  | Commercial | New | Offices | Anti-Sweat Controls
Commercial | New | Grocery | Duct Insulation |  |  |  |  | Commercial | New | Restaurants | Anti-Sweat Controls
Commercial | New | Healthcare | Duct Insulation |  |  |  |  | Commercial | New | Retail | Anti-Sweat Controls
Commercial | New | Hospitals | Duct Insulation |  |  |  |  | Commercial | New | Schools K-12 | Anti-Sweat Controls
Commercial | New | Institutional | Duct Insulation |  |  |  |  | Commercial | New | Warehouse | Anti-Sweat Controls
Commercial | New | Lodging/Hospitality | Duct Insulation |  |  |  |  | Commercial | Existing | Assembly | Floating Head Pressure Controls
Commercial | New | Miscellaneous | Duct Insulation |  |  |  |  | Commercial | Existing | College and University | Floating Head Pressure Controls
Commercial | New | Offices | Duct Insulation |  |  |  |  | Commercial | Existing | Grocery | Floating Head Pressure Controls
Commercial | New | Restaurants | Duct Insulation |  |  |  |  | Commercial | Existing | Healthcare | Floating Head Pressure Controls
Commercial | New | Retail | Duct Insulation |  |  |  |  | Commercial | Existing | Hospitals | Floating Head Pressure Controls
Commercial | New | Schools K-12 | Duct Insulation |  |  |  |  | Commercial | Existing | Institutional | Floating Head Pressure Controls
Commercial | New | Warehouse | Duct Insulation |  |  |  |  | Commercial | Existing | Lodging/Hospitality | Floating Head Pressure Controls
Commercial | Existing | Assembly | Energy Recovery Ventilation System (ERV) |  |  |  |  | Commercial | Existing | Miscellaneous | Floating Head Pressure Controls
Commercial | Existing | College and University | Energy Recovery Ventilation System (ERV) |  |  |  |  | Commercial | Existing | Offices | Floating Head Pressure Controls
Commercial | Existing | Grocery | Energy Recovery Ventilation System (ERV) |  |  |  |  | Commercial | Existing | Restaurants | Floating Head Pressure Controls
Commercial | Existing | Healthcare | Energy Recovery Ventilation System (ERV) |  |  |  |  | Commercial | Existing | Retail | Floating Head Pressure Controls
Commercial | Existing | Hospitals | Energy Recovery Ventilation System (ERV) |  |  |  |  | Commercial | Existing | Schools K-12 | Floating Head Pressure Controls
Commercial | Existing | Institutional | Energy Recovery Ventilation System (ERV) |  |  |  |  | Commercial | Existing | Warehouse | Floating Head Pressure Controls
Commercial | Existing | Lodging/Hospitality | Energy Recovery Ventilation System (ERV) |  |  |  |  | Commercial | New | Assembly | Floating Head Pressure Controls
Commercial | Existing | Miscellaneous | Energy Recovery Ventilation System (ERV) |  |  |  |  | Commercial | New | College and University | Floating Head Pressure Controls
Commercial | Existing | Offices | Energy Recovery Ventilation System (ERV) |  |  |  |  | Commercial | New | Grocery | Floating Head Pressure Controls
Commercial | Existing | Restaurants | Energy Recovery Ventilation System (ERV) |  |  |  |  | Commercial | New | Healthcare | Floating Head Pressure Controls
Commercial | Existing | Retail | Energy Recovery Ventilation System (ERV) |  |  |  |  | Commercial | New | Hospitals | Floating Head Pressure Controls
Commercial | Existing | Schools K-12 | Energy Recovery Ventilation System (ERV) |  |  |  |  | Commercial | New | Institutional | Floating Head Pressure Controls
Commercial | Existing | Warehouse | Energy Recovery Ventilation System (ERV) |  |  |  |  | Commercial | New | Lodging/Hospitality | Floating Head Pressure Controls
Commercial | New | Assembly | Energy Recovery Ventilation System (ERV) |  |  |  |  | Commercial | New | Miscellaneous | Floating Head Pressure Controls
Commercial | New | College and University | Energy Recovery Ventilation System (ERV) |  |  |  |  | Commercial | New | Offices | Floating Head Pressure Controls
Commercial | New | Grocery | Energy Recovery Ventilation System (ERV) |  |  |  |  | Commercial | New | Restaurants | Floating Head Pressure Controls
Commercial | New | Healthcare | Energy Recovery Ventilation System (ERV) |  |  |  |  | Commercial | New | Retail | Floating Head Pressure Controls
Commercial | New | Hospitals | Energy Recovery Ventilation System (ERV) |  |  |  |  | Commercial | New | Schools K-12 | Floating Head Pressure Controls
Commercial | New | Institutional | Energy Recovery Ventilation System (ERV) |  |  |  |  | Commercial | New | Warehouse | Floating Head Pressure Controls
Commercial | New | Lodging/Hospitality | Energy Recovery Ventilation System (ERV) |  |  |  |  | Commercial | Existing | Assembly | CO Sensors for Parking Garage Exhaust
Commercial | New | Miscellaneous | Energy Recovery Ventilation System (ERV) |  |  |  |  | Commercial | Existing | College and University | CO Sensors for Parking Garage Exhaust
Commercial | New | Offices | Energy Recovery Ventilation System (ERV) |  |  |  |  | Commercial | Existing | Grocery | CO Sensors for Parking Garage Exhaust
Commercial | New | Restaurants | Energy Recovery Ventilation System (ERV) |  |  |  |  | Commercial | Existing | Healthcare | CO Sensors for Parking Garage Exhaust
Commercial | New | Retail | Energy Recovery Ventilation System (ERV) |  |  |  |  | Commercial | Existing | Hospitals | CO Sensors for Parking Garage Exhaust
Commercial | New | Schools K-12 | Energy Recovery Ventilation System (ERV) |  |  |  |  | Commercial | Existing | Institutional | CO Sensors for Parking Garage Exhaust
Commercial | New | Warehouse | Energy Recovery Ventilation System (ERV) |  |  |  |  | Commercial | Existing | Lodging/Hospitality | CO Sensors for Parking Garage Exhaust
Commercial | Existing | Assembly | Facility Commissioning |  |  |  |  | Commercial | Existing | Miscellaneous | CO Sensors for Parking Garage Exhaust
Commercial | Existing | College and University | Facility Commissioning |  |  |  |  | Commercial | Existing | Offices | CO Sensors for Parking Garage Exhaust
Commercial | Existing | Grocery | Facility Commissioning |  |  |  |  | Commercial | Existing | Restaurants | CO Sensors for Parking Garage Exhaust
Commercial | Existing | Healthcare | Facility Commissioning |  |  |  |  | Commercial | Existing | Retail | CO Sensors for Parking Garage Exhaust
Commercial | Existing | Hospitals | Facility Commissioning |  |  |  |  | Commercial | Existing | Schools K-12 | CO Sensors for Parking Garage Exhaust
Commercial | Existing | Institutional | Facility Commissioning |  |  |  |  | Commercial | Existing | Warehouse | CO Sensors for Parking Garage Exhaust
Commercial | Existing | Lodging/Hospitality | Facility Commissioning |  |  |  |  | Commercial | New | Assembly | CO Sensors for Parking Garage Exhaust
Commercial | Existing | Miscellaneous | Facility Commissioning |  |  |  |  | Commercial | New | College and University | CO Sensors for Parking Garage Exhaust
Commercial | Existing | Offices | Facility Commissioning |  |  |  |  | Commercial | New | Grocery | CO Sensors for Parking Garage Exhaust
Commercial | Existing | Restaurants | Facility Commissioning |  |  |  |  | Commercial | New | Healthcare | CO Sensors for Parking Garage Exhaust
Commercial | Existing | Retail | Facility Commissioning |  |  |  |  | Commercial | New | Hospitals | CO Sensors for Parking Garage Exhaust
Commercial | Existing | Schools K-12 | Facility Commissioning |  |  |  |  | Commercial | New | Institutional | CO Sensors for Parking Garage Exhaust
Commercial | Existing | Warehouse | Facility Commissioning |  |  |  |  | Commercial | New | Lodging/Hospitality | CO Sensors for Parking Garage Exhaust
Commercial | New | Assembly | Facility Commissioning |  |  |  |  | Commercial | New | Miscellaneous | CO Sensors for Parking Garage Exhaust
Commercial | New | College and University | Facility Commissioning |  |  |  |  | Commercial | New | Offices | CO Sensors for Parking Garage Exhaust
Commercial | New | Healthcare | Facility Commissioning |  |  |  |  | Commercial | New | Restaurants | CO Sensors for Parking Garage Exhaust
Commercial | New | Hospitals | Facility Commissioning |  |  |  |  | Commercial | New | Retail | CO Sensors for Parking Garage Exhaust
Commercial | New | Institutional | Facility Commissioning |  |  |  |  | Commercial | New | Schools K-12 | CO Sensors for Parking Garage Exhaust
Commercial | New | Lodging/Hospitality | Facility Commissioning |  |  |  |  | Commercial | New | Warehouse | CO Sensors for Parking Garage Exhaust
Commercial | New | Miscellaneous | Facility Commissioning |  |  |  |  | Commercial | Existing | College and University | Demand Controlled Ventilation
Commercial | New | Offices | Facility Commissioning |  |  |  |  | Commercial | Existing | Healthcare | Demand Controlled Ventilation
Commercial | New | Retail | Facility Commissioning |  |  |  |  | Commercial | Existing | Hospitals | Demand Controlled Ventilation
Commercial | New | Schools K-12 | Facility Commissioning |  |  |  |  | Commercial | Existing | Institutional | Demand Controlled Ventilation
Commercial | New | Warehouse | Facility Commissioning |  |  |  |  | Commercial | Existing | Schools K-12 | Demand Controlled Ventilation
Commercial | Existing | Assembly | Facility Energy Management System |  |  |  |  | Commercial | New | College and University | Demand Controlled Ventilation
Commercial | Existing | Warehouse | Facility Energy Management System |  |  |  |  | Commercial | New | Healthcare | Demand Controlled Ventilation
Commercial | New | Assembly | Facility Energy Management System |  |  |  |  | Commercial | New | Hospitals | Demand Controlled Ventilation
Commercial | New | Warehouse | Facility Energy Management System |  |  |  |  | Commercial | New | Institutional | Demand Controlled Ventilation
Commercial | Existing | Assembly | Floor Insulation |  |  |  |  | Commercial | New | Schools K-12 | Demand Controlled Ventilation
Commercial | Existing | College and University | Floor Insulation |  |  |  |  | Commercial | Existing | Assembly | VAV System
Commercial | Existing | Grocery | Floor Insulation |  |  |  |  | Commercial | Existing | College and University | VAV System
Commercial | Existing | Healthcare | Floor Insulation |  |  |  |  | Commercial | Existing | Grocery | VAV System
Commercial | Existing | Hospitals | Floor Insulation |  |  |  |  | Commercial | Existing | Healthcare | VAV System
Commercial | Existing | Institutional | Floor Insulation |  |  |  |  | Commercial | Existing | Hospitals | VAV System
Commercial | Existing | Lodging/Hospitality | Floor Insulation |  |  |  |  | Commercial | Existing | Institutional | VAV System
Commercial | Existing | Miscellaneous | Floor Insulation |  |  |  |  | Commercial | Existing | Lodging/Hospitality | VAV System
Commercial | Existing | Offices | Floor Insulation |  |  |  |  | Commercial | Existing | Miscellaneous | VAV System
Commercial | Existing | Restaurants | Floor Insulation |  |  |  |  | Commercial | Existing | Offices | VAV System
Commercial | Existing | Retail | Floor Insulation |  |  |  |  | Commercial | Existing | Restaurants | VAV System
Commercial | Existing | Schools K-12 | Floor Insulation |  |  |  |  | Commercial | Existing | Retail | VAV System
Commercial | Existing | Warehouse | Floor Insulation |  |  |  |  | Commercial | Existing | Schools K-12 | VAV System
Commercial | New | Assembly | Floor Insulation |  |  |  |  | Commercial | Existing | Warehouse | VAV System
Commercial | New | College and University | Floor Insulation |  |  |  |  | Commercial | New | Assembly | VAV System
Commercial | New | Grocery | Floor Insulation |  |  |  |  | Commercial | New | College and University | VAV System
Commercial | New | Healthcare | Floor Insulation |  |  |  |  | Commercial | New | Grocery | VAV System
Commercial | New | Hospitals | Floor Insulation |  |  |  |  | Commercial | New | Healthcare | VAV System
Commercial | New | Institutional | Floor Insulation |  |  |  |  | Commercial | New | Hospitals | VAV System
Commercial | New | Lodging/Hospitality | Floor Insulation |  |  |  |  | Commercial | New | Institutional | VAV System
Commercial | New | Miscellaneous | Floor Insulation |  |  |  |  | Commercial | New | Lodging/Hospitality | VAV System
Commercial | New | Offices | Floor Insulation |  |  |  |  | Commercial | New | Miscellaneous | VAV System
Commercial | New | Restaurants | Floor Insulation |  |  |  |  | Commercial | New | Offices | VAV System
Commercial | New | Retail | Floor Insulation |  |  |  |  | Commercial | New | Restaurants | VAV System
Commercial | New | Schools K-12 | Floor Insulation |  |  |  |  | Commercial | New | Retail | VAV System
Commercial | New | Warehouse | Floor Insulation |  |  |  |  | Commercial | New | Schools K-12 | VAV System
Commercial | Existing | Assembly | Green Roof |  |  |  |  | Commercial | New | Warehouse | VAV System
Commercial | Existing | College and University | Green Roof |  |  |  |  | Commercial | Existing | Grocery | Retro-Commissioning
Commercial | Existing | Grocery | Green Roof |  |  |  |  | Commercial | Existing | Healthcare | Retro-Commissioning
Commercial | Existing | Healthcare | Green Roof |  |  |  |  | Commercial | Existing | Hospitals | Retro-Commissioning
Commercial | Existing | Hospitals | Green Roof |  |  |  |  | Commercial | Existing | Institutional | Retro-Commissioning
Commercial | Existing | Institutional | Green Roof |  |  |  |  | Commercial | Existing | Lodging/Hospitality | Retro-Commissioning
Commercial | Existing | Lodging/Hospitality | Green Roof |  |  |  |  | Commercial | Existing | Miscellaneous | Retro-Commissioning
Commercial | Existing | Miscellaneous | Green Roof |  |  |  |  | Commercial | Existing | Offices | Retro-Commissioning
Commercial | Existing | Offices | Green Roof |  |  |  |  | Commercial | Existing | Restaurants | Retro-Commissioning
Commercial | Existing | Restaurants | Green Roof |  |  |  |  | Commercial | Existing | Retail | Retro-Commissioning
Commercial | Existing | Retail | Green Roof |  |  |  |  | Commercial | New | Grocery | Retro-Commissioning
Commercial | Existing | Schools K-12 | Green Roof |  |  |  |  | Commercial | New | Healthcare | Retro-Commissioning
Commercial | Existing | Warehouse | Green Roof |  |  |  |  | Commercial | New | Hospitals | Retro-Commissioning
Commercial | New | Assembly | Green Roof |  |  |  |  | Commercial | New | Institutional | Retro-Commissioning
Commercial | New | College and University | Green Roof |  |  |  |  | Commercial | New | Lodging/Hospitality | Retro-Commissioning
Commercial | New | Grocery | Green Roof |  |  |  |  | Commercial | New | Miscellaneous | Retro-Commissioning
Commercial | New | Healthcare | Green Roof |  |  |  |  | Commercial | New | Offices | Retro-Commissioning
Commercial | New | Hospitals | Green Roof |  |  |  |  | Commercial | New | Restaurants | Retro-Commissioning
Commercial | New | Institutional | Green Roof |  |  |  |  | Commercial | New | Retail | Retro-Commissioning
Commercial | New | Lodging/Hospitality | Green Roof |  |  |  |  | Industrial | Existing | Agriculture and Assembly | Compressed Air System Optimization
Commercial | New | Miscellaneous | Green Roof |  |  |  |  | Industrial | New | Agriculture and Assembly | Compressed Air System Optimization
Commercial | New | Offices | Green Roof |  |  |  |  | Industrial | New | Agriculture and Assembly | Efficient Lighting - Exterior
Commercial | New | Restaurants | Green Roof |  |  |  |  | Industrial | Turnover | Agriculture and Assembly | Efficient Lighting - Exterior
Commercial | New | Retail | Green Roof |  |  |  |  | Industrial | Existing | Agriculture and Assembly | HVAC Improved Controls
Commercial | New | Schools K-12 | Green Roof |  |  |  |  | Industrial | New | Agriculture and Assembly | HVAC Improved Controls
Commercial | New | Warehouse | Green Roof |  |  |  |  | Industrial | Existing | Agriculture and Assembly | HVAC Recommissioning
Commercial | Existing | Assembly | Hotel Card Energy Control Systems |  |  |  |  | Industrial | New | Agriculture and Assembly | HVAC Recommissioning
Commercial | Existing | College and University | Hotel Card Energy Control Systems |  |  |  |  | Industrial | Existing | Agriculture and Assembly | Fan Improved Controls
Commercial | Existing | Grocery | Hotel Card Energy Control Systems |  |  |  |  | Industrial | New | Agriculture and Assembly | Fan Improved Controls
Commercial | Existing | Healthcare | Hotel Card Energy Control Systems |  |  |  |  | Industrial | Existing | Agriculture and Assembly | Motor Improved Controls
Commercial | Existing | Hospitals | Hotel Card Energy Control Systems |  |  |  |  | Industrial | New | Agriculture and Assembly | Motor Improved Controls
Commercial | Existing | Institutional | Hotel Card Energy Control Systems |  |  |  |  | Industrial | Existing | Agriculture and Assembly | Pump Improved Controls
Commercial | Existing | Miscellaneous | Hotel Card Energy Control Systems |  |  |  |  | Industrial | New | Agriculture and Assembly | Pump Improved Controls
Commercial | Existing | Offices | Hotel Card Energy Control Systems |  |  |  |  | Industrial | Existing | Agriculture and Assembly | Pump System Optimization
Commercial | Existing | Restaurants | Hotel Card Energy Control Systems |  |  |  |  | Industrial | New | Agriculture and Assembly | Pump System Optimization
Commercial | Existing | Retail | Hotel Card Energy Control Systems |  |  |  |  | Industrial | Existing | Agriculture and Assembly | Process Other Systems Optimization
Commercial | Existing | Schools K-12 | Hotel Card Energy Control Systems |  |  |  |  | Industrial | New | Agriculture and Assembly | Process Other Systems Optimization
Commercial | Existing | Warehouse | Hotel Card Energy Control Systems |  |  |  |  | Industrial | Existing | Chemicals and Plastics | Compressed Air System Optimization
Commercial | New | Assembly | Hotel Card Energy Control Systems |  |  |  |  | Industrial | New | Chemicals and Plastics | Compressed Air System Optimization
Commercial | New | College and University | Hotel Card Energy Control Systems |  |  |  |  | Industrial | Existing | Chemicals and Plastics | Plant Energy Management
Commercial | New | Grocery | Hotel Card Energy Control Systems |  |  |  |  | Industrial | New | Chemicals and Plastics | Plant Energy Management
Commercial | New | Healthcare | Hotel Card Energy Control Systems |  |  |  |  | Industrial | New | Chemicals and Plastics | Efficient Lighting - Exterior
Commercial | New | Hospitals | Hotel Card Energy Control Systems |  |  |  |  | Industrial | Turnover | Chemicals and Plastics | Efficient Lighting - Exterior
Commercial | New | Institutional | Hotel Card Energy Control Systems |  |  |  |  | Industrial | Existing | Chemicals and Plastics | Building Envelope Improvements
Commercial | New | Miscellaneous | Hotel Card Energy Control Systems |  |  |  |  | Industrial | New | Chemicals and Plastics | Building Envelope Improvements
Commercial | New | Offices | Hotel Card Energy Control Systems |  |  |  |  | Industrial | New | Chemicals and Plastics | HVAC Equipment Upgrades
Commercial | New | Restaurants | Hotel Card Energy Control Systems |  |  |  |  | Industrial | Turnover | Chemicals and Plastics | HVAC Equipment Upgrades
Commercial | New | Retail | Hotel Card Energy Control Systems |  |  |  |  | Industrial | Existing | Chemicals and Plastics | HVAC Improved Controls
Commercial | New | Schools K-12 | Hotel Card Energy Control Systems |  |  |  |  | Industrial | New | Chemicals and Plastics | HVAC Improved Controls
Commercial | New | Warehouse | Hotel Card Energy Control Systems |  |  |  |  | Industrial | Existing | Chemicals and Plastics | Fan Improved Controls
Commercial | Existing | Assembly | HVAC tune-up |  |  |  |  | Industrial | New | Chemicals and Plastics | Fan Improved Controls
Commercial | Existing | College and University | HVAC tune-up |  |  |  |  | Industrial | Existing | Chemicals and Plastics | Fan System Optimization
Commercial | Existing | Grocery | HVAC tune-up |  |  |  |  | Industrial | New | Chemicals and Plastics | Fan System Optimization
Commercial | Existing | Institutional | HVAC tune-up |  |  |  |  | Industrial | Existing | Chemicals and Plastics | Motor Improved Controls
Commercial | Existing | Miscellaneous | HVAC tune-up |  |  |  |  | Industrial | New | Chemicals and Plastics | Motor Improved Controls
Commercial | Existing | Offices | HVAC tune-up |  |  |  |  | Industrial | Existing | Chemicals and Plastics | Motor Optimization
Commercial | Existing | Retail | HVAC tune-up |  |  |  |  | Industrial | New | Chemicals and Plastics | Motor Optimization
Commercial | Existing | Schools K-12 | HVAC tune-up |  |  |  |  | Industrial | Existing | Chemicals and Plastics | Pump Improved Controls
Commercial | Existing | Warehouse | HVAC tune-up |  |  |  |  | Industrial | New | Chemicals and Plastics | Pump Improved Controls
Commercial | New | Assembly | HVAC tune-up |  |  |  |  | Industrial | Existing | Chemicals and Plastics | Pump System Optimization
Commercial | New | College and University | HVAC tune-up |  |  |  |  | Industrial | New | Chemicals and Plastics | Pump System Optimization
Commercial | New | Grocery | HVAC tune-up |  |  |  |  | Industrial | Existing | Chemicals and Plastics | Process Refrig System Optimization
Commercial | New | Institutional | HVAC tune-up |  |  |  |  | Industrial | New | Chemicals and Plastics | Process Refrig System Optimization
Commercial | New | Miscellaneous | HVAC tune-up |  |  |  |  | Industrial | Existing | Chemicals and Plastics | Process Other Systems Optimization
Commercial | New | Offices | HVAC tune-up |  |  |  |  | Industrial | New | Chemicals and Plastics | Process Other Systems Optimization
Commercial | New | Retail | HVAC tune-up |  |  |  |  | Industrial | Existing | Construction | Compressed Air Controls
Commercial | New | Schools K-12 | HVAC tune-up |  |  |  |  | Industrial | New | Construction | Compressed Air Controls
Commercial | New | Warehouse | HVAC tune-up |  |  |  |  | Industrial | New | Construction | Compressed Air Equipment
Commercial | Existing | Assembly | HVAC tune-up_RTU |  |  |  |  | Industrial | Turnover | Construction | Compressed Air Equipment
Commercial | Existing | College and University | HVAC tune-up_RTU |  |  |  |  | Industrial | Existing | Construction | Compressed Air System Optimization
Commercial | Existing | Grocery | HVAC tune-up_RTU |  |  |  |  | Industrial | New | Construction | Compressed Air System Optimization
Commercial | Existing | Institutional | HVAC tune-up_RTU |  |  |  |  | Industrial | Existing | Construction | Plant Energy Management
Commercial | Existing | Miscellaneous | HVAC tune-up_RTU |  |  |  |  | Industrial | New | Construction | Plant Energy Management
Commercial | Existing | Offices | HVAC tune-up_RTU |  |  |  |  | Industrial | New | Construction | Efficient Lighting - Exterior
Commercial | Existing | Restaurants | HVAC tune-up_RTU |  |  |  |  | Industrial | Turnover | Construction | Efficient Lighting - Exterior
Commercial | Existing | Retail | HVAC tune-up_RTU |  |  |  |  | Industrial | Existing | Construction | HVAC Improved Controls
Commercial | Existing | Schools K-12 | HVAC tune-up_RTU |  |  |  |  | Industrial | New | Construction | HVAC Improved Controls
Commercial | Existing | Warehouse | HVAC tune-up_RTU |  |  |  |  | Industrial | Existing | Construction | Fan Improved Controls
Commercial | New | Assembly | HVAC tune-up_RTU |  |  |  |  | Industrial | New | Construction | Fan Improved Controls
Commercial | New | College and University | HVAC tune-up_RTU |  |  |  |  | Industrial | Existing | Construction | Fan System Optimization
Commercial | New | Grocery | HVAC tune-up_RTU |  |  |  |  | Industrial | New | Construction | Fan System Optimization
Commercial | New | Institutional | HVAC tune-up_RTU |  |  |  |  | Industrial | Existing | Construction | Motor Improved Controls
Commercial | New | Miscellaneous | HVAC tune-up_RTU |  |  |  |  | Industrial | New | Construction | Motor Improved Controls
Commercial | New | Offices | HVAC tune-up_RTU |  |  |  |  | Industrial | Existing | Construction | Pump Improved Controls
Commercial | New | Restaurants | HVAC tune-up_RTU |  |  |  |  | Industrial | New | Construction | Pump Improved Controls
Commercial | New | Retail | HVAC tune-up_RTU |  |  |  |  | Industrial | Existing | Construction | Pump System Optimization
Commercial | New | Schools K-12 | HVAC tune-up_RTU |  |  |  |  | Industrial | New | Construction | Pump System Optimization
Commercial | New | Warehouse | HVAC tune-up_RTU |  |  |  |  | Industrial | Existing | Construction | Process Refrig Controls
Commercial | Existing | Assembly | Infiltration Reduction - Air Sealing |  |  |  |  | Industrial | New | Construction | Process Refrig Controls
Commercial | Existing | College and University | Infiltration Reduction - Air Sealing |  |  |  |  | Industrial | Existing | Construction | Process Refrig System Optimization
Commercial | Existing | Grocery | Infiltration Reduction - Air Sealing |  |  |  |  | Industrial | New | Construction | Process Refrig System Optimization
Commercial | Existing | Healthcare | Infiltration Reduction - Air Sealing |  |  |  |  | Industrial | Existing | Construction | Process Other Systems Optimization
Commercial | Existing | Hospitals | Infiltration Reduction - Air Sealing |  |  |  |  | Industrial | New | Construction | Process Other Systems Optimization
Commercial | Existing | Institutional | Infiltration Reduction - Air Sealing |  |  |  |  | Industrial | Existing | Electrical and Electronic Equip. | Compressed Air Controls
Commercial | Existing | Lodging/Hospitality | Infiltration Reduction - Air Sealing |  |  |  |  | Industrial | New | Electrical and Electronic Equip. | Compressed Air Controls
Commercial | Existing | Miscellaneous | Infiltration Reduction - Air Sealing |  |  |  |  | Industrial | New | Electrical and Electronic Equip. | Compressed Air Equipment
Commercial | Existing | Offices | Infiltration Reduction - Air Sealing |  |  |  |  | Industrial | Turnover | Electrical and Electronic Equip. | Compressed Air Equipment
Commercial | Existing | Restaurants | Infiltration Reduction - Air Sealing |  |  |  |  | Industrial | Existing | Electrical and Electronic Equip. | Compressed Air System Optimization
Commercial | Existing | Retail | Infiltration Reduction - Air Sealing |  |  |  |  | Industrial | New | Electrical and Electronic Equip. | Compressed Air System Optimization
Commercial | Existing | Schools K-12 | Infiltration Reduction - Air Sealing |  |  |  |  | Industrial | Existing | Electrical and Electronic Equip. | Plant Energy Management
Commercial | Existing | Warehouse | Infiltration Reduction - Air Sealing |  |  |  |  | Industrial | New | Electrical and Electronic Equip. | Plant Energy Management
Commercial | New | Assembly | Infiltration Reduction - Air Sealing |  |  |  |  | Industrial | New | Electrical and Electronic Equip. | Efficient Lighting - Exterior
Commercial | New | College and University | Infiltration Reduction - Air Sealing |  |  |  |  | Industrial | Turnover | Electrical and Electronic Equip. | Efficient Lighting - Exterior
Commercial | New | Grocery | Infiltration Reduction - Air Sealing |  |  |  |  | Industrial | Existing | Electrical and Electronic Equip. | HVAC Recommissioning
Commercial | New | Healthcare | Infiltration Reduction - Air Sealing |  |  |  |  | Industrial | New | Electrical and Electronic Equip. | HVAC Recommissioning
Commercial | New | Hospitals | Infiltration Reduction - Air Sealing |  |  |  |  | Industrial | Existing | Electrical and Electronic Equip. | Fan Improved Controls
Commercial | New | Institutional | Infiltration Reduction - Air Sealing |  |  |  |  | Industrial | New | Electrical and Electronic Equip. | Fan Improved Controls
Commercial | New | Lodging/Hospitality | Infiltration Reduction - Air Sealing |  |  |  |  | Industrial | Existing | Electrical and Electronic Equip. | Motor Improved Controls
Commercial | New | Miscellaneous | Infiltration Reduction - Air Sealing |  |  |  |  | Industrial | New | Electrical and Electronic Equip. | Motor Improved Controls
Commercial | New | Offices | Infiltration Reduction - Air Sealing |  |  |  |  | Industrial | Existing | Electrical and Electronic Equip. | Motor Optimization
Commercial | New | Restaurants | Infiltration Reduction - Air Sealing |  |  |  |  | Industrial | New | Electrical and Electronic Equip. | Motor Optimization
Commercial | New | Retail | Infiltration Reduction - Air Sealing |  |  |  |  | Industrial | Existing | Electrical and Electronic Equip. | Pump Improved Controls
Commercial | New | Schools K-12 | Infiltration Reduction - Air Sealing |  |  |  |  | Industrial | New | Electrical and Electronic Equip. | Pump Improved Controls
Commercial | New | Warehouse | Infiltration Reduction - Air Sealing |  |  |  |  | Industrial | New | Electrical and Electronic Equip. | Process Refrig Equipment Upgrade
Commercial | New | Assembly | Low U-Value Windows |  |  |  |  | Industrial | Turnover | Electrical and Electronic Equip. | Process Refrig Equipment Upgrade
Commercial | New | College and University | Low U-Value Windows |  |  |  |  | Industrial | Existing | Electrical and Electronic Equip. | Process Refrig System Optimization
Commercial | New | Grocery | Low U-Value Windows |  |  |  |  | Industrial | New | Electrical and Electronic Equip. | Process Refrig System Optimization
Commercial | New | Healthcare | Low U-Value Windows |  |  |  |  | Industrial | Existing | Electrical and Electronic Equip. | Process Heat System Optimization
Commercial | New | Hospitals | Low U-Value Windows |  |  |  |  | Industrial | New | Electrical and Electronic Equip. | Process Heat System Optimization
Commercial | New | Institutional | Low U-Value Windows |  |  |  |  | Industrial | Existing | Lumber/Furniture/Pulp/Paper | Compressed Air Controls
Commercial | New | Lodging/Hospitality | Low U-Value Windows |  |  |  |  | Industrial | New | Lumber/Furniture/Pulp/Paper | Compressed Air Controls
Commercial | New | Miscellaneous | Low U-Value Windows |  |  |  |  | Industrial | Existing | Lumber/Furniture/Pulp/Paper | Compressed Air System Optimization
Commercial | New | Offices | Low U-Value Windows |  |  |  |  | Industrial | New | Lumber/Furniture/Pulp/Paper | Compressed Air System Optimization
Commercial | New | Restaurants | Low U-Value Windows |  |  |  |  | Industrial | New | Lumber/Furniture/Pulp/Paper | Efficient Lighting - Exterior
Commercial | New | Retail | Low U-Value Windows |  |  |  |  | Industrial | Turnover | Lumber/Furniture/Pulp/Paper | Efficient Lighting - Exterior
Commercial | New | Schools K-12 | Low U-Value Windows |  |  |  |  | Industrial | Existing | Lumber/Furniture/Pulp/Paper | HVAC Improved Controls
Commercial | New | Warehouse | Low U-Value Windows |  |  |  |  | Industrial | New | Lumber/Furniture/Pulp/Paper | HVAC Improved Controls
Commercial | Existing | Assembly | Programmable Thermostat |  |  |  |  | Industrial | Existing | Lumber/Furniture/Pulp/Paper | Fan Improved Controls
Commercial | Existing | College and University | Programmable Thermostat |  |  |  |  | Industrial | New | Lumber/Furniture/Pulp/Paper | Fan Improved Controls
Commercial | Existing | Lodging/Hospitality | Programmable Thermostat |  |  |  |  | Industrial | Existing | Lumber/Furniture/Pulp/Paper | Fan System Optimization
Commercial | Existing | Retail | Programmable Thermostat |  |  |  |  | Industrial | New | Lumber/Furniture/Pulp/Paper | Fan System Optimization
Commercial | Existing | Schools K-12 | Programmable Thermostat |  |  |  |  | Industrial | New | Lumber/Furniture/Pulp/Paper | Motor Equipment Upgrades
Commercial | Existing | Warehouse | Programmable Thermostat |  |  |  |  | Industrial | Turnover | Lumber/Furniture/Pulp/Paper | Motor Equipment Upgrades
Commercial | New | Assembly | Programmable Thermostat |  |  |  |  | Industrial | Existing | Lumber/Furniture/Pulp/Paper | Motor Improved Controls
Commercial | New | College and University | Programmable Thermostat |  |  |  |  | Industrial | New | Lumber/Furniture/Pulp/Paper | Motor Improved Controls
Commercial | New | Lodging/Hospitality | Programmable Thermostat |  |  |  |  | Industrial | Existing | Lumber/Furniture/Pulp/Paper | Motor Optimization
Commercial | New | Retail | Programmable Thermostat |  |  |  |  | Industrial | New | Lumber/Furniture/Pulp/Paper | Motor Optimization
Commercial | New | Schools K-12 | Programmable Thermostat |  |  |  |  | Industrial | Existing | Lumber/Furniture/Pulp/Paper | Pump Improved Controls
Commercial | New | Warehouse | Programmable Thermostat |  |  |  |  | Industrial | New | Lumber/Furniture/Pulp/Paper | Pump Improved Controls
Commercial | Existing | Assembly | Roof Insulation |  |  |  |  | Industrial | New | Lumber/Furniture/Pulp/Paper | Process Other Equipment Upgrades
Commercial | Existing | College and University | Roof Insulation |  |  |  |  | Industrial | Turnover | Lumber/Furniture/Pulp/Paper | Process Other Equipment Upgrades
Commercial | Existing | Grocery | Roof Insulation |  |  |  |  | Industrial | Existing | Metal Products and Machinery | Compressed Air Controls
Commercial | Existing | Healthcare | Roof Insulation |  |  |  |  | Industrial | New | Metal Products and Machinery | Compressed Air Controls
Commercial | Existing | Hospitals | Roof Insulation |  |  |  |  | Industrial | New | Metal Products and Machinery | Compressed Air Equipment
Commercial | Existing | Institutional | Roof Insulation |  |  |  |  | Industrial | Turnover | Metal Products and Machinery | Compressed Air Equipment
Commercial | Existing | Lodging/Hospitality | Roof Insulation |  |  |  |  | Industrial | Existing | Metal Products and Machinery | Compressed Air System Optimization
Commercial | Existing | Miscellaneous | Roof Insulation |  |  |  |  | Industrial | New | Metal Products and Machinery | Compressed Air System Optimization
Commercial | Existing | Offices | Roof Insulation |  |  |  |  | Industrial | Existing | Metal Products and Machinery | Plant Energy Management
Commercial | Existing | Restaurants | Roof Insulation |  |  |  |  | Industrial | New | Metal Products and Machinery | Plant Energy Management
Commercial | Existing | Retail | Roof Insulation |  |  |  |  | Industrial | New | Metal Products and Machinery | Efficient Lighting - Exterior
Commercial | Existing | Schools K-12 | Roof Insulation |  |  |  |  | Industrial | Turnover | Metal Products and Machinery | Efficient Lighting - Exterior
Commercial | Existing | Warehouse | Roof Insulation |  |  |  |  | Industrial | Existing | Metal Products and Machinery | HVAC Improved Controls
Commercial | New | Assembly | Roof Insulation |  |  |  |  | Industrial | New | Metal Products and Machinery | HVAC Improved Controls
Commercial | New | College and University | Roof Insulation |  |  |  |  | Industrial | Existing | Metal Products and Machinery | Fan Improved Controls
Commercial | New | Grocery | Roof Insulation |  |  |  |  | Industrial | New | Metal Products and Machinery | Fan Improved Controls
Commercial | New | Healthcare | Roof Insulation |  |  |  |  | Industrial | Existing | Metal Products and Machinery | Fan System Optimization
Commercial | New | Hospitals | Roof Insulation |  |  |  |  | Industrial | New | Metal Products and Machinery | Fan System Optimization
Commercial | New | Institutional | Roof Insulation |  |  |  |  | Industrial | Existing | Metal Products and Machinery | Motor Improved Controls
Commercial | New | Lodging/Hospitality | Roof Insulation |  |  |  |  | Industrial | New | Metal Products and Machinery | Motor Improved Controls
Commercial | New | Miscellaneous | Roof Insulation |  |  |  |  | Industrial | Existing | Metal Products and Machinery | Motor Optimization
Commercial | New | Offices | Roof Insulation |  |  |  |  | Industrial | New | Metal Products and Machinery | Motor Optimization
Commercial | New | Restaurants | Roof Insulation |  |  |  |  | Industrial | Existing | Metal Products and Machinery | Pump Improved Controls
Commercial | New | Retail | Roof Insulation |  |  |  |  | Industrial | New | Metal Products and Machinery | Pump Improved Controls
Commercial | New | Schools K-12 | Roof Insulation |  |  |  |  | Industrial | Existing | Metal Products and Machinery | Pump System Optimization
Commercial | New | Warehouse | Roof Insulation |  |  |  |  | Industrial | New | Metal Products and Machinery | Pump System Optimization
Commercial | Existing | Assembly | Smart Thermostat |  |  |  |  | Industrial | Existing | Metal Products and Machinery | Process Refrig System Optimization
Commercial | Existing | Warehouse | Smart Thermostat |  |  |  |  | Industrial | New | Metal Products and Machinery | Process Refrig System Optimization
Commercial | New | Assembly | Smart Thermostat |  |  |  |  | Industrial | New | Metal Products and Machinery | Process Heat Equipment Upgrade
Commercial | New | Warehouse | Smart Thermostat |  |  |  |  | Industrial | Turnover | Metal Products and Machinery | Process Heat Equipment Upgrade
Commercial | Existing | Assembly | Thermal Energy Storage |  |  |  |  | Industrial | Existing | Miscellaneous Manufacturing | Compressed Air Controls
Commercial | Existing | College and University | Thermal Energy Storage |  |  |  |  | Industrial | New | Miscellaneous Manufacturing | Compressed Air Controls
Commercial | Existing | Grocery | Thermal Energy Storage |  |  |  |  | Industrial | New | Miscellaneous Manufacturing | Compressed Air Equipment
Commercial | Existing | Healthcare | Thermal Energy Storage |  |  |  |  | Industrial | Turnover | Miscellaneous Manufacturing | Compressed Air Equipment
Commercial | Existing | Hospitals | Thermal Energy Storage |  |  |  |  | Industrial | Existing | Miscellaneous Manufacturing | Compressed Air System Optimization
Commercial | Existing | Institutional | Thermal Energy Storage |  |  |  |  | Industrial | New | Miscellaneous Manufacturing | Compressed Air System Optimization
Commercial | Existing | Lodging/Hospitality | Thermal Energy Storage |  |  |  |  | Industrial | Existing | Miscellaneous Manufacturing | Plant Energy Management
Commercial | Existing | Miscellaneous | Thermal Energy Storage |  |  |  |  | Industrial | New | Miscellaneous Manufacturing | Plant Energy Management
Commercial | Existing | Offices | Thermal Energy Storage |  |  |  |  | Industrial | New | Miscellaneous Manufacturing | Efficient Lighting - Exterior
Commercial | Existing | Restaurants | Thermal Energy Storage |  |  |  |  | Industrial | Turnover | Miscellaneous Manufacturing | Efficient Lighting - Exterior
Commercial | Existing | Retail | Thermal Energy Storage |  |  |  |  | Industrial | Existing | Miscellaneous Manufacturing | Lighting Controls - Exterior
Commercial | Existing | Schools K-12 | Thermal Energy Storage |  |  |  |  | Industrial | New | Miscellaneous Manufacturing | Lighting Controls - Exterior
Commercial | Existing | Warehouse | Thermal Energy Storage |  |  |  |  | Industrial | Existing | Miscellaneous Manufacturing | Building Envelope Improvements
Commercial | New | Assembly | Thermal Energy Storage |  |  |  |  | Industrial | New | Miscellaneous Manufacturing | Building Envelope Improvements
Commercial | New | College and University | Thermal Energy Storage |  |  |  |  | Industrial | Existing | Miscellaneous Manufacturing | HVAC Improved Controls
Commercial | New | Grocery | Thermal Energy Storage |  |  |  |  | Industrial | New | Miscellaneous Manufacturing | HVAC Improved Controls
Commercial | New | Healthcare | Thermal Energy Storage |  |  |  |  | Industrial | Existing | Miscellaneous Manufacturing | Lighting Controls
Commercial | New | Hospitals | Thermal Energy Storage |  |  |  |  | Industrial | New | Miscellaneous Manufacturing | Lighting Controls
Commercial | New | Institutional | Thermal Energy Storage |  |  |  |  | Industrial | Existing | Miscellaneous Manufacturing | Fan Improved Controls
Commercial | New | Lodging/Hospitality | Thermal Energy Storage |  |  |  |  | Industrial | New | Miscellaneous Manufacturing | Fan Improved Controls
Commercial | New | Miscellaneous | Thermal Energy Storage |  |  |  |  | Industrial | Existing | Miscellaneous Manufacturing | Motor Improved Controls
Commercial | New | Offices | Thermal Energy Storage |  |  |  |  | Industrial | New | Miscellaneous Manufacturing | Motor Improved Controls
Commercial | New | Restaurants | Thermal Energy Storage |  |  |  |  | Industrial | Existing | Miscellaneous Manufacturing | Pump Improved Controls
Commercial | New | Retail | Thermal Energy Storage |  |  |  |  | Industrial | New | Miscellaneous Manufacturing | Pump Improved Controls
Commercial | New | Schools K-12 | Thermal Energy Storage |  |  |  |  | Industrial | Existing | Miscellaneous Manufacturing | Process Other Systems Optimization
Commercial | New | Warehouse | Thermal Energy Storage |  |  |  |  | Industrial | New | Miscellaneous Manufacturing | Process Other Systems Optimization
Commercial | New | Assembly | Wall Insulation |  |  |  |  | Industrial | Existing | Primary Resources Industries | Compressed Air Controls
Commercial | New | College and University | Wall Insulation |  |  |  |  | Industrial | New | Primary Resources Industries | Compressed Air Controls
Commercial | New | Grocery | Wall Insulation |  |  |  |  | Industrial | Existing | Primary Resources Industries | Compressed Air System Optimization
Commercial | New | Healthcare | Wall Insulation |  |  |  |  | Industrial | New | Primary Resources Industries | Compressed Air System Optimization
Commercial | New | Hospitals | Wall Insulation |  |  |  |  | Industrial | Existing | Primary Resources Industries | Plant Energy Management
Commercial | New | Institutional | Wall Insulation |  |  |  |  | Industrial | New | Primary Resources Industries | Plant Energy Management
Commercial | New | Lodging/Hospitality | Wall Insulation |  |  |  |  | Industrial | New | Primary Resources Industries | Efficient Lighting - Exterior
Commercial | New | Miscellaneous | Wall Insulation |  |  |  |  | Industrial | Turnover | Primary Resources Industries | Efficient Lighting - Exterior
Commercial | New | Offices | Wall Insulation |  |  |  |  | Industrial | Existing | Primary Resources Industries | HVAC Improved Controls
Commercial | New | Restaurants | Wall Insulation |  |  |  |  | Industrial | New | Primary Resources Industries | HVAC Improved Controls
Commercial | New | Retail | Wall Insulation |  |  |  |  | Industrial | New | Primary Resources Industries | Fan Equipment Upgrades
Commercial | New | Schools K-12 | Wall Insulation |  |  |  |  | Industrial | Turnover | Primary Resources Industries | Fan Equipment Upgrades
Commercial | New | Warehouse | Wall Insulation |  |  |  |  | Industrial | Existing | Primary Resources Industries | Fan Improved Controls
Commercial | Existing | Assembly | Warehouse Loading Dock Seals |  |  |  |  | Industrial | New | Primary Resources Industries | Fan Improved Controls
Commercial | Existing | College and University | Warehouse Loading Dock Seals |  |  |  |  | Industrial | Existing | Primary Resources Industries | Fan System Optimization
Commercial | Existing | Grocery | Warehouse Loading Dock Seals |  |  |  |  | Industrial | New | Primary Resources Industries | Fan System Optimization
Commercial | Existing | Healthcare | Warehouse Loading Dock Seals |  |  |  |  | Industrial | Existing | Primary Resources Industries | Motor Improved Controls
Commercial | Existing | Hospitals | Warehouse Loading Dock Seals |  |  |  |  | Industrial | New | Primary Resources Industries | Motor Improved Controls
Commercial | Existing | Institutional | Warehouse Loading Dock Seals |  |  |  |  | Industrial | Existing | Primary Resources Industries | Motor Optimization
Commercial | Existing | Lodging/Hospitality | Warehouse Loading Dock Seals |  |  |  |  | Industrial | New | Primary Resources Industries | Motor Optimization
Commercial | Existing | Miscellaneous | Warehouse Loading Dock Seals |  |  |  |  | Industrial | New | Primary Resources Industries | Pump Equipment Upgrade
Commercial | Existing | Offices | Warehouse Loading Dock Seals |  |  |  |  | Industrial | Turnover | Primary Resources Industries | Pump Equipment Upgrade
Commercial | Existing | Restaurants | Warehouse Loading Dock Seals |  |  |  |  | Industrial | Existing | Primary Resources Industries | Pump Improved Controls
Commercial | Existing | Retail | Warehouse Loading Dock Seals |  |  |  |  | Industrial | New | Primary Resources Industries | Pump Improved Controls
Commercial | Existing | Schools K-12 | Warehouse Loading Dock Seals |  |  |  |  | Industrial | Existing | Primary Resources Industries | Pump System Optimization
Commercial | Existing | Warehouse | Warehouse Loading Dock Seals |  |  |  |  | Industrial | New | Primary Resources Industries | Pump System Optimization
Commercial | New | Assembly | Warehouse Loading Dock Seals |  |  |  |  | Industrial | Existing | Primary Resources Industries | Process Refrig System Optimization
Commercial | New | College and University | Warehouse Loading Dock Seals |  |  |  |  | Industrial | New | Primary Resources Industries | Process Refrig System Optimization
Commercial | New | Grocery | Warehouse Loading Dock Seals |  |  |  |  | Industrial | Existing | Stone/Clay/Glass/Concrete | Compressed Air Controls
Commercial | New | Healthcare | Warehouse Loading Dock Seals |  |  |  |  | Industrial | New | Stone/Clay/Glass/Concrete | Compressed Air Controls
Commercial | New | Hospitals | Warehouse Loading Dock Seals |  |  |  |  | Industrial | Existing | Stone/Clay/Glass/Concrete | Compressed Air System Optimization
Commercial | New | Institutional | Warehouse Loading Dock Seals |  |  |  |  | Industrial | New | Stone/Clay/Glass/Concrete | Compressed Air System Optimization
Commercial | New | Lodging/Hospitality | Warehouse Loading Dock Seals |  |  |  |  | Industrial | Existing | Stone/Clay/Glass/Concrete | Plant Energy Management
Commercial | New | Miscellaneous | Warehouse Loading Dock Seals |  |  |  |  | Industrial | New | Stone/Clay/Glass/Concrete | Plant Energy Management
Commercial | New | Offices | Warehouse Loading Dock Seals |  |  |  |  | Industrial | New | Stone/Clay/Glass/Concrete | Efficient Lighting - Exterior
Commercial | New | Restaurants | Warehouse Loading Dock Seals |  |  |  |  | Industrial | Turnover | Stone/Clay/Glass/Concrete | Efficient Lighting - Exterior
Commercial | New | Retail | Warehouse Loading Dock Seals |  |  |  |  | Industrial | Existing | Stone/Clay/Glass/Concrete | HVAC Improved Controls
Commercial | New | Schools K-12 | Warehouse Loading Dock Seals |  |  |  |  | Industrial | New | Stone/Clay/Glass/Concrete | HVAC Improved Controls
Commercial | New | Warehouse | Warehouse Loading Dock Seals |  |  |  |  | Industrial | Existing | Stone/Clay/Glass/Concrete | Fan Improved Controls
Commercial | Existing | Assembly | Water Cooled Refrigeration Heat Recovery |  |  |  |  | Industrial | New | Stone/Clay/Glass/Concrete | Fan Improved Controls
Commercial | Existing | College and University | Water Cooled Refrigeration Heat Recovery |  |  |  |  | Industrial | New | Stone/Clay/Glass/Concrete | Motor Equipment Upgrades
Commercial | Existing | Grocery | Water Cooled Refrigeration Heat Recovery |  |  |  |  | Industrial | Turnover | Stone/Clay/Glass/Concrete | Motor Equipment Upgrades
Commercial | Existing | Healthcare | Water Cooled Refrigeration Heat Recovery |  |  |  |  | Industrial | Existing | Stone/Clay/Glass/Concrete | Motor Improved Controls
Commercial | Existing | Hospitals | Water Cooled Refrigeration Heat Recovery |  |  |  |  | Industrial | New | Stone/Clay/Glass/Concrete | Motor Improved Controls
Commercial | Existing | Institutional | Water Cooled Refrigeration Heat Recovery |  |  |  |  | Industrial | Existing | Stone/Clay/Glass/Concrete | Motor Optimization
Commercial | Existing | Lodging/Hospitality | Water Cooled Refrigeration Heat Recovery |  |  |  |  | Industrial | New | Stone/Clay/Glass/Concrete | Motor Optimization
Commercial | Existing | Offices | Water Cooled Refrigeration Heat Recovery |  |  |  |  | Industrial | Existing | Stone/Clay/Glass/Concrete | Pump Improved Controls
Commercial | Existing | Restaurants | Water Cooled Refrigeration Heat Recovery |  |  |  |  | Industrial | New | Stone/Clay/Glass/Concrete | Pump Improved Controls
Commercial | Existing | Retail | Water Cooled Refrigeration Heat Recovery |  |  |  |  | Industrial | Existing | Stone/Clay/Glass/Concrete | Pump System Optimization
Commercial | Existing | Schools K-12 | Water Cooled Refrigeration Heat Recovery |  |  |  |  | Industrial | New | Stone/Clay/Glass/Concrete | Pump System Optimization
Commercial | Existing | Warehouse | Water Cooled Refrigeration Heat Recovery |  |  |  |  | Industrial | Existing | Stone/Clay/Glass/Concrete | Process Other Systems Optimization
Commercial | New | Assembly | Water Cooled Refrigeration Heat Recovery |  |  |  |  | Industrial | New | Stone/Clay/Glass/Concrete | Process Other Systems Optimization
Commercial | New | College and University | Water Cooled Refrigeration Heat Recovery |  |  |  |  | Industrial | Existing | Textiles and Leather | Compressed Air Controls
Commercial | New | Grocery | Water Cooled Refrigeration Heat Recovery |  |  |  |  | Industrial | New | Textiles and Leather | Compressed Air Controls
Commercial | New | Healthcare | Water Cooled Refrigeration Heat Recovery |  |  |  |  | Industrial | Existing | Textiles and Leather | Compressed Air System Optimization
Commercial | New | Hospitals | Water Cooled Refrigeration Heat Recovery |  |  |  |  | Industrial | New | Textiles and Leather | Compressed Air System Optimization
Commercial | New | Institutional | Water Cooled Refrigeration Heat Recovery |  |  |  |  | Industrial | New | Textiles and Leather | Efficient Lighting - Exterior
Commercial | New | Lodging/Hospitality | Water Cooled Refrigeration Heat Recovery |  |  |  |  | Industrial | Turnover | Textiles and Leather | Efficient Lighting - Exterior
Commercial | New | Offices | Water Cooled Refrigeration Heat Recovery |  |  |  |  | Industrial | Existing | Textiles and Leather | HVAC Improved Controls
Commercial | New | Restaurants | Water Cooled Refrigeration Heat Recovery |  |  |  |  | Industrial | New | Textiles and Leather | HVAC Improved Controls
Commercial | New | Retail | Water Cooled Refrigeration Heat Recovery |  |  |  |  | Industrial | Existing | Textiles and Leather | HVAC Recommissioning
Commercial | New | Schools K-12 | Water Cooled Refrigeration Heat Recovery |  |  |  |  | Industrial | New | Textiles and Leather | HVAC Recommissioning
Commercial | New | Warehouse | Water Cooled Refrigeration Heat Recovery |  |  |  |  | Industrial | Existing | Textiles and Leather | Fan Improved Controls
Commercial | Existing | Assembly | Waterside Economizer |  |  |  |  | Industrial | New | Textiles and Leather | Fan Improved Controls
Commercial | Existing | College and University | Waterside Economizer |  |  |  |  | Industrial | Existing | Textiles and Leather | Motor Improved Controls
Commercial | Existing | Grocery | Waterside Economizer |  |  |  |  | Industrial | New | Textiles and Leather | Motor Improved Controls
Commercial | Existing | Healthcare | Waterside Economizer |  |  |  |  | Industrial | Existing | Textiles and Leather | Pump Improved Controls
Commercial | Existing | Hospitals | Waterside Economizer |  |  |  |  | Industrial | New | Textiles and Leather | Pump Improved Controls
Commercial | Existing | Institutional | Waterside Economizer |  |  |  |  | Industrial | New | Textiles and Leather | Process Heat Equipment Upgrade
Commercial | Existing | Lodging/Hospitality | Waterside Economizer |  |  |  |  | Industrial | Turnover | Textiles and Leather | Process Heat Equipment Upgrade
Commercial | Existing | Miscellaneous | Waterside Economizer |  |  |  |  | Industrial | Existing | Textiles and Leather | Process Other Systems Optimization
Commercial | Existing | Offices | Waterside Economizer |  |  |  |  | Industrial | New | Textiles and Leather | Process Other Systems Optimization
Commercial | Existing | Restaurants | Waterside Economizer |  |  |  |  | Industrial | Existing | Transportation Equipment | Compressed Air Controls
Commercial | Existing | Retail | Waterside Economizer |  |  |  |  | Industrial | New | Transportation Equipment | Compressed Air Controls
Commercial | Existing | Schools K-12 | Waterside Economizer |  |  |  |  | Industrial | New | Transportation Equipment | Compressed Air Equipment
Commercial | Existing | Warehouse | Waterside Economizer |  |  |  |  | Industrial | Turnover | Transportation Equipment | Compressed Air Equipment
Commercial | New | Assembly | Waterside Economizer |  |  |  |  | Industrial | Existing | Transportation Equipment | Compressed Air System Optimization
Commercial | New | College and University | Waterside Economizer |  |  |  |  | Industrial | New | Transportation Equipment | Compressed Air System Optimization
Commercial | New | Grocery | Waterside Economizer |  |  |  |  | Industrial | Existing | Transportation Equipment | Plant Energy Management
Commercial | New | Healthcare | Waterside Economizer |  |  |  |  | Industrial | New | Transportation Equipment | Plant Energy Management
Commercial | New | Hospitals | Waterside Economizer |  |  |  |  | Industrial | New | Transportation Equipment | Efficient Lighting - Exterior
Commercial | New | Institutional | Waterside Economizer |  |  |  |  | Industrial | Turnover | Transportation Equipment | Efficient Lighting - Exterior
Commercial | New | Lodging/Hospitality | Waterside Economizer |  |  |  |  | Industrial | Existing | Transportation Equipment | HVAC Improved Controls
Commercial | New | Miscellaneous | Waterside Economizer |  |  |  |  | Industrial | New | Transportation Equipment | HVAC Improved Controls
Commercial | New | Offices | Waterside Economizer |  |  |  |  | Industrial | Existing | Transportation Equipment | Fan Improved Controls
Commercial | New | Restaurants | Waterside Economizer |  |  |  |  | Industrial | New | Transportation Equipment | Fan Improved Controls
Commercial | New | Retail | Waterside Economizer |  |  |  |  | Industrial | Existing | Transportation Equipment | Fan System Optimization
Commercial | New | Schools K-12 | Waterside Economizer |  |  |  |  | Industrial | New | Transportation Equipment | Fan System Optimization
Commercial | New | Warehouse | Waterside Economizer |  |  |  |  | Industrial | New | Transportation Equipment | Motor Equipment Upgrades
Commercial | Existing | Assembly | Window Sun Protection |  |  |  |  | Industrial | Turnover | Transportation Equipment | Motor Equipment Upgrades
Commercial | Existing | College and University | Window Sun Protection |  |  |  |  | Industrial | Existing | Transportation Equipment | Motor Improved Controls
Commercial | Existing | Grocery | Window Sun Protection |  |  |  |  | Industrial | New | Transportation Equipment | Motor Improved Controls
Commercial | Existing | Healthcare | Window Sun Protection |  |  |  |  | Industrial | Existing | Transportation Equipment | Motor Optimization
Commercial | Existing | Hospitals | Window Sun Protection |  |  |  |  | Industrial | New | Transportation Equipment | Motor Optimization
Commercial | Existing | Institutional | Window Sun Protection |  |  |  |  | Industrial | Existing | Transportation Equipment | Pump Improved Controls
Commercial | Existing | Lodging/Hospitality | Window Sun Protection |  |  |  |  | Industrial | New | Transportation Equipment | Pump Improved Controls
Commercial | Existing | Miscellaneous | Window Sun Protection |  |  |  |  | Industrial | Existing | Transportation Equipment | Pump System Optimization
Commercial | Existing | Offices | Window Sun Protection |  |  |  |  | Industrial | New | Transportation Equipment | Pump System Optimization
Commercial | Existing | Restaurants | Window Sun Protection |  |  |  |  | Industrial | Existing | Transportation Equipment | Process Heat System Optimization
Commercial | Existing | Retail | Window Sun Protection |  |  |  |  | Industrial | New | Transportation Equipment | Process Heat System Optimization
Commercial | Existing | Schools K-12 | Window Sun Protection |  |  |  |  | Industrial | Existing | Transportation Equipment | Process Other Systems Optimization
Commercial | Existing | Warehouse | Window Sun Protection |  |  |  |  | Industrial | New | Transportation Equipment | Process Other Systems Optimization
Commercial | New | Assembly | Window Sun Protection |  |  |  |  | Industrial | Existing | Water and Wastewater | Compressed Air Controls
Commercial | New | College and University | Window Sun Protection |  |  |  |  | Industrial | New | Water and Wastewater | Compressed Air Controls
Commercial | New | Grocery | Window Sun Protection |  |  |  |  | Industrial | New | Water and Wastewater | Compressed Air Equipment
Commercial | New | Healthcare | Window Sun Protection |  |  |  |  | Industrial | Turnover | Water and Wastewater | Compressed Air Equipment
Commercial | New | Hospitals | Window Sun Protection |  |  |  |  | Industrial | Existing | Water and Wastewater | Compressed Air System Optimization
Commercial | New | Institutional | Window Sun Protection |  |  |  |  | Industrial | New | Water and Wastewater | Compressed Air System Optimization
Commercial | New | Lodging/Hospitality | Window Sun Protection |  |  |  |  | Industrial | Existing | Water and Wastewater | Plant Energy Management
Commercial | New | Miscellaneous | Window Sun Protection |  |  |  |  | Industrial | New | Water and Wastewater | Plant Energy Management
Commercial | New | Offices | Window Sun Protection |  |  |  |  | Industrial | New | Water and Wastewater | Efficient Lighting - Exterior
Commercial | New | Restaurants | Window Sun Protection |  |  |  |  | Industrial | Turnover | Water and Wastewater | Efficient Lighting - Exterior
Commercial | New | Retail | Window Sun Protection |  |  |  |  | Industrial | Existing | Water and Wastewater | HVAC Improved Controls
Commercial | New | Schools K-12 | Window Sun Protection |  |  |  |  | Industrial | New | Water and Wastewater | HVAC Improved Controls
Commercial | New | Warehouse | Window Sun Protection |  |  |  |  | Industrial | Existing | Water and Wastewater | Fan Improved Controls
Commercial | Existing | Assembly | Bi-Level Lighting Control (Interior) |  |  |  |  | Industrial | New | Water and Wastewater | Fan Improved Controls
Commercial | Existing | College and University | Bi-Level Lighting Control (Interior) |  |  |  |  | Industrial | Existing | Water and Wastewater | Fan System Optimization
Commercial | Existing | Grocery | Bi-Level Lighting Control (Interior) |  |  |  |  | Industrial | New | Water and Wastewater | Fan System Optimization
Commercial | Existing | Healthcare | Bi-Level Lighting Control (Interior) |  |  |  |  | Industrial | Existing | Water and Wastewater | Motor Improved Controls
Commercial | Existing | Institutional | Bi-Level Lighting Control (Interior) |  |  |  |  | Industrial | New | Water and Wastewater | Motor Improved Controls
Commercial | Existing | Lodging/Hospitality | Bi-Level Lighting Control (Interior) |  |  |  |  | Industrial | Existing | Water and Wastewater | Pump Improved Controls
Commercial | Existing | Miscellaneous | Bi-Level Lighting Control (Interior) |  |  |  |  | Industrial | New | Water and Wastewater | Pump Improved Controls
Commercial | Existing | Offices | Bi-Level Lighting Control (Interior) |  |  |  |  | Industrial | Existing | Water and Wastewater | Pump System Optimization
Commercial | Existing | Restaurants | Bi-Level Lighting Control (Interior) |  |  |  |  | Industrial | New | Water and Wastewater | Pump System Optimization
Commercial | Existing | Retail | Bi-Level Lighting Control (Interior) |  |  |  |  | Industrial | Existing | Water and Wastewater | Process Refrig Controls
Commercial | Existing | Schools K-12 | Bi-Level Lighting Control (Interior) |  |  |  |  | Industrial | New | Water and Wastewater | Process Refrig Controls
Commercial | Existing | Warehouse | Bi-Level Lighting Control (Interior) |  |  |  |  | Industrial | Existing | Water and Wastewater | Process Refrig System Optimization
Commercial | New | Assembly | Bi-Level Lighting Control (Interior) |  |  |  |  | Industrial | New | Water and Wastewater | Process Refrig System Optimization
Commercial | New | College and University | Bi-Level Lighting Control (Interior) |  |  |  |  | Industrial | Existing | Water and Wastewater | Process Other Systems Optimization
Commercial | New | Grocery | Bi-Level Lighting Control (Interior) |  |  |  |  | Industrial | New | Water and Wastewater | Process Other Systems Optimization
Commercial | New | Healthcare | Bi-Level Lighting Control (Interior)
Commercial | New | Institutional | Bi-Level Lighting Control (Interior)
Commercial | New | Lodging/Hospitality | Bi-Level Lighting Control (Interior)
Commercial | New | Miscellaneous | Bi-Level Lighting Control (Interior)
Commercial | New | Offices | Bi-Level Lighting Control (Interior)
Commercial | New | Restaurants | Bi-Level Lighting Control (Interior)
Commercial | New | Retail | Bi-Level Lighting Control (Interior)
Commercial | New | Schools K-12 | Bi-Level Lighting Control (Interior)
Commercial | New | Warehouse | Bi-Level Lighting Control (Interior)
Commercial | Existing | Schools K-12 | Interior Lighting Controls
Commercial | New | Schools K-12 | Interior Lighting Controls
Commercial | Existing | Assembly | Efficient Motor Belts
Commercial | Existing | College and University | Efficient Motor Belts
Commercial | Existing | Grocery | Efficient Motor Belts
Commercial | Existing | Healthcare | Efficient Motor Belts
Commercial | Existing | Hospitals | Efficient Motor Belts
Commercial | Existing | Institutional | Efficient Motor Belts
Commercial | Existing | Lodging/Hospitality | Efficient Motor Belts
Commercial | Existing | Miscellaneous | Efficient Motor Belts
Commercial | Existing | Offices | Efficient Motor Belts
Commercial | Existing | Restaurants | Efficient Motor Belts
Commercial | Existing | Retail | Efficient Motor Belts
Commercial | Existing | Schools K-12 | Efficient Motor Belts
Commercial | Existing | Warehouse | Efficient Motor Belts
Commercial | New | Assembly | Efficient Motor Belts
Commercial | New | College and University | Efficient Motor Belts
Commercial | New | Grocery | Efficient Motor Belts
Commercial | New | Healthcare | Efficient Motor Belts
Commercial | New | Hospitals | Efficient Motor Belts
Commercial | New | Institutional | Efficient Motor Belts
Commercial | New | Lodging/Hospitality | Efficient Motor Belts
Commercial | New | Miscellaneous | Efficient Motor Belts
Commercial | New | Offices | Efficient Motor Belts
Commercial | New | Restaurants | Efficient Motor Belts
Commercial | New | Retail | Efficient Motor Belts
Commercial | New | Schools K-12 | Efficient Motor Belts
Commercial | New | Warehouse | Efficient Motor Belts
Commercial | Existing | Assembly | Engine Block Timer
Commercial | Existing | College and University | Engine Block Timer
Commercial | Existing | Grocery | Engine Block Timer
Commercial | Existing | Healthcare | Engine Block Timer
Commercial | Existing | Hospitals | Engine Block Timer
Commercial | Existing | Institutional | Engine Block Timer
Commercial | Existing | Lodging/Hospitality | Engine Block Timer
Commercial | Existing | Miscellaneous | Engine Block Timer
Commercial | Existing | Offices | Engine Block Timer
Commercial | Existing | Restaurants | Engine Block Timer
Commercial | Existing | Retail | Engine Block Timer
Commercial | Existing | Schools K-12 | Engine Block Timer
Commercial | Existing | Warehouse | Engine Block Timer
Commercial | New | Assembly | Engine Block Timer
Commercial | New | College and University | Engine Block Timer
Commercial | New | Grocery | Engine Block Timer
Commercial | New | Healthcare | Engine Block Timer
Commercial | New | Hospitals | Engine Block Timer
Commercial | New | Institutional | Engine Block Timer
Commercial | New | Lodging/Hospitality | Engine Block Timer
Commercial | New | Miscellaneous | Engine Block Timer
Commercial | New | Offices | Engine Block Timer
Commercial | New | Restaurants | Engine Block Timer
Commercial | New | Retail | Engine Block Timer
Commercial | New | Schools K-12 | Engine Block Timer
Commercial | New | Warehouse | Engine Block Timer
Commercial | Existing | Assembly | Regenerative Drive Elevator Motor
Commercial | Existing | College and University | Regenerative Drive Elevator Motor
Commercial | Existing | Grocery | Regenerative Drive Elevator Motor
Commercial | Existing | Healthcare | Regenerative Drive Elevator Motor
Commercial | Existing | Hospitals | Regenerative Drive Elevator Motor
Commercial | Existing | Institutional | Regenerative Drive Elevator Motor
Commercial | Existing | Lodging/Hospitality | Regenerative Drive Elevator Motor
Commercial | Existing | Miscellaneous | Regenerative Drive Elevator Motor
Commercial | Existing | Offices | Regenerative Drive Elevator Motor
Commercial | Existing | Restaurants | Regenerative Drive Elevator Motor
Commercial | Existing | Retail | Regenerative Drive Elevator Motor
Commercial | Existing | Schools K-12 | Regenerative Drive Elevator Motor
Commercial | Existing | Warehouse | Regenerative Drive Elevator Motor
Commercial | New | Assembly | Regenerative Drive Elevator Motor
Commercial | New | College and University | Regenerative Drive Elevator Motor
Commercial | New | Grocery | Regenerative Drive Elevator Motor
Commercial | New | Healthcare | Regenerative Drive Elevator Motor
Commercial | New | Hospitals | Regenerative Drive Elevator Motor
Commercial | New | Institutional | Regenerative Drive Elevator Motor
Commercial | New | Lodging/Hospitality | Regenerative Drive Elevator Motor
Commercial | New | Miscellaneous | Regenerative Drive Elevator Motor
Commercial | New | Offices | Regenerative Drive Elevator Motor
Commercial | New | Restaurants | Regenerative Drive Elevator Motor
Commercial | New | Retail | Regenerative Drive Elevator Motor
Commercial | New | Schools K-12 | Regenerative Drive Elevator Motor
Commercial | New | Warehouse | Regenerative Drive Elevator Motor
Commercial | Existing | Warehouse | Network PC Power Management
Commercial | New | Warehouse | Network PC Power Management
Commercial | Existing | Retail | Smart Strip Plug Outlet
Commercial | Existing | Warehouse | Smart Strip Plug Outlet
Commercial | New | Retail | Smart Strip Plug Outlet
Commercial | New | Warehouse | Smart Strip Plug Outlet
Commercial | Existing | Assembly | Automatic Door Closer for Walk-in Coolers and Freezers
Commercial | Existing | College and University | Automatic Door Closer for Walk-in Coolers and Freezers
Commercial | Existing | Grocery | Automatic Door Closer for Walk-in Coolers and Freezers
Commercial | Existing | Healthcare | Automatic Door Closer for Walk-in Coolers and Freezers
Commercial | Existing | Hospitals | Automatic Door Closer for Walk-in Coolers and Freezers
Commercial | Existing | Institutional | Automatic Door Closer for Walk-in Coolers and Freezers
Commercial | Existing | Lodging/Hospitality | Automatic Door Closer for Walk-in Coolers and Freezers
Commercial | Existing | Miscellaneous | Automatic Door Closer for Walk-in Coolers and Freezers
Commercial | Existing | Offices | Automatic Door Closer for Walk-in Coolers and Freezers
Commercial | Existing | Restaurants | Automatic Door Closer for Walk-in Coolers and Freezers
Commercial | Existing | Retail | Automatic Door Closer for Walk-in Coolers and Freezers
Commercial | Existing | Schools K-12 | Automatic Door Closer for Walk-in Coolers and Freezers
Commercial | Existing | Warehouse | Automatic Door Closer for Walk-in Coolers and Freezers
Commercial | New | Assembly | Automatic Door Closer for Walk-in Coolers and Freezers
Commercial | New | College and University | Automatic Door Closer for Walk-in Coolers and Freezers
Commercial | New | Grocery | Automatic Door Closer for Walk-in Coolers and Freezers
Commercial | New | Healthcare | Automatic Door Closer for Walk-in Coolers and Freezers
Commercial | New | Hospitals | Automatic Door Closer for Walk-in Coolers and Freezers
Commercial | New | Institutional | Automatic Door Closer for Walk-in Coolers and Freezers
Commercial | New | Lodging/Hospitality | Automatic Door Closer for Walk-in Coolers and Freezers
Commercial | New | Miscellaneous | Automatic Door Closer for Walk-in Coolers and Freezers
Commercial | New | Offices | Automatic Door Closer for Walk-in Coolers and Freezers
Commercial | New | Restaurants | Automatic Door Closer for Walk-in Coolers and Freezers
Commercial | New | Retail | Automatic Door Closer for Walk-in Coolers and Freezers
Commercial | New | Schools K-12 | Automatic Door Closer for Walk-in Coolers and Freezers
Commercial | New | Warehouse | Automatic Door Closer for Walk-in Coolers and Freezers
Commercial | Existing | Assembly | Demand Defrost
Commercial | Existing | College and University | Demand Defrost
Commercial | Existing | Grocery | Demand Defrost
Commercial | Existing | Healthcare | Demand Defrost
Commercial | Existing | Hospitals | Demand Defrost
Commercial | Existing | Institutional | Demand Defrost
Commercial | Existing | Lodging/Hospitality | Demand Defrost
Commercial | Existing | Miscellaneous | Demand Defrost
Commercial | Existing | Offices | Demand Defrost
Commercial | Existing | Restaurants | Demand Defrost
Commercial | Existing | Retail | Demand Defrost
Commercial | Existing | Schools K-12 | Demand Defrost
Commercial | Existing | Warehouse | Demand Defrost
Commercial | New | Assembly | Demand Defrost
Commercial | New | College and University | Demand Defrost
Commercial | New | Grocery | Demand Defrost
Commercial | New | Healthcare | Demand Defrost
Commercial | New | Hospitals | Demand Defrost
Commercial | New | Institutional | Demand Defrost
Commercial | New | Lodging/Hospitality | Demand Defrost
Commercial | New | Miscellaneous | Demand Defrost
Commercial | New | Offices | Demand Defrost
Commercial | New | Restaurants | Demand Defrost
Commercial | New | Retail | Demand Defrost
Commercial | New | Schools K-12 | Demand Defrost
Commercial | New | Warehouse | Demand Defrost
Commercial | Existing | Assembly | Freezer-Cooler Replacement Gaskets
Commercial | Existing | College and University | Freezer-Cooler Replacement Gaskets
Commercial | Existing | Grocery | Freezer-Cooler Replacement Gaskets
Commercial | Existing | Healthcare | Freezer-Cooler Replacement Gaskets
Commercial | Existing | Hospitals | Freezer-Cooler Replacement Gaskets
Commercial | Existing | Institutional | Freezer-Cooler Replacement Gaskets
Commercial | Existing | Lodging/Hospitality | Freezer-Cooler Replacement Gaskets
Commercial | Existing | Miscellaneous | Freezer-Cooler Replacement Gaskets
Commercial | Existing | Offices | Freezer-Cooler Replacement Gaskets
Commercial | Existing | Restaurants | Freezer-Cooler Replacement Gaskets
Commercial | Existing | Retail | Freezer-Cooler Replacement Gaskets
Commercial | Existing | Schools K-12 | Freezer-Cooler Replacement Gaskets
Commercial | Existing | Warehouse | Freezer-Cooler Replacement Gaskets
Commercial | New | Assembly | Freezer-Cooler Replacement Gaskets
Commercial | New | College and University | Freezer-Cooler Replacement Gaskets
Commercial | New | Grocery | Freezer-Cooler Replacement Gaskets
Commercial | New | Healthcare | Freezer-Cooler Replacement Gaskets
Commercial | New | Hospitals | Freezer-Cooler Replacement Gaskets
Commercial | New | Institutional | Freezer-Cooler Replacement Gaskets
Commercial | New | Lodging/Hospitality | Freezer-Cooler Replacement Gaskets
Commercial | New | Miscellaneous | Freezer-Cooler Replacement Gaskets
Commercial | New | Offices | Freezer-Cooler Replacement Gaskets
Commercial | New | Restaurants | Freezer-Cooler Replacement Gaskets
Commercial | New | Retail | Freezer-Cooler Replacement Gaskets
Commercial | New | Schools K-12 | Freezer-Cooler Replacement Gaskets
Commercial | New | Warehouse | Freezer-Cooler Replacement Gaskets
Commercial | Existing | Assembly | High Efficiency Refrigeration Compressor
Commercial | Existing | College and University | High Efficiency Refrigeration Compressor
Commercial | Existing | Grocery | High Efficiency Refrigeration Compressor
Commercial | Existing | Healthcare | High Efficiency Refrigeration Compressor
Commercial | Existing | Hospitals | High Efficiency Refrigeration Compressor
Commercial | Existing | Institutional | High Efficiency Refrigeration Compressor
Commercial | Existing | Lodging/Hospitality | High Efficiency Refrigeration Compressor
Commercial | Existing | Miscellaneous | High Efficiency Refrigeration Compressor
Commercial | Existing | Offices | High Efficiency Refrigeration Compressor
Commercial | Existing | Restaurants | High Efficiency Refrigeration Compressor
Commercial | Existing | Retail | High Efficiency Refrigeration Compressor
Commercial | Existing | Schools K-12 | High Efficiency Refrigeration Compressor
Commercial | Existing | Warehouse | High Efficiency Refrigeration Compressor
Commercial | New | Assembly | High Efficiency Refrigeration Compressor
Commercial | New | College and University | High Efficiency Refrigeration Compressor
Commercial | New | Grocery | High Efficiency Refrigeration Compressor
Commercial | New | Healthcare | High Efficiency Refrigeration Compressor
Commercial | New | Hospitals | High Efficiency Refrigeration Compressor
Commercial | New | Institutional | High Efficiency Refrigeration Compressor
Commercial | New | Lodging/Hospitality | High Efficiency Refrigeration Compressor
Commercial | New | Miscellaneous | High Efficiency Refrigeration Compressor
Commercial | New | Offices | High Efficiency Refrigeration Compressor
Commercial | New | Restaurants | High Efficiency Refrigeration Compressor
Commercial | New | Retail | High Efficiency Refrigeration Compressor
Commercial | New | Schools K-12 | High Efficiency Refrigeration Compressor
Commercial | New | Warehouse | High Efficiency Refrigeration Compressor
Commercial | Existing | Assembly | High R-Value Glass Doors
Commercial | Existing | College and University | High R-Value Glass Doors
Commercial | Existing | Grocery | High R-Value Glass Doors
Commercial | Existing | Healthcare | High R-Value Glass Doors
Commercial | Existing | Hospitals | High R-Value Glass Doors
Commercial | Existing | Institutional | High R-Value Glass Doors
Commercial | Existing | Lodging/Hospitality | High R-Value Glass Doors
Commercial | Existing | Miscellaneous | High R-Value Glass Doors
Commercial | Existing | Offices | High R-Value Glass Doors
Commercial | Existing | Restaurants | High R-Value Glass Doors
Commercial | Existing | Retail | High R-Value Glass Doors
Commercial | Existing | Schools K-12 | High R-Value Glass Doors
Commercial | Existing | Warehouse | High R-Value Glass Doors
Commercial | New | Assembly | High R-Value Glass Doors
Commercial | New | College and University | High R-Value Glass Doors
Commercial | New | Grocery | High R-Value Glass Doors
Commercial | New | Healthcare | High R-Value Glass Doors
Commercial | New | Hospitals | High R-Value Glass Doors
Commercial | New | Institutional | High R-Value Glass Doors
Commercial | New | Lodging/Hospitality | High R-Value Glass Doors
Commercial | New | Miscellaneous | High R-Value Glass Doors
Commercial | New | Offices | High R-Value Glass Doors
Commercial | New | Restaurants | High R-Value Glass Doors
Commercial | New | Retail | High R-Value Glass Doors
Commercial | New | Schools K-12 | High R-Value Glass Doors
Commercial | New | Warehouse | High R-Value Glass Doors
Commercial | Existing | Assembly | Night Covers for Display Cases
Commercial | Existing | College and University | Night Covers for Display Cases
Commercial | Existing | Grocery | Night Covers for Display Cases
Commercial | Existing | Healthcare | Night Covers for Display Cases
Commercial | Existing | Hospitals | Night Covers for Display Cases
Commercial | Existing | Institutional | Night Covers for Display Cases
Commercial | Existing | Lodging/Hospitality | Night Covers for Display Cases
Commercial | Existing | Miscellaneous | Night Covers for Display Cases
Commercial | Existing | Offices | Night Covers for Display Cases
Commercial | Existing | Restaurants | Night Covers for Display Cases
Commercial | Existing | Retail | Night Covers for Display Cases
Commercial | Existing | Schools K-12 | Night Covers for Display Cases
Commercial | Existing | Warehouse | Night Covers for Display Cases
Commercial | New | Assembly | Night Covers for Display Cases
Commercial | New | College and University | Night Covers for Display Cases
Commercial | New | Grocery | Night Covers for Display Cases
Commercial | New | Healthcare | Night Covers for Display Cases
Commercial | New | Hospitals | Night Covers for Display Cases
Commercial | New | Institutional | Night Covers for Display Cases
Commercial | New | Lodging/Hospitality | Night Covers for Display Cases
Commercial | New | Miscellaneous | Night Covers for Display Cases
Commercial | New | Offices | Night Covers for Display Cases
Commercial | New | Restaurants | Night Covers for Display Cases
Commercial | New | Retail | Night Covers for Display Cases
Commercial | New | Schools K-12 | Night Covers for Display Cases
Commercial | New | Warehouse | Night Covers for Display Cases
Commercial | Existing | Assembly | Refrigerated Display Case Lighting Controls
Commercial | Existing | College and University | Refrigerated Display Case Lighting Controls
Commercial | Existing | Grocery | Refrigerated Display Case Lighting Controls
Commercial | Existing | Healthcare | Refrigerated Display Case Lighting Controls
Commercial | Existing | Hospitals | Refrigerated Display Case Lighting Controls
Commercial | Existing | Institutional | Refrigerated Display Case Lighting Controls
Commercial | Existing | Lodging/Hospitality | Refrigerated Display Case Lighting Controls
Commercial | Existing | Miscellaneous | Refrigerated Display Case Lighting Controls
Commercial | Existing | Offices | Refrigerated Display Case Lighting Controls
Commercial | Existing | Restaurants | Refrigerated Display Case Lighting Controls
Commercial | Existing | Retail | Refrigerated Display Case Lighting Controls
Commercial | Existing | Schools K-12 | Refrigerated Display Case Lighting Controls
Commercial | Existing | Warehouse | Refrigerated Display Case Lighting Controls
Commercial | New | Assembly | Refrigerated Display Case Lighting Controls
Commercial | New | College and University | Refrigerated Display Case Lighting Controls
Commercial | New | Grocery | Refrigerated Display Case Lighting Controls
Commercial | New | Healthcare | Refrigerated Display Case Lighting Controls
Commercial | New | Hospitals | Refrigerated Display Case Lighting Controls
Commercial | New | Institutional | Refrigerated Display Case Lighting Controls
Commercial | New | Lodging/Hospitality | Refrigerated Display Case Lighting Controls
Commercial | New | Miscellaneous | Refrigerated Display Case Lighting Controls
Commercial | New | Offices | Refrigerated Display Case Lighting Controls
Commercial | New | Restaurants | Refrigerated Display Case Lighting Controls
Commercial | New | Retail | Refrigerated Display Case Lighting Controls
Commercial | New | Schools K-12 | Refrigerated Display Case Lighting Controls
Commercial | New | Warehouse | Refrigerated Display Case Lighting Controls
Commercial | Existing | Assembly | Strip Curtains for Walk-ins
Commercial | Existing | College and University | Strip Curtains for Walk-ins
Commercial | Existing | Grocery | Strip Curtains for Walk-ins
Commercial | Existing | Healthcare | Strip Curtains for Walk-ins
Commercial | Existing | Hospitals | Strip Curtains for Walk-ins
Commercial | Existing | Institutional | Strip Curtains for Walk-ins
Commercial | Existing | Lodging/Hospitality | Strip Curtains for Walk-ins
Commercial | Existing | Miscellaneous | Strip Curtains for Walk-ins
Commercial | Existing | Offices | Strip Curtains for Walk-ins
Commercial | Existing | Restaurants | Strip Curtains for Walk-ins
Commercial | Existing | Retail | Strip Curtains for Walk-ins
Commercial | Existing | Schools K-12 | Strip Curtains for Walk-ins
Commercial | Existing | Warehouse | Strip Curtains for Walk-ins
Commercial | New | Assembly | Strip Curtains for Walk-ins
Commercial | New | College and University | Strip Curtains for Walk-ins
Commercial | New | Grocery | Strip Curtains for Walk-ins
Commercial | New | Healthcare | Strip Curtains for Walk-ins
Commercial | New | Hospitals | Strip Curtains for Walk-ins
Commercial | New | Institutional | Strip Curtains for Walk-ins
Commercial | New | Lodging/Hospitality | Strip Curtains for Walk-ins
Commercial | New | Miscellaneous | Strip Curtains for Walk-ins
Commercial | New | Offices | Strip Curtains for Walk-ins
Commercial | New | Restaurants | Strip Curtains for Walk-ins
Commercial | New | Retail | Strip Curtains for Walk-ins
Commercial | New | Schools K-12 | Strip Curtains for Walk-ins
Commercial | New | Warehouse | Strip Curtains for Walk-ins
Commercial | Existing | Grocery | Demand Controlled Ventilation
Commercial | Existing | Restaurants | Demand Controlled Ventilation
Commercial | Existing | Warehouse | Demand Controlled Ventilation
Commercial | New | Grocery | Demand Controlled Ventilation
Commercial | New | Restaurants | Demand Controlled Ventilation
Commercial | New | Warehouse | Demand Controlled Ventilation
Commercial | Existing | Assembly | Retro-Commissioning
Commercial | Existing | Warehouse | Retro-Commissioning
Commercial | New | Assembly | Retro-Commissioning
Commercial | New | Warehouse | Retro-Commissioning
Commercial | New | Assembly | Solar Voltaic
Commercial | New | College and University | Solar Voltaic
Commercial | New | Grocery | Solar Voltaic
Commercial | New | Healthcare | Solar Voltaic
Commercial | New | Hospitals | Solar Voltaic
Commercial | New | Institutional | Solar Voltaic
Commercial | New | Lodging/Hospitality | Solar Voltaic
Commercial | New | Miscellaneous | Solar Voltaic
Commercial | New | Offices | Solar Voltaic
Commercial | New | Restaurants | Solar Voltaic
Commercial | New | Retail | Solar Voltaic
Commercial | New | Schools K-12 | Solar Voltaic
Commercial | New | Warehouse | Solar Voltaic
Commercial | New | Assembly | Solar Plus Storage - Segment 15
Commercial | New | College and University | Solar Plus Storage - Segment 15
Commercial | New | Grocery | Solar Plus Storage - Segment 15
Commercial | New | Healthcare | Solar Plus Storage - Segment 15
Commercial | New | Hospitals | Solar Plus Storage - Segment 15
Commercial | New | Institutional | Solar Plus Storage - Segment 15
Commercial | New | Lodging/Hospitality | Solar Plus Storage - Segment 15
Commercial | New | Miscellaneous | Solar Plus Storage - Segment 15
Commercial | New | Offices | Solar Plus Storage - Segment 15
Commercial | New | Restaurants | Solar Plus Storage - Segment 15
Commercial | New | Retail | Solar Plus Storage - Segment 15
Commercial | New | Schools K-12 | Solar Plus Storage - Segment 15
Commercial | New | Warehouse | Solar Plus Storage - Segment 15
Commercial | New | Assembly | Solar Plus Storage - Segment 25
Commercial | New | College and University | Solar Plus Storage - Segment 25
Commercial | New | Grocery | Solar Plus Storage - Segment 25
Commercial | New | Healthcare | Solar Plus Storage - Segment 25
Commercial | New | Hospitals | Solar Plus Storage - Segment 25
Commercial | New | Institutional | Solar Plus Storage - Segment 25
Commercial | New | Lodging/Hospitality | Solar Plus Storage - Segment 25
Commercial | New | Miscellaneous | Solar Plus Storage - Segment 25
Commercial | New | Offices | Solar Plus Storage - Segment 25
Commercial | New | Restaurants | Solar Plus Storage - Segment 25
Commercial | New | Retail | Solar Plus Storage - Segment 25
Commercial | New | Schools K-12 | Solar Plus Storage - Segment 25
Commercial | New | Warehouse | Solar Plus Storage - Segment 25
Commercial | New | Assembly | Solar Plus Storage - Segment 50
Commercial | New | College and University | Solar Plus Storage - Segment 50
Commercial | New | Grocery | Solar Plus Storage - Segment 50
Commercial | New | Healthcare | Solar Plus Storage - Segment 50
Commercial | New | Hospitals | Solar Plus Storage - Segment 50
Commercial | New | Institutional | Solar Plus Storage - Segment 50
Commercial | New | Lodging/Hospitality | Solar Plus Storage - Segment 50
Commercial | New | Miscellaneous | Solar Plus Storage - Segment 50
Commercial | New | Offices | Solar Plus Storage - Segment 50
Commercial | New | Restaurants | Solar Plus Storage - Segment 50
Commercial | New | Retail | Solar Plus Storage - Segment 50
Commercial | New | Schools K-12 | Solar Plus Storage - Segment 50
Commercial | New | Warehouse | Solar Plus Storage - Segment 50
Commercial | New | Assembly | Solar Plus Storage - Segment 51+
Commercial | New | College and University | Solar Plus Storage - Segment 51+
Commercial | New | Grocery | Solar Plus Storage - Segment 51+
Commercial | New | Healthcare | Solar Plus Storage - Segment 51+
Commercial | New | Hospitals | Solar Plus Storage - Segment 51+
Commercial | New | Institutional | Solar Plus Storage - Segment 51+
Commercial | New | Lodging/Hospitality | Solar Plus Storage - Segment 51+
Commercial | New | Miscellaneous | Solar Plus Storage - Segment 51+
Commercial | New | Offices | Solar Plus Storage - Segment 51+
Commercial | New | Restaurants | Solar Plus Storage - Segment 51+
Commercial | New | Retail | Solar Plus Storage - Segment 51+
Commercial | New | Schools K-12 | Solar Plus Storage - Segment 51+
Commercial | New | Warehouse | Solar Plus Storage - Segment 51+
Commercial | New | Assembly | 3500 kW Gas Turbine
Commercial | New | College and University | 3500 kW Gas Turbine
Commercial | New | Grocery | 3500 kW Gas Turbine
Commercial | New | Healthcare | 3500 kW Gas Turbine
Commercial | New | Hospitals | 3500 kW Gas Turbine
Commercial | New | Institutional | 3500 kW Gas Turbine
Commercial | New | Lodging/Hospitality | 3500 kW Gas Turbine
Commercial | New | Miscellaneous | 3500 kW Gas Turbine
Commercial | New | Offices | 3500 kW Gas Turbine
Commercial | New | Restaurants | 3500 kW Gas Turbine
Commercial | New | Retail | 3500 kW Gas Turbine
Commercial | New | Schools K-12 | 3500 kW Gas Turbine
Commercial | New | Warehouse | 3500 kW Gas Turbine
Commercial | New | Assembly | 3000 kW Gas Turbine
Commercial | New | College and University | 3000 kW Gas Turbine
Commercial | New | Grocery | 3000 kW Gas Turbine
Commercial | New | Healthcare | 3000 kW Gas Turbine
Commercial | New | Hospitals | 3000 kW Gas Turbine
Commercial | New | Institutional | 3000 kW Gas Turbine
Commercial | New | Lodging/Hospitality | 3000 kW Gas Turbine
Commercial | New | Miscellaneous | 3000 kW Gas Turbine
Commercial | New | Offices | 3000 kW Gas Turbine
Commercial | New | Restaurants | 3000 kW Gas Turbine
Commercial | New | Retail | 3000 kW Gas Turbine
Commercial | New | Schools K-12 | 3000 kW Gas Turbine
Commercial | New | Warehouse | 3000 kW Gas Turbine
Commercial | New | Assembly | 2500 kW Gas Turbine
Commercial | New | College and University | 2500 kW Gas Turbine
Commercial | New | Grocery | 2500 kW Gas Turbine
Commercial | New | Healthcare | 2500 kW Gas Turbine
Commercial | New | Hospitals | 2500 kW Gas Turbine
Commercial | New | Institutional | 2500 kW Gas Turbine
Commercial | New | Lodging/Hospitality | 2500 kW Gas Turbine
Commercial | New | Miscellaneous | 2500 kW Gas Turbine
Commercial | New | Offices | 2500 kW Gas Turbine
Commercial | New | Restaurants | 2500 kW Gas Turbine
Commercial | New | Retail | 2500 kW Gas Turbine
Commercial | New | Schools K-12 | 2500 kW Gas Turbine
Commercial | New | Warehouse | 2500 kW Gas Turbine
Commercial | New | Assembly | 4500 kW Reciprocating Engine
Commercial | New | College and University | 4500 kW Reciprocating Engine
Commercial | New | Grocery | 4500 kW Reciprocating Engine
Commercial | New | Healthcare | 4500 kW Reciprocating Engine
Commercial | New | Hospitals | 4500 kW Reciprocating Engine
Commercial | New | Institutional | 4500 kW Reciprocating Engine
Commercial | New | Lodging/Hospitality | 4500 kW Reciprocating Engine
Commercial | New | Miscellaneous | 4500 kW Reciprocating Engine
Commercial | New | Offices | 4500 kW Reciprocating Engine
Commercial | New | Restaurants | 4500 kW Reciprocating Engine
Commercial | New | Retail | 4500 kW Reciprocating Engine
Commercial | New | Schools K-12 | 4500 kW Reciprocating Engine
Commercial | New | Warehouse | 4500 kW Reciprocating Engine
Commercial | New | Assembly | 3000 kW Reciprocating Engine
Commercial | New | College and University | 3000 kW Reciprocating Engine
Commercial | New | Grocery | 3000 kW Reciprocating Engine
Commercial | New | Healthcare | 3000 kW Reciprocating Engine
Commercial | New | Hospitals | 3000 kW Reciprocating Engine
Commercial | New | Institutional | 3000 kW Reciprocating Engine
Commercial | New | Lodging/Hospitality | 3000 kW Reciprocating Engine
Commercial | New | Miscellaneous | 3000 kW Reciprocating Engine
Commercial | New | Offices | 3000 kW Reciprocating Engine
Commercial | New | Restaurants | 3000 kW Reciprocating Engine
Commercial | New | Retail | 3000 kW Reciprocating Engine
Commercial | New | Schools K-12 | 3000 kW Reciprocating Engine
Commercial | New | Warehouse | 3000 kW Reciprocating Engine
Commercial | New | Assembly | 1125 kW Fuel Cell
Commercial | New | College and University | 1125 kW Fuel Cell
Commercial | New | Grocery | 1125 kW Fuel Cell
Commercial | New | Healthcare | 1125 kW Fuel Cell
Commercial | New | Hospitals | 1125 kW Fuel Cell
Commercial | New | Institutional | 1125 kW Fuel Cell
Commercial | New | Lodging/Hospitality | 1125 kW Fuel Cell
Commercial | New | Miscellaneous | 1125 kW Fuel Cell
Commercial | New | Offices | 1125 kW Fuel Cell
Commercial | New | Restaurants | 1125 kW Fuel Cell
Commercial | New | Retail | 1125 kW Fuel Cell
Commercial | New | Schools K-12 | 1125 kW Fuel Cell
Commercial | New | Warehouse | 1125 kW Fuel Cell
Commercial | New | Assembly | 1250 kW Reciprocating Engine
Commercial | New | College and University | 1250 kW Reciprocating Engine
Commercial | New | Grocery | 1250 kW Reciprocating Engine
Commercial | New | Healthcare | 1250 kW Reciprocating Engine
Commercial | New | Hospitals | 1250 kW Reciprocating Engine
Commercial | New | Institutional | 1250 kW Reciprocating Engine
Commercial | New | Lodging/Hospitality | 1250 kW Reciprocating Engine
Commercial | New | Miscellaneous | 1250 kW Reciprocating Engine
Commercial | New | Offices | 1250 kW Reciprocating Engine
Commercial | New | Restaurants | 1250 kW Reciprocating Engine
Commercial | New | Retail | 1250 kW Reciprocating Engine
Commercial | New | Schools K-12 | 1250 kW Reciprocating Engine
Commercial | New | Warehouse | 1250 kW Reciprocating Engine
Commercial | New | Assembly | 500 kW Fuel Cell
Commercial | New | College and University | 500 kW Fuel Cell
Commercial | New | Grocery | 500 kW Fuel Cell
Commercial | New | Healthcare | 500 kW Fuel Cell
Commercial | New | Hospitals | 500 kW Fuel Cell
Commercial | New | Institutional | 500 kW Fuel Cell
Commercial | New | Lodging/Hospitality | 500 kW Fuel Cell
Commercial | New | Miscellaneous | 500 kW Fuel Cell
Commercial | New | Offices | 500 kW Fuel Cell
Commercial | New | Restaurants | 500 kW Fuel Cell
Commercial | New | Retail | 500 kW Fuel Cell
Commercial | New | Schools K-12 | 500 kW Fuel Cell
Commercial | New | Warehouse | 500 kW Fuel Cell
Commercial | New | Assembly | 350 kW Reciprocating Engine
Commercial | New | College and University | 350 kW Reciprocating Engine
Commercial | New | Grocery | 350 kW Reciprocating Engine
Commercial | New | Healthcare | 350 kW Reciprocating Engine
Commercial | New | Hospitals | 350 kW Reciprocating Engine
Commercial | New | Institutional | 350 kW Reciprocating Engine
Commercial | New | Lodging/Hospitality | 350 kW Reciprocating Engine
Commercial | New | Miscellaneous | 350 kW Reciprocating Engine
Commercial | New | Offices | 350 kW Reciprocating Engine
Commercial | New | Restaurants | 350 kW Reciprocating Engine
Commercial | New | Retail | 350 kW Reciprocating Engine
Commercial | New | Schools K-12 | 350 kW Reciprocating Engine
Commercial | New | Warehouse | 350 kW Reciprocating Engine
Commercial | New | Assembly | 175 kW Fuel Cell
Commercial | New | College and University | 175 kW Fuel Cell
Commercial | New | Grocery | 175 kW Fuel Cell
Commercial | New | Healthcare | 175 kW Fuel Cell
Commercial | New | Hospitals | 175 kW Fuel Cell
Commercial | New | Institutional | 175 kW Fuel Cell
Commercial | New | Lodging/Hospitality | 175 kW Fuel Cell
Commercial | New | Miscellaneous | 175 kW Fuel Cell
Commercial | New | Offices | 175 kW Fuel Cell
Commercial | New | Restaurants | 175 kW Fuel Cell
Commercial | New | Retail | 175 kW Fuel Cell
Commercial | New | Schools K-12 | 175 kW Fuel Cell
Commercial | New | Warehouse | 175 kW Fuel Cell
Commercial | New | Assembly | 200 kW Micro Turbine
Commercial | New | College and University | 200 kW Micro Turbine
Commercial | New | Grocery | 200 kW Micro Turbine
Commercial | New | Healthcare | 200 kW Micro Turbine
Commercial | New | Hospitals | 200 kW Micro Turbine
Commercial | New | Institutional | 200 kW Micro Turbine
Commercial | New | Lodging/Hospitality | 200 kW Micro Turbine
Commercial | New | Miscellaneous | 200 kW Micro Turbine
Commercial | New | Offices | 200 kW Micro Turbine
Commercial | New | Restaurants | 200 kW Micro Turbine
Commercial | New | Retail | 200 kW Micro Turbine
Commercial | New | Schools K-12 | 200 kW Micro Turbine
Commercial | New | Warehouse | 200 kW Micro Turbine
Commercial | New | Assembly | 150 kW Reciprocating Engine
Commercial | New | College and University | 150 kW Reciprocating Engine
Commercial | New | Grocery | 150 kW Reciprocating Engine
Commercial | New | Healthcare | 150 kW Reciprocating Engine
Commercial | New | Hospitals | 150 kW Reciprocating Engine
Commercial | New | Institutional | 150 kW Reciprocating Engine
Commercial | New | Lodging/Hospitality | 150 kW Reciprocating Engine
Commercial | New | Miscellaneous | 150 kW Reciprocating Engine
Commercial | New | Offices | 150 kW Reciprocating Engine
Commercial | New | Restaurants | 150 kW Reciprocating Engine
Commercial | New | Retail | 150 kW Reciprocating Engine
Commercial | New | Schools K-12 | 150 kW Reciprocating Engine
Commercial | New | Warehouse | 150 kW Reciprocating Engine
Commercial | New | Assembly | 100 kW Micro Turbine
Commercial | New | College and University | 100 kW Micro Turbine
Commercial | New | Grocery | 100 kW Micro Turbine
Commercial | New | Healthcare | 100 kW Micro Turbine
Commercial | New | Hospitals | 100 kW Micro Turbine
Commercial | New | Institutional | 100 kW Micro Turbine
Commercial | New | Lodging/Hospitality | 100 kW Micro Turbine
Commercial | New | Miscellaneous | 100 kW Micro Turbine
Commercial | New | Offices | 100 kW Micro Turbine
Commercial | New | Restaurants | 100 kW Micro Turbine
Commercial | New | Retail | 100 kW Micro Turbine
Commercial | New | Schools K-12 | 100 kW Micro Turbine
Commercial | New | Warehouse | 100 kW Micro Turbine
Commercial | New | Assembly | 50 kW Micro Turbine
Commercial | New | College and University | 50 kW Micro Turbine
Commercial | New | Grocery | 50 kW Micro Turbine
Commercial | New | Healthcare | 50 kW Micro Turbine
Commercial | New | Hospitals | 50 kW Micro Turbine
Commercial | New | Institutional | 50 kW Micro Turbine
Commercial | New | Lodging/Hospitality | 50 kW Micro Turbine
Commercial | New | Miscellaneous | 50 kW Micro Turbine
Commercial | New | Offices | 50 kW Micro Turbine
Commercial | New | Restaurants | 50 kW Micro Turbine
Commercial | New | Retail | 50 kW Micro Turbine
Commercial | New | Schools K-12 | 50 kW Micro Turbine
Commercial | New | Warehouse | 50 kW Micro Turbine
Industrial | Existing | Agriculture and Assembly | Process Heat Improved Controls
Industrial | New | Agriculture and Assembly | Process Heat Improved Controls
Industrial | Existing | Agriculture and Assembly | Process Heat System Optimization
Industrial | New | Agriculture and Assembly | Process Heat System Optimization
Industrial | Existing | Chemicals and Plastics | Process Heat System Optimization
Industrial | New | Chemicals and Plastics | Process Heat System Optimization
Industrial | Existing | Construction | Process Heat Improved Controls
Industrial | New | Construction | Process Heat Improved Controls
Industrial | Existing | Construction | Process Heat System Optimization
Industrial | New | Construction | Process Heat System Optimization
Industrial | Existing | Electrical and Electronic Equip. | Process Refrig Controls
Industrial | New | Electrical and Electronic Equip. | Process Refrig Controls
Industrial | Existing | Electrical and Electronic Equip. | Process Heat Improved Controls
Industrial | New | Electrical and Electronic Equip. | Process Heat Improved Controls
Industrial | Existing | Lumber/Furniture/Pulp/Paper | Process Refrig Controls
Industrial | New | Lumber/Furniture/Pulp/Paper | Process Refrig Controls
Industrial | Existing | Lumber/Furniture/Pulp/Paper | Process Heat Improved Controls
Industrial | New | Lumber/Furniture/Pulp/Paper | Process Heat Improved Controls
Industrial | Existing | Lumber/Furniture/Pulp/Paper | Process Heat System Optimization
Industrial | New | Lumber/Furniture/Pulp/Paper | Process Heat System Optimization
Industrial | Existing | Metal Products and Machinery | HVAC Recommissioning
Industrial | New | Metal Products and Machinery | HVAC Recommissioning
Industrial | Existing | Metal Products and Machinery | Process Heat Improved Controls
Industrial | New | Metal Products and Machinery | Process Heat Improved Controls
Industrial | Existing | Metal Products and Machinery | Process Heat System Optimization
Industrial | New | Metal Products and Machinery | Process Heat System Optimization
Industrial | Existing | Miscellaneous Manufacturing | Motor Optimization
Industrial | New | Miscellaneous Manufacturing | Motor Optimization
Industrial | Existing | Miscellaneous Manufacturing | Process Refrig Controls
Industrial | New | Miscellaneous Manufacturing | Process Refrig Controls
Industrial | Existing | Miscellaneous Manufacturing | Process Refrig System Optimization
Industrial | New | Miscellaneous Manufacturing | Process Refrig System Optimization
Industrial | Existing | Miscellaneous Manufacturing | Process Heat Improved Controls
Industrial | New | Miscellaneous Manufacturing | Process Heat Improved Controls
Industrial | Existing | Miscellaneous Manufacturing | Process Heat System Optimization
Industrial | New | Miscellaneous Manufacturing | Process Heat System Optimization
Industrial | Existing | Primary Resources Industries | Process Refrig Controls
Industrial | New | Primary Resources Industries | Process Refrig Controls
Industrial | Existing | Primary Resources Industries | Process Heat Improved Controls
Industrial | New | Primary Resources Industries | Process Heat Improved Controls
Industrial | Existing | Primary Resources Industries | Process Heat System Optimization
Industrial | New | Primary Resources Industries | Process Heat System Optimization
Industrial | Existing | Stone/Clay/Glass/Concrete | Process Refrig Controls
Industrial | New | Stone/Clay/Glass/Concrete | Process Refrig Controls
Industrial | Existing | Stone/Clay/Glass/Concrete | Process Heat Improved Controls
Industrial | New | Stone/Clay/Glass/Concrete | Process Heat Improved Controls
Industrial | Existing | Stone/Clay/Glass/Concrete | Process Heat System Optimization
Industrial | New | Stone/Clay/Glass/Concrete | Process Heat System Optimization
Industrial | Existing | Textiles and Leather | Process Refrig Controls
Industrial | New | Textiles and Leather | Process Refrig Controls
Industrial | Existing | Textiles and Leather | Process Heat System Optimization
Industrial | New | Textiles and Leather | Process Heat System Optimization
Industrial | Existing | Transportation Equipment | Process Refrig Controls
Industrial | New | Transportation Equipment | Process Refrig Controls
Industrial | Existing | Transportation Equipment | Process Heat Improved Controls
Industrial | New | Transportation Equipment | Process Heat Improved Controls
Industrial | Existing | Water and Wastewater | Process Heat Improved Controls
Industrial | New | Water and Wastewater | Process Heat Improved Controls
Industrial | Existing | Water and Wastewater | Process Heat System Optimization
Industrial | New | Water and Wastewater | Process Heat System Optimization
Industrial | New | Agriculture and Assembly | 5500 kW Steam Turbine-Biomass
Industrial | New | Agriculture and Assembly | 3500 kW Steam Turbine-Biomass
Industrial | New | Agriculture and Assembly | 3500 kW Gas Turbine
Industrial | New | Agriculture and Assembly | 3000 kW Gas Turbine
Industrial | New | Agriculture and Assembly | 2500 kW Gas Turbine
Industrial | New | Agriculture and Assembly | 4500 kW Reciprocating Engine
Industrial | New | Agriculture and Assembly | 1500 kW Steam Turbine-Biomass
Industrial | New | Agriculture and Assembly | 3000 kW Reciprocating Engine
Industrial | New | Agriculture and Assembly | 1125 kW Fuel Cell
Industrial | New | Agriculture and Assembly | 800 kW Fuel Cell-Biogas
Industrial | New | Agriculture and Assembly | 1250 kW Reciprocating Engine
Industrial | New | Agriculture and Assembly | 1250 kW Reciprocating Engine-Biogas
Industrial | New | Agriculture and Assembly | 500 kW Fuel Cell
Industrial | New | Agriculture and Assembly | 350 kW Reciprocating Engine
Industrial | New | Agriculture and Assembly | 175 kW Fuel Cell
Industrial | New | Agriculture and Assembly | 200 kW Micro Turbine
Industrial | New | Agriculture and Assembly | 150 kW Reciprocating Engine
Industrial | New | Agriculture and Assembly | 100 kW Micro Turbine
Industrial | New | Agriculture and Assembly | 100 kW Micro Turbine- Biogas
Industrial | New | Agriculture and Assembly | 50 kW Micro Turbine
Industrial | New | Chemicals and Plastics | 5500 kW Steam Turbine-Biomass
Industrial | New | Chemicals and Plastics | 3500 kW Steam Turbine-Biomass
Industrial | New | Chemicals and Plastics | 3500 kW Gas Turbine
Industrial | New | Chemicals and Plastics | 3000 kW Gas Turbine
Industrial | New | Chemicals and Plastics | 2500 kW Gas Turbine
Industrial | New | Chemicals and Plastics | 4500 kW Reciprocating Engine
Industrial | New | Chemicals and Plastics | 1500 kW Steam Turbine-Biomass
Industrial | New | Chemicals and Plastics | 3000 kW Reciprocating Engine
Industrial | New | Chemicals and Plastics | 1125 kW Fuel Cell
Industrial | New | Chemicals and Plastics | 800 kW Fuel Cell-Biogas
Industrial | New | Chemicals and Plastics | 1250 kW Reciprocating Engine
Industrial | New | Chemicals and Plastics | 1250 kW Reciprocating Engine-Biogas
Industrial | New | Chemicals and Plastics | 500 kW Fuel Cell
Industrial | New | Chemicals and Plastics | 350 kW Reciprocating Engine
Industrial | New | Chemicals and Plastics | 175 kW Fuel Cell
Industrial | New | Chemicals and Plastics | 200 kW Micro Turbine
Industrial | New | Chemicals and Plastics | 150 kW Reciprocating Engine
Industrial | New | Chemicals and Plastics | 100 kW Micro Turbine
Industrial | New | Chemicals and Plastics | 100 kW Micro Turbine- Biogas
Industrial | New | Chemicals and Plastics | 50 kW Micro Turbine
Industrial | New | Construction | 5500 kW Steam Turbine-Biomass
Industrial | New | Construction | 3500 kW Steam Turbine-Biomass
Industrial | New | Construction | 3500 kW Gas Turbine
Industrial | New | Construction | 3000 kW Gas Turbine
Industrial | New | Construction | 2500 kW Gas Turbine
Industrial | New | Construction | 4500 kW Reciprocating Engine
Industrial | New | Construction | 1500 kW Steam Turbine-Biomass
Industrial | New | Construction | 3000 kW Reciprocating Engine
Industrial | New | Construction | 1125 kW Fuel Cell
Industrial | New | Construction | 800 kW Fuel Cell-Biogas
Industrial | New | Construction | 1250 kW Reciprocating Engine
Industrial | New | Construction | 1250 kW Reciprocating Engine-Biogas
Industrial | New | Construction | 500 kW Fuel Cell
Industrial | New | Construction | 350 kW Reciprocating Engine
Industrial | New | Construction | 175 kW Fuel Cell
Industrial | New | Construction | 200 kW Micro Turbine
Industrial | New | Construction | 150 kW Reciprocating Engine
Industrial | New | Construction | 100 kW Micro Turbine
Industrial | New | Construction | 100 kW Micro Turbine- Biogas
Industrial | New | Construction | 50 kW Micro Turbine
Industrial | New | Electrical and Electronic Equip. | 5500 kW Steam Turbine-Biomass
Industrial | New | Electrical and Electronic Equip. | 3500 kW Steam Turbine-Biomass
Industrial | New | Electrical and Electronic Equip. | 3500 kW Gas Turbine
Industrial | New | Electrical and Electronic Equip. | 3000 kW Gas Turbine
Industrial | New | Electrical and Electronic Equip. | 2500 kW Gas Turbine
Industrial | New | Electrical and Electronic Equip. | 4500 kW Reciprocating Engine
Industrial | New | Electrical and Electronic Equip. | 1500 kW Steam Turbine-Biomass
Industrial | New | Electrical and Electronic Equip. | 3000 kW Reciprocating Engine
Industrial | New | Electrical and Electronic Equip. | 1125 kW Fuel Cell
Industrial | New | Electrical and Electronic Equip. | 800 kW Fuel Cell-Biogas
Industrial | New | Electrical and Electronic Equip. | 1250 kW Reciprocating Engine
Industrial | New | Electrical and Electronic Equip. | 1250 kW Reciprocating Engine-Biogas
Industrial | New | Electrical and Electronic Equip. | 500 kW Fuel Cell
Industrial | New | Electrical and Electronic Equip. | 350 kW Reciprocating Engine
Industrial | New | Electrical and Electronic Equip. | 175 kW Fuel Cell
Industrial | New | Electrical and Electronic Equip. | 200 kW Micro Turbine
Industrial | New | Electrical and Electronic Equip. | 150 kW Reciprocating Engine
Industrial | New | Electrical and Electronic Equip. | 100 kW Micro Turbine
Industrial | New | Electrical and Electronic Equip. | 100 kW Micro Turbine- Biogas
Industrial | New | Electrical and Electronic Equip. | 50 kW Micro Turbine
Industrial | New | Lumber/Furniture/Pulp/Paper | 5500 kW Steam Turbine-Biomass
Industrial | New | Lumber/Furniture/Pulp/Paper | 3500 kW Steam Turbine-Biomass
Industrial | New | Lumber/Furniture/Pulp/Paper | 3500 kW Gas Turbine
Industrial | New | Lumber/Furniture/Pulp/Paper | 3000 kW Gas Turbine
Industrial | New | Lumber/Furniture/Pulp/Paper | 2500 kW Gas Turbine
Industrial | New | Lumber/Furniture/Pulp/Paper | 4500 kW Reciprocating Engine
Industrial | New | Lumber/Furniture/Pulp/Paper | 1500 kW Steam Turbine-Biomass
Industrial | New | Lumber/Furniture/Pulp/Paper | 3000 kW Reciprocating Engine
Industrial | New | Lumber/Furniture/Pulp/Paper | 1125 kW Fuel Cell
Industrial | New | Lumber/Furniture/Pulp/Paper | 800 kW Fuel Cell-Biogas
Industrial | New | Lumber/Furniture/Pulp/Paper | 1250 kW Reciprocating Engine
Industrial | New | Lumber/Furniture/Pulp/Paper | 1250 kW Reciprocating Engine-Biogas
Industrial | New | Lumber/Furniture/Pulp/Paper | 500 kW Fuel Cell
Industrial | New | Lumber/Furniture/Pulp/Paper | 350 kW Reciprocating Engine
Industrial | New | Lumber/Furniture/Pulp/Paper | 175 kW Fuel Cell
Industrial | New | Lumber/Furniture/Pulp/Paper | 200 kW Micro Turbine
Industrial | New | Lumber/Furniture/Pulp/Paper | 150 kW Reciprocating Engine
Industrial | New | Lumber/Furniture/Pulp/Paper | 100 kW Micro Turbine
Industrial | New | Lumber/Furniture/Pulp/Paper | 100 kW Micro Turbine- Biogas
Industrial | New | Lumber/Furniture/Pulp/Paper | 50 kW Micro Turbine
Industrial | New | Metal Products and Machinery | 5500 kW Steam Turbine-Biomass
Industrial | New | Metal Products and Machinery | 3500 kW Steam Turbine-Biomass
Industrial | New | Metal Products and Machinery | 3500 kW Gas Turbine
Industrial | New | Metal Products and Machinery | 3000 kW Gas Turbine
Industrial | New | Metal Products and Machinery | 2500 kW Gas Turbine
Industrial | New | Metal Products and Machinery | 4500 kW Reciprocating Engine
Industrial | New | Metal Products and Machinery | 1500 kW Steam Turbine-Biomass
Industrial | New | Metal Products and Machinery | 3000 kW Reciprocating Engine
Industrial | New | Metal Products and Machinery | 1125 kW Fuel Cell
Industrial | New | Metal Products and Machinery | 800 kW Fuel Cell-Biogas
Industrial | New | Metal Products and Machinery | 1250 kW Reciprocating Engine
Industrial | New | Metal Products and Machinery | 1250 kW Reciprocating Engine-Biogas
Industrial | New | Metal Products and Machinery | 500 kW Fuel Cell
Industrial | New | Metal Products and Machinery | 350 kW Reciprocating Engine
Industrial | New | Metal Products and Machinery | 175 kW Fuel Cell
Industrial | New | Metal Products and Machinery | 200 kW Micro Turbine
Industrial | New | Metal Products and Machinery | 150 kW Reciprocating Engine
Industrial | New | Metal Products and Machinery | 100 kW Micro Turbine
Industrial | New | Metal Products and Machinery | 100 kW Micro Turbine- Biogas
Industrial | New | Metal Products and Machinery | 50 kW Micro Turbine
Industrial | New | Miscellaneous Manufacturing | 5500 kW Steam Turbine-Biomass
Industrial | New | Miscellaneous Manufacturing | 3500 kW Steam Turbine-Biomass
Industrial | New | Miscellaneous Manufacturing | 3500 kW Gas Turbine
Industrial | New | Miscellaneous Manufacturing | 3000 kW Gas Turbine
Industrial | New | Miscellaneous Manufacturing | 2500 kW Gas Turbine
Industrial | New | Miscellaneous Manufacturing | 4500 kW Reciprocating Engine
Industrial | New | Miscellaneous Manufacturing | 1500 kW Steam Turbine-Biomass
Industrial | New | Miscellaneous Manufacturing | 3000 kW Reciprocating Engine
Industrial | New | Miscellaneous Manufacturing | 1125 kW Fuel Cell
Industrial | New | Miscellaneous Manufacturing | 800 kW Fuel Cell-Biogas
Industrial | New | Miscellaneous Manufacturing | 1250 kW Reciprocating Engine
Industrial | New | Miscellaneous Manufacturing | 1250 kW Reciprocating Engine-Biogas
Industrial | New | Miscellaneous Manufacturing | 500 kW Fuel Cell
Industrial | New | Miscellaneous Manufacturing | 350 kW Reciprocating Engine
Industrial | New | Miscellaneous Manufacturing | 175 kW Fuel Cell
Industrial | New | Miscellaneous Manufacturing | 200 kW Micro Turbine
Industrial | New | Miscellaneous Manufacturing | 150 kW Reciprocating Engine
Industrial | New | Miscellaneous Manufacturing | 100 kW Micro Turbine
Industrial | New | Miscellaneous Manufacturing | 100 kW Micro Turbine- Biogas
Industrial | New | Miscellaneous Manufacturing | 50 kW Micro Turbine
Industrial | New | Primary Resources Industries | 5500 kW Steam Turbine-Biomass
Industrial | New | Primary Resources Industries | 3500 kW Steam Turbine-Biomass
Industrial | New | Primary Resources Industries | 3500 kW Gas Turbine
Industrial | New | Primary Resources Industries | 3000 kW Gas Turbine
Industrial | New | Primary Resources Industries | 2500 kW Gas Turbine
Industrial | New | Primary Resources Industries | 4500 kW Reciprocating Engine
Industrial | New | Primary Resources Industries | 1500 kW Steam Turbine-Biomass
Industrial | New | Primary Resources Industries | 3000 kW Reciprocating Engine
Industrial | New | Primary Resources Industries | 1125 kW Fuel Cell
Industrial | New | Primary Resources Industries | 800 kW Fuel Cell-Biogas
Industrial | New | Primary Resources Industries | 1250 kW Reciprocating Engine
Industrial | New | Primary Resources Industries | 1250 kW Reciprocating Engine-Biogas
Industrial | New | Primary Resources Industries | 500 kW Fuel Cell
Industrial | New | Primary Resources Industries | 350 kW Reciprocating Engine
Industrial | New | Primary Resources Industries | 175 kW Fuel Cell
Industrial | New | Primary Resources Industries | 200 kW Micro Turbine
Industrial | New | Primary Resources Industries | 150 kW Reciprocating Engine
Industrial | New | Primary Resources Industries | 100 kW Micro Turbine
Industrial | New | Primary Resources Industries | 100 kW Micro Turbine- Biogas
Industrial | New | Primary Resources Industries | 50 kW Micro Turbine
Industrial | New | Stone/Clay/Glass/Concrete | 5500 kW Steam Turbine-Biomass
Industrial | New | Stone/Clay/Glass/Concrete | 3500 kW Steam Turbine-Biomass
Industrial | New | Stone/Clay/Glass/Concrete | 3500 kW Gas Turbine
Industrial | New | Stone/Clay/Glass/Concrete | 3000 kW Gas Turbine
Industrial | New | Stone/Clay/Glass/Concrete | 2500 kW Gas Turbine
Industrial | New | Stone/Clay/Glass/Concrete | 4500 kW Reciprocating Engine
Industrial | New | Stone/Clay/Glass/Concrete | 1500 kW Steam Turbine-Biomass
Industrial | New | Stone/Clay/Glass/Concrete | 3000 kW Reciprocating Engine
Industrial | New | Stone/Clay/Glass/Concrete | 1125 kW Fuel Cell
Industrial | New | Stone/Clay/Glass/Concrete | 800 kW Fuel Cell-Biogas
Industrial | New | Stone/Clay/Glass/Concrete | 1250 kW Reciprocating Engine
Industrial | New | Stone/Clay/Glass/Concrete | 1250 kW Reciprocating Engine-Biogas
Industrial | New | Stone/Clay/Glass/Concrete | 500 kW Fuel Cell
Industrial | New | Stone/Clay/Glass/Concrete | 350 kW Reciprocating Engine
Industrial | New | Stone/Clay/Glass/Concrete | 175 kW Fuel Cell
Industrial | New | Stone/Clay/Glass/Concrete | 200 kW Micro Turbine
Industrial | New | Stone/Clay/Glass/Concrete | 150 kW Reciprocating Engine
Industrial | New | Stone/Clay/Glass/Concrete | 100 kW Micro Turbine
Industrial | New | Stone/Clay/Glass/Concrete | 100 kW Micro Turbine- Biogas
Industrial | New | Stone/Clay/Glass/Concrete | 50 kW Micro Turbine
Industrial | New | Textiles and Leather | 5500 kW Steam Turbine-Biomass
Industrial | New | Textiles and Leather | 3500 kW Steam Turbine-Biomass
Industrial | New | Textiles and Leather | 3500 kW Gas Turbine
Industrial | New | Textiles and Leather | 3000 kW Gas Turbine
Industrial | New | Textiles and Leather | 2500 kW Gas Turbine
Industrial | New | Textiles and Leather | 4500 kW Reciprocating Engine
Industrial | New | Textiles and Leather | 1500 kW Steam Turbine-Biomass
Industrial | New | Textiles and Leather | 3000 kW Reciprocating Engine
Industrial | New | Textiles and Leather | 1125 kW Fuel Cell
Industrial | New | Textiles and Leather | 800 kW Fuel Cell-Biogas
Industrial | New | Textiles and Leather | 1250 kW Reciprocating Engine
Industrial | New | Textiles and Leather | 1250 kW Reciprocating Engine-Biogas
Industrial | New | Textiles and Leather | 500 kW Fuel Cell
Industrial | New | Textiles and Leather | 350 kW Reciprocating Engine
Industrial | New | Textiles and Leather | 175 kW Fuel Cell
Industrial | New | Textiles and Leather | 200 kW Micro Turbine
Industrial | New | Textiles and Leather | 150 kW Reciprocating Engine
Industrial | New | Textiles and Leather | 100 kW Micro Turbine
Industrial | New | Textiles and Leather | 100 kW Micro Turbine- Biogas
Industrial | New | Textiles and Leather | 50 kW Micro Turbine
Industrial | New | Transportation Equipment | 5500 kW Steam Turbine-Biomass
Industrial | New | Transportation Equipment | 3500 kW Steam Turbine-Biomass
Industrial | New | Transportation Equipment | 3500 kW Gas Turbine
Industrial | New | Transportation Equipment | 3000 kW Gas Turbine
Industrial | New | Transportation Equipment | 2500 kW Gas Turbine
Industrial | New | Transportation Equipment | 4500 kW Reciprocating Engine
Industrial | New | Transportation Equipment | 1500 kW Steam Turbine-Biomass
Industrial | New | Transportation Equipment | 3000 kW Reciprocating Engine
Industrial | New | Transportation Equipment | 1125 kW Fuel Cell
Industrial | New | Transportation Equipment | 800 kW Fuel Cell-Biogas
Industrial | New | Transportation Equipment | 1250 kW Reciprocating Engine
Industrial | New | Transportation Equipment | 1250 kW Reciprocating Engine-Biogas
Industrial | New | Transportation Equipment | 500 kW Fuel Cell
Industrial | New | Transportation Equipment | 350 kW Reciprocating Engine
Industrial | New | Transportation Equipment | 175 kW Fuel Cell
Industrial | New | Transportation Equipment | 200 kW Micro Turbine
Industrial | New | Transportation Equipment | 150 kW Reciprocating Engine
Industrial | New | Transportation Equipment | 100 kW Micro Turbine
Industrial | New | Transportation Equipment | 100 kW Micro Turbine- Biogas
Industrial | New | Transportation Equipment | 50 kW Micro Turbine
Industrial | New | Water and Wastewater | 5500 kW Steam Turbine-Biomass
Industrial | New | Water and Wastewater | 3500 kW Steam Turbine-Biomass
Industrial | New | Water and Wastewater | 3500 kW Gas Turbine
Industrial | New | Water and Wastewater | 3000 kW Gas Turbine
Industrial | New | Water and Wastewater | 2500 kW Gas Turbine
Industrial | New | Water and Wastewater | 4500 kW Reciprocating Engine
Industrial | New | Water and Wastewater | 1500 kW Steam Turbine-Biomass
Industrial | New | Water and Wastewater | 3000 kW Reciprocating Engine
Industrial | New | Water and Wastewater | 1125 kW Fuel Cell
Industrial | New | Water and Wastewater | 800 kW Fuel Cell-Biogas
Industrial | New | Water and Wastewater | 1250 kW Reciprocating Engine
Industrial | New | Water and Wastewater | 1250 kW Reciprocating Engine-Biogas
Industrial | New | Water and Wastewater | 500 kW Fuel Cell
Industrial | New | Water and Wastewater | 350 kW Reciprocating Engine
Industrial | New | Water and Wastewater | 175 kW Fuel Cell
Industrial | New | Water and Wastewater | 200 kW Micro Turbine
Industrial | New | Water and Wastewater | 150 kW Reciprocating Engine
Industrial | New | Water and Wastewater | 100 kW Micro Turbine
Industrial | New | Water and Wastewater | 100 kW Micro Turbine- Biogas
Industrial | New | Water and Wastewater | 50 kW Micro Turbine

## 34b-EE
Measure Administrative Costs - EE
Sector | Vintage | Segment | Name | Savings UEC (kWh) | Program | Program Cost
Residential | Turnover | Single Family | High Efficiency Induction Cooktop | 533.952 | Products | 61.6407
Residential | Turnover | Multi-Family | High Efficiency Induction Cooktop | 533.952 | Products | 61.6407
Residential | Turnover | Manufactured Home | High Efficiency Induction Cooktop | 533.952 | Products | 61.6407
Residential | New | Single Family | High Efficiency Induction Cooktop | 533.952 | Products | 61.6407
Residential | New | Multi-Family | High Efficiency Induction Cooktop | 533.952 | Products | 61.6407
Residential | New | Manufactured Home | High Efficiency Induction Cooktop | 533.952 | Products | 61.6407
Residential | Turnover | Single Family | 21 SEER ASHP from base electric resistance heating | 7464.4458 | HVAC | 1478.262
Residential | Turnover | Manufactured Home | 21 SEER ASHP from base electric resistance heating | 7464.4458 | HVAC | 1478.262
Residential | New | Single Family | 21 SEER ASHP from base electric resistance heating | 7464.4458 | HVAC | 1478.262
Residential | Turnover | Single Family | CFL-13W | 5.2896 | Lighting | 0.27025
Residential | Turnover | Multi-Family | CFL-13W | 5.2896 | Lighting | 0.27025
Residential | Turnover | Manufactured Home | CFL-13W | 5.2896 | Lighting | 0.27025
Residential | New | Single Family | CFL-13W | 5.2896 | Lighting | 0.27025
Residential | New | Multi-Family | CFL-13W | 5.2896 | Lighting | 0.27025
Residential | New | Manufactured Home | CFL-13W | 5.2896 | Lighting | 0.27025
Residential | Turnover | Single Family | LED - 9W Flood | 11.1081 | Lighting | 0.56754
Residential | Turnover | Multi-Family | LED - 9W Flood | 11.1081 | Lighting | 0.56754
Residential | Turnover | Manufactured Home | LED - 9W Flood | 11.1081 | Lighting | 0.56754
Residential | New | Single Family | LED - 9W Flood | 11.1081 | Lighting | 0.56754
Residential | New | Multi-Family | LED - 9W Flood | 11.1081 | Lighting | 0.56754
Residential | New | Manufactured Home | LED - 9W Flood | 11.1081 | Lighting | 0.56754
Residential | Turnover | Single Family | LED Specialty Lamps-5W Chandelier | 7.4054 | Lighting | 0.37836
Residential | Turnover | Multi-Family | LED Specialty Lamps-5W Chandelier | 7.4054 | Lighting | 0.37836
Residential | Turnover | Manufactured Home | LED Specialty Lamps-5W Chandelier | 7.4054 | Lighting | 0.37836
Residential | New | Single Family | LED Specialty Lamps-5W Chandelier | 7.4054 | Lighting | 0.37836
Residential | New | Multi-Family | LED Specialty Lamps-5W Chandelier | 7.4054 | Lighting | 0.37836
Residential | New | Manufactured Home | LED Specialty Lamps-5W Chandelier | 7.4054 | Lighting | 0.37836
Residential | Turnover | Single Family | Solar Pool Heater | 10130.719 | Products | 1169.5137
Residential | Turnover | Multi-Family | Solar Pool Heater | 10130.719 | Products | 1169.5137
Residential | Turnover | Manufactured Home | Solar Pool Heater | 10130.719 | Products | 1169.5137
Residential | New | Single Family | Solar Pool Heater | 10130.719 | Products | 1169.5137
Residential | New | Multi-Family | Solar Pool Heater | 10130.719 | Products | 1169.5137
Residential | New | Manufactured Home | Solar Pool Heater | 10130.719 | Products | 1169.5137
Residential | Turnover | Single Family | Variable Speed Pool Pump | 1883.28 | Products | 217.4102
Residential | Turnover | Multi-Family | Variable Speed Pool Pump | 1883.28 | Products | 217.4102
Residential | Turnover | Manufactured Home | Variable Speed Pool Pump | 1883.28 | Products | 217.4102
Residential | New | Single Family | Variable Speed Pool Pump | 1883.28 | Products | 217.4102
Residential | New | Multi-Family | Variable Speed Pool Pump | 1883.28 | Products | 217.4102
Residential | New | Manufactured Home | Variable Speed Pool Pump | 1883.28 | Products | 217.4102
Residential | Existing | Single Family | Thermostatic Shower Restriction Valve | 92.6413 | Water Heating | 14.1225
Residential | Existing | Multi-Family | Thermostatic Shower Restriction Valve | 72.8222 | Water Heating | 11.1012
Residential | Existing | Manufactured Home | Thermostatic Shower Restriction Valve | 72.2416 | Water Heating | 11.0127
Residential | New | Single Family | Thermostatic Shower Restriction Valve | 92.6413 | Water Heating | 14.1225
Residential | New | Multi-Family | Thermostatic Shower Restriction Valve | 72.8222 | Water Heating | 11.1012
Residential | New | Manufactured Home | Thermostatic Shower Restriction Valve | 72.2416 | Water Heating | 11.0127
Residential | Existing | Single Family | Ceiling Insulation(R12 to R38) | 843 | HVAC | 166.9481
Residential | New | Single Family | Ceiling Insulation(R12 to R38) | 843 | HVAC | 166.9481
Residential | Existing | Single Family | Ceiling Insulation(R2 to R38) | 3236 | HVAC | 640.8588
Residential | Existing | Multi-Family | Ceiling Insulation(R2 to R38) | 1949 | HVAC | 385.9808
Residential | Existing | Manufactured Home | Ceiling Insulation(R2 to R38) | 2007.61 | HVAC | 397.5879
Residential | New | Single Family | Ceiling Insulation(R2 to R38) | 3236 | HVAC | 640.8588
Residential | New | Multi-Family | Ceiling Insulation(R2 to R38) | 1949 | HVAC | 385.9808
Residential | New | Manufactured Home | Ceiling Insulation(R2 to R38) | 2007.61 | HVAC | 397.5879
Residential | Existing | Single Family | Duct Repair | 794.0628 | HVAC | 157.2565
Residential | Existing | Multi-Family | Duct Repair | 516.36 | HVAC | 102.2602
Residential | Existing | Manufactured Home | Duct Repair | 776.76 | HVAC | 153.8299
Residential | Existing | Single Family | Energy Star Windows | 558.7819 | HVAC | 110.6614
Residential | Existing | Multi-Family | Energy Star Windows | 558.7819 | HVAC | 110.6614
Residential | Existing | Manufactured Home | Energy Star Windows | 558.7819 | HVAC | 110.6614
Residential | New | Single Family | Programmable Thermostat | 113.8157 | HVAC | 22.5401
Residential | New | Multi-Family | Programmable Thermostat | 74.0116 | HVAC | 14.6573
Residential | New | Manufactured Home | Programmable Thermostat | 111.3356 | HVAC | 22.0489
Residential | New | Single Family | Smart Thermostat | 264.6876 | HVAC | 52.4188
Residential | New | Manufactured Home | Smart Thermostat | 258.92 | HVAC | 51.2766
Commercial | Turnover | Assembly | Efficient Exhaust Hood | 8066.5 | Products | 179.439
Commercial | Turnover | College and University | Efficient Exhaust Hood | 8066.5 | Products | 179.439
Commercial | Turnover | Grocery | Efficient Exhaust Hood | 8066.5 | Products | 179.439
Commercial | Turnover | Healthcare | Efficient Exhaust Hood | 8066.5 | Products | 179.439
Commercial | Turnover | Hospitals | Efficient Exhaust Hood | 8066.5 | Products | 179.439
Commercial | Turnover | Institutional | Efficient Exhaust Hood | 8066.5 | Products | 179.439
Commercial | Turnover | Lodging/Hospitality | Efficient Exhaust Hood | 8066.5 | Products | 179.439
Commercial | Turnover | Miscellaneous | Efficient Exhaust Hood | 8066.5 | Products | 179.439
Commercial | Turnover | Offices | Efficient Exhaust Hood | 8066.5 | Products | 179.439
Commercial | Turnover | Restaurants | Efficient Exhaust Hood | 8066.5 | Products | 179.439
Commercial | Turnover | Retail | Efficient Exhaust Hood | 8066.5 | Products | 179.439
Commercial | Turnover | Schools K-12 | Efficient Exhaust Hood | 8066.5 | Products | 179.439
Commercial | Turnover | Warehouse | Efficient Exhaust Hood | 8066.5 | Products | 179.439
Commercial | New | Assembly | Efficient Exhaust Hood | 8066.5 | Products | 179.439
Commercial | New | College and University | Efficient Exhaust Hood | 8066.5 | Products | 179.439
Commercial | New | Grocery | Efficient Exhaust Hood | 8066.5 | Products | 179.439
Commercial | New | Healthcare | Efficient Exhaust Hood | 8066.5 | Products | 179.439
Commercial | New | Hospitals | Efficient Exhaust Hood | 8066.5 | Products | 179.439
Commercial | New | Institutional | Efficient Exhaust Hood | 8066.5 | Products | 179.439
Commercial | New | Lodging/Hospitality | Efficient Exhaust Hood | 8066.5 | Products | 179.439
Commercial | New | Miscellaneous | Efficient Exhaust Hood | 8066.5 | Products | 179.439
Commercial | New | Offices | Efficient Exhaust Hood | 8066.5 | Products | 179.439
Commercial | New | Restaurants | Efficient Exhaust Hood | 8066.5 | Products | 179.439
Commercial | New | Retail | Efficient Exhaust Hood | 8066.5 | Products | 179.439
Commercial | New | Schools K-12 | Efficient Exhaust Hood | 8066.5 | Products | 179.439
Commercial | New | Warehouse | Efficient Exhaust Hood | 8066.5 | Products | 179.439
Commercial | Turnover | Assembly | Energy Star Hot Food Holding Cabinet | 1730.1 | Products | 38.486
Commercial | Turnover | College and University | Energy Star Hot Food Holding Cabinet | 1730.1 | Products | 38.486
Commercial | Turnover | Grocery | Energy Star Hot Food Holding Cabinet | 1730.1 | Products | 38.486
Commercial | Turnover | Healthcare | Energy Star Hot Food Holding Cabinet | 1730.1 | Products | 38.486
Commercial | Turnover | Hospitals | Energy Star Hot Food Holding Cabinet | 1730.1 | Products | 38.486
Commercial | Turnover | Institutional | Energy Star Hot Food Holding Cabinet | 1730.1 | Products | 38.486
Commercial | Turnover | Lodging/Hospitality | Energy Star Hot Food Holding Cabinet | 1730.1 | Products | 38.486
Commercial | Turnover | Miscellaneous | Energy Star Hot Food Holding Cabinet | 1730.1 | Products | 38.486
Commercial | Turnover | Offices | Energy Star Hot Food Holding Cabinet | 1730.1 | Products | 38.486
Commercial | Turnover | Restaurants | Energy Star Hot Food Holding Cabinet | 1730.1 | Products | 38.486
Commercial | Turnover | Retail | Energy Star Hot Food Holding Cabinet | 1730.1 | Products | 38.486
Commercial | Turnover | Schools K-12 | Energy Star Hot Food Holding Cabinet | 1730.1 | Products | 38.486
Commercial | Turnover | Warehouse | Energy Star Hot Food Holding Cabinet | 1730.1 | Products | 38.486
Commercial | New | Assembly | Energy Star Hot Food Holding Cabinet | 1730.1 | Products | 38.486
Commercial | New | College and University | Energy Star Hot Food Holding Cabinet | 1730.1 | Products | 38.486
Commercial | New | Grocery | Energy Star Hot Food Holding Cabinet | 1730.1 | Products | 38.486
Commercial | New | Healthcare | Energy Star Hot Food Holding Cabinet | 1730.1 | Products | 38.486
Commercial | New | Hospitals | Energy Star Hot Food Holding Cabinet | 1730.1 | Products | 38.486
Commercial | New | Institutional | Energy Star Hot Food Holding Cabinet | 1730.1 | Products | 38.486
Commercial | New | Lodging/Hospitality | Energy Star Hot Food Holding Cabinet | 1730.1 | Products | 38.486
Commercial | New | Miscellaneous | Energy Star Hot Food Holding Cabinet | 1730.1 | Products | 38.486
Commercial | New | Offices | Energy Star Hot Food Holding Cabinet | 1730.1 | Products | 38.486
Commercial | New | Restaurants | Energy Star Hot Food Holding Cabinet | 1730.1 | Products | 38.486
Commercial | New | Retail | Energy Star Hot Food Holding Cabinet | 1730.1 | Products | 38.486
Commercial | New | Schools K-12 | Energy Star Hot Food Holding Cabinet | 1730.1 | Products | 38.486
Commercial | New | Warehouse | Energy Star Hot Food Holding Cabinet | 1730.1 | Products | 38.486
Commercial | Turnover | Assembly | Heat Pump Water Heater | 4698.2135 | Water Heating | 104.5116
Commercial | New | Assembly | Heat Pump Water Heater | 4698.2135 | Water Heating | 104.5116
Commercial | Turnover | College and University | Solar Water Heater | 126827.5691 | Water Heating | 2821.275
Commercial | Turnover | Grocery | Solar Water Heater | 11028.4843 | Water Heating | 245.3283
Commercial | Turnover | Hospitals | Solar Water Heater | 222407.7661 | Water Heating | 4947.4533
Commercial | Turnover | Institutional | Solar Water Heater | 441139.3708 | Water Heating | 9813.1305
Commercial | Turnover | Lodging/Hospitality | Solar Water Heater | 52936.7245 | Water Heating | 1177.5757
Commercial | Turnover | Miscellaneous | Solar Water Heater | 330854.5281 | Water Heating | 7359.8479
Commercial | Turnover | Offices | Solar Water Heater | 45952.0178 | Water Heating | 1022.2011
Commercial | Turnover | Retail | Solar Water Heater | 32754.5983 | Water Heating | 728.6249
Commercial | Turnover | Warehouse | Solar Water Heater | 11028.4843 | Water Heating | 245.3283
Commercial | New | College and University | Solar Water Heater | 126827.5691 | Water Heating | 2821.275
Commercial | New | Grocery | Solar Water Heater | 11028.4843 | Water Heating | 245.3283
Commercial | New | Hospitals | Solar Water Heater | 222407.7661 | Water Heating | 4947.4533
Commercial | New | Institutional | Solar Water Heater | 441139.3708 | Water Heating | 9813.1305
Commercial | New | Lodging/Hospitality | Solar Water Heater | 52936.7245 | Water Heating | 1177.5757
Commercial | New | Miscellaneous | Solar Water Heater | 330854.5281 | Water Heating | 7359.8479
Commercial | New | Offices | Solar Water Heater | 45952.0178 | Water Heating | 1022.2011
Commercial | New | Retail | Solar Water Heater | 32754.5983 | Water Heating | 728.6249
Commercial | New | Warehouse | Solar Water Heater | 11028.4843 | Water Heating | 245.3283
Commercial | Turnover | Assembly | High Efficiency HID Lighting | 484.169 | Lighting | 10.7703
Commercial | Turnover | College and University | High Efficiency HID Lighting | 484.169 | Lighting | 10.7703
Commercial | Turnover | Grocery | High Efficiency HID Lighting | 484.169 | Lighting | 10.7703
Commercial | Turnover | Healthcare | High Efficiency HID Lighting | 484.169 | Lighting | 10.7703
Commercial | Turnover | Hospitals | High Efficiency HID Lighting | 484.169 | Lighting | 10.7703
Commercial | Turnover | Institutional | High Efficiency HID Lighting | 484.169 | Lighting | 10.7703
Commercial | Turnover | Lodging/Hospitality | High Efficiency HID Lighting | 484.169 | Lighting | 10.7703
Commercial | Turnover | Miscellaneous | High Efficiency HID Lighting | 484.169 | Lighting | 10.7703
Commercial | Turnover | Offices | High Efficiency HID Lighting | 484.169 | Lighting | 10.7703
Commercial | Turnover | Restaurants | High Efficiency HID Lighting | 484.169 | Lighting | 10.7703
Commercial | Turnover | Retail | High Efficiency HID Lighting | 484.169 | Lighting | 10.7703
Commercial | Turnover | Schools K-12 | High Efficiency HID Lighting | 484.169 | Lighting | 10.7703
Commercial | Turnover | Warehouse | High Efficiency HID Lighting | 484.169 | Lighting | 10.7703
Commercial | New | Assembly | High Efficiency HID Lighting | 484.169 | Lighting | 10.7703
Commercial | New | College and University | High Efficiency HID Lighting | 484.169 | Lighting | 10.7703
Commercial | New | Grocery | High Efficiency HID Lighting | 484.169 | Lighting | 10.7703
Commercial | New | Healthcare | High Efficiency HID Lighting | 484.169 | Lighting | 10.7703
Commercial | New | Hospitals | High Efficiency HID Lighting | 484.169 | Lighting | 10.7703
Commercial | New | Institutional | High Efficiency HID Lighting | 484.169 | Lighting | 10.7703
Commercial | New | Lodging/Hospitality | High Efficiency HID Lighting | 484.169 | Lighting | 10.7703
Commercial | New | Miscellaneous | High Efficiency HID Lighting | 484.169 | Lighting | 10.7703
Commercial | New | Offices | High Efficiency HID Lighting | 484.169 | Lighting | 10.7703
Commercial | New | Restaurants | High Efficiency HID Lighting | 484.169 | Lighting | 10.7703
Commercial | New | Retail | High Efficiency HID Lighting | 484.169 | Lighting | 10.7703
Commercial | New | Schools K-12 | High Efficiency HID Lighting | 484.169 | Lighting | 10.7703
Commercial | New | Warehouse | High Efficiency HID Lighting | 484.169 | Lighting | 10.7703
Commercial | Turnover | Assembly | LED Exterior Lighting | 763.42 | Lighting | 16.9823
Commercial | Turnover | College and University | LED Exterior Lighting | 763.42 | Lighting | 16.9823
Commercial | Turnover | Grocery | LED Exterior Lighting | 763.42 | Lighting | 16.9823
Commercial | Turnover | Healthcare | LED Exterior Lighting | 763.42 | Lighting | 16.9823
Commercial | Turnover | Hospitals | LED Exterior Lighting | 763.42 | Lighting | 16.9823
Commercial | Turnover | Institutional | LED Exterior Lighting | 763.42 | Lighting | 16.9823
Commercial | Turnover | Lodging/Hospitality | LED Exterior Lighting | 763.42 | Lighting | 16.9823
Commercial | Turnover | Miscellaneous | LED Exterior Lighting | 763.42 | Lighting | 16.9823
Commercial | Turnover | Offices | LED Exterior Lighting | 763.42 | Lighting | 16.9823
Commercial | Turnover | Restaurants | LED Exterior Lighting | 763.42 | Lighting | 16.9823
Commercial | Turnover | Retail | LED Exterior Lighting | 763.42 | Lighting | 16.9823
Commercial | Turnover | Schools K-12 | LED Exterior Lighting | 763.42 | Lighting | 16.9823
Commercial | Turnover | Warehouse | LED Exterior Lighting | 763.42 | Lighting | 16.9823
Commercial | New | Assembly | LED Exterior Lighting | 763.42 | Lighting | 16.9823
Commercial | New | College and University | LED Exterior Lighting | 763.42 | Lighting | 16.9823
Commercial | New | Grocery | LED Exterior Lighting | 763.42 | Lighting | 16.9823
Commercial | New | Healthcare | LED Exterior Lighting | 763.42 | Lighting | 16.9823
Commercial | New | Hospitals | LED Exterior Lighting | 763.42 | Lighting | 16.9823
Commercial | New | Institutional | LED Exterior Lighting | 763.42 | Lighting | 16.9823
Commercial | New | Lodging/Hospitality | LED Exterior Lighting | 763.42 | Lighting | 16.9823
Commercial | New | Miscellaneous | LED Exterior Lighting | 763.42 | Lighting | 16.9823
Commercial | New | Offices | LED Exterior Lighting | 763.42 | Lighting | 16.9823
Commercial | New | Restaurants | LED Exterior Lighting | 763.42 | Lighting | 16.9823
Commercial | New | Retail | LED Exterior Lighting | 763.42 | Lighting | 16.9823
Commercial | New | Schools K-12 | LED Exterior Lighting | 763.42 | Lighting | 16.9823
Commercial | New | Warehouse | LED Exterior Lighting | 763.42 | Lighting | 16.9823
Commercial | Turnover | Assembly | High Efficiency Chiller (Air Cooled, 50 tons) | 9580.182 | HVAC | 422.1984
Commercial | Turnover | College and University | High Efficiency Chiller (Air Cooled, 50 tons) | 10628.358 | HVAC | 468.3915
Commercial | Turnover | Healthcare | High Efficiency Chiller (Air Cooled, 50 tons) | 20846.2415 | HVAC | 918.6934
Commercial | Turnover | Hospitals | High Efficiency Chiller (Air Cooled, 50 tons) | 19746.7561 | HVAC | 870.2392
Commercial | Turnover | Lodging/Hospitality | High Efficiency Chiller (Air Cooled, 50 tons) | 15825.2585 | HVAC | 697.4188
Commercial | Turnover | Offices | High Efficiency Chiller (Air Cooled, 50 tons) | 10782.2859 | HVAC | 475.1751
Commercial | Turnover | Restaurants | High Efficiency Chiller (Air Cooled, 50 tons) | 15524.7326 | HVAC | 684.1747
Commercial | Turnover | Retail | High Efficiency Chiller (Air Cooled, 50 tons) | 12167.6374 | HVAC | 536.2275
Commercial | Turnover | Schools K-12 | High Efficiency Chiller (Air Cooled, 50 tons) | 10577.0487 | HVAC | 466.1303
Commercial | New | Assembly | High Efficiency Chiller (Air Cooled, 50 tons) | 9580.182 | HVAC | 422.1984
Commercial | New | College and University | High Efficiency Chiller (Air Cooled, 50 tons) | 10628.358 | HVAC | 468.3915
Commercial | New | Healthcare | High Efficiency Chiller (Air Cooled, 50 tons) | 20846.2415 | HVAC | 918.6934
Commercial | New | Hospitals | High Efficiency Chiller (Air Cooled, 50 tons) | 19746.7561 | HVAC | 870.2392
Commercial | New | Lodging/Hospitality | High Efficiency Chiller (Air Cooled, 50 tons) | 15825.2585 | HVAC | 697.4188
Commercial | New | Offices | High Efficiency Chiller (Air Cooled, 50 tons) | 10782.2859 | HVAC | 475.1751
Commercial | New | Restaurants | High Efficiency Chiller (Air Cooled, 50 tons) | 15524.7326 | HVAC | 684.1747
Commercial | New | Retail | High Efficiency Chiller (Air Cooled, 50 tons) | 12167.6374 | HVAC | 536.2275
Commercial | New | Schools K-12 | High Efficiency Chiller (Air Cooled, 50 tons) | 10577.0487 | HVAC | 466.1303
Commercial | Turnover | Assembly | High Efficiency Chiller (Water cooled-centrifugal, 200 tons) | 11848.8223 | HVAC | 522.1774
Commercial | Turnover | College and University | High Efficiency Chiller (Water cooled-centrifugal, 200 tons) | 13145.2122 | HVAC | 579.3092
Commercial | Turnover | Healthcare | High Efficiency Chiller (Water cooled-centrifugal, 200 tons) | 25782.7472 | HVAC | 1136.2452
Commercial | Turnover | Hospitals | High Efficiency Chiller (Water cooled-centrifugal, 200 tons) | 24422.8977 | HVAC | 1076.3166
Commercial | Turnover | Lodging/Hospitality | High Efficiency Chiller (Water cooled-centrifugal, 200 tons) | 19572.7677 | HVAC | 862.5715
Commercial | Turnover | Offices | High Efficiency Chiller (Water cooled-centrifugal, 200 tons) | 13335.5911 | HVAC | 587.6992
Commercial | Turnover | Restaurants | High Efficiency Chiller (Water cooled-centrifugal, 200 tons) | 19201.0755 | HVAC | 846.191
Commercial | Turnover | Retail | High Efficiency Chiller (Water cooled-centrifugal, 200 tons) | 15049.0016 | HVAC | 663.2092
Commercial | Turnover | Schools K-12 | High Efficiency Chiller (Water cooled-centrifugal, 200 tons) | 13081.7526 | HVAC | 576.5126
Commercial | New | Assembly | High Efficiency Chiller (Water cooled-centrifugal, 200 tons) | 11848.8223 | HVAC | 522.1774
Commercial | New | College and University | High Efficiency Chiller (Water cooled-centrifugal, 200 tons) | 13145.2122 | HVAC | 579.3092
Commercial | New | Healthcare | High Efficiency Chiller (Water cooled-centrifugal, 200 tons) | 25782.7472 | HVAC | 1136.2452
Commercial | New | Hospitals | High Efficiency Chiller (Water cooled-centrifugal, 200 tons) | 24422.8977 | HVAC | 1076.3166
Commercial | New | Lodging/Hospitality | High Efficiency Chiller (Water cooled-centrifugal, 200 tons) | 19572.7677 | HVAC | 862.5715
Commercial | New | Offices | High Efficiency Chiller (Water cooled-centrifugal, 200 tons) | 13335.5911 | HVAC | 587.6992
Commercial | New | Restaurants | High Efficiency Chiller (Water cooled-centrifugal, 200 tons) | 19201.0755 | HVAC | 846.191
Commercial | New | Retail | High Efficiency Chiller (Water cooled-centrifugal, 200 tons) | 15049.0016 | HVAC | 663.2092
Commercial | New | Schools K-12 | High Efficiency Chiller (Water cooled-centrifugal, 200 tons) | 13081.7526 | HVAC | 576.5126
Commercial | Turnover | Healthcare | High Efficiency Chiller (Water cooled-positive displacement, 100 tons) | 8181.064 | HVAC | 360.5393
Commercial | Turnover | Hospitals | High Efficiency Chiller (Water cooled-positive displacement, 100 tons) | 7749.5733 | HVAC | 341.5235
Commercial | Turnover | Lodging/Hospitality | High Efficiency Chiller (Water cooled-positive displacement, 100 tons) | 6210.5897 | HVAC | 273.7006
Commercial | Turnover | Restaurants | High Efficiency Chiller (Water cooled-positive displacement, 100 tons) | 6092.6489 | HVAC | 268.5029
Commercial | New | Healthcare | High Efficiency Chiller (Water cooled-positive displacement, 100 tons) | 8181.064 | HVAC | 360.5393
Commercial | New | Hospitals | High Efficiency Chiller (Water cooled-positive displacement, 100 tons) | 7749.5733 | HVAC | 341.5235
Commercial | New | Lodging/Hospitality | High Efficiency Chiller (Water cooled-positive displacement, 100 tons) | 6210.5897 | HVAC | 273.7006
Commercial | New | Restaurants | High Efficiency Chiller (Water cooled-positive displacement, 100 tons) | 6092.6489 | HVAC | 268.5029
Commercial | Turnover | Assembly | High Efficiency PTAC | 577.053 | HVAC | 25.4307
Commercial | Turnover | College and University | High Efficiency PTAC | 640.1889 | HVAC | 28.2131
Commercial | Turnover | Grocery | High Efficiency PTAC | 318.7699 | HVAC | 14.0482
Commercial | Turnover | Institutional | High Efficiency PTAC | 311.7058 | HVAC | 13.7369
Commercial | Turnover | Miscellaneous | High Efficiency PTAC | 322.302 | HVAC | 14.2038
Commercial | Turnover | Offices | High Efficiency PTAC | 649.4606 | HVAC | 28.6217
Commercial | Turnover | Schools K-12 | High Efficiency PTAC | 637.0983 | HVAC | 28.0769
Commercial | New | Assembly | High Efficiency PTAC | 577.053 | HVAC | 25.4307
Commercial | New | College and University | High Efficiency PTAC | 640.1889 | HVAC | 28.2131
Commercial | New | Grocery | High Efficiency PTAC | 318.7699 | HVAC | 14.0482
Commercial | New | Institutional | High Efficiency PTAC | 311.7058 | HVAC | 13.7369
Commercial | New | Miscellaneous | High Efficiency PTAC | 322.302 | HVAC | 14.2038
Commercial | New | Offices | High Efficiency PTAC | 649.4606 | HVAC | 28.6217
Commercial | New | Schools K-12 | High Efficiency PTAC | 637.0983 | HVAC | 28.0769
Commercial | Turnover | Assembly | High Efficiency PTHP | 599.0519 | HVAC | 26.4002
Commercial | Turnover | College and University | High Efficiency PTHP | 662.1878 | HVAC | 29.1826
Commercial | Turnover | Grocery | High Efficiency PTHP | 356.608 | HVAC | 15.7157
Commercial | Turnover | Institutional | High Efficiency PTHP | 330.8888 | HVAC | 14.5823
Commercial | Turnover | Miscellaneous | High Efficiency PTHP | 334.4454 | HVAC | 14.739
Commercial | Turnover | Offices | High Efficiency PTHP | 662.3079 | HVAC | 29.1879
Commercial | Turnover | Warehouse | High Efficiency PTHP | 152.1019 | HVAC | 6.7031
Commercial | New | Assembly | High Efficiency PTHP | 599.0519 | HVAC | 26.4002
Commercial | New | College and University | High Efficiency PTHP | 662.1878 | HVAC | 29.1826
Commercial | New | Grocery | High Efficiency PTHP | 356.608 | HVAC | 15.7157
Commercial | New | Institutional | High Efficiency PTHP | 330.8888 | HVAC | 14.5823
Commercial | New | Miscellaneous | High Efficiency PTHP | 334.4454 | HVAC | 14.739
Commercial | New | Offices | High Efficiency PTHP | 662.3079 | HVAC | 29.1879
Commercial | New | Warehouse | High Efficiency PTHP | 152.1019 | HVAC | 6.7031
Commercial | Turnover | Healthcare | Variable Refrigerant Flow (VRF) HVAC Systems | 4804.2606 | HVAC | 211.7237
Commercial | Turnover | Hospitals | Variable Refrigerant Flow (VRF) HVAC Systems | 4638.4395 | HVAC | 204.4159
Commercial | Turnover | Restaurants | Variable Refrigerant Flow (VRF) HVAC Systems | 4316.709 | HVAC | 190.2373
Commercial | New | Healthcare | Variable Refrigerant Flow (VRF) HVAC Systems | 4804.2606 | HVAC | 211.7237
Commercial | New | Hospitals | Variable Refrigerant Flow (VRF) HVAC Systems | 4638.4395 | HVAC | 204.4159
Commercial | New | Restaurants | Variable Refrigerant Flow (VRF) HVAC Systems | 4316.709 | HVAC | 190.2373
Commercial | Turnover | Schools K-12 | High Bay Fluorescent (T5) | 476.593 | Lighting | 10.6018
Commercial | New | Schools K-12 | High Bay Fluorescent (T5) | 476.593 | Lighting | 10.6018
Commercial | Turnover | Assembly | High Bay LED | 581.9107 | Lighting | 12.9446
Commercial | Turnover | Institutional | High Bay LED | 667.4977 | Lighting | 14.8485
Commercial | Turnover | Lodging/Hospitality | High Bay LED | 759.5593 | Lighting | 16.8964
Commercial | Turnover | Offices | High Bay LED | 658.1903 | Lighting | 14.6414
Commercial | Turnover | Restaurants | High Bay LED | 679.233 | Lighting | 15.1095
Commercial | Turnover | Schools K-12 | High Bay LED | 481.351 | Lighting | 10.7076
Commercial | Turnover | Warehouse | High Bay LED | 773.7227 | Lighting | 17.2114
Commercial | New | Assembly | High Bay LED | 581.9107 | Lighting | 12.9446
Commercial | New | Institutional | High Bay LED | 667.4977 | Lighting | 14.8485
Commercial | New | Lodging/Hospitality | High Bay LED | 759.5593 | Lighting | 16.8964
Commercial | New | Offices | High Bay LED | 658.1903 | Lighting | 14.6414
Commercial | New | Restaurants | High Bay LED | 679.233 | Lighting | 15.1095
Commercial | New | Schools K-12 | High Bay LED | 481.351 | Lighting | 10.7076
Commercial | New | Warehouse | High Bay LED | 773.7227 | Lighting | 17.2114
Commercial | Turnover | Grocery | Premium T8 - Fixture Replacement | 58.5446 | Lighting | 1.3023
Commercial | Turnover | Healthcare | Premium T8 - Fixture Replacement | 53.0957 | Lighting | 1.1811
Commercial | Turnover | Hospitals | Premium T8 - Fixture Replacement | 71.8291 | Lighting | 1.5978
Commercial | Turnover | Retail | Premium T8 - Fixture Replacement | 52.631 | Lighting | 1.1708
Commercial | New | Grocery | Premium T8 - Fixture Replacement | 58.5446 | Lighting | 1.3023
Commercial | New | Healthcare | Premium T8 - Fixture Replacement | 53.0957 | Lighting | 1.1811
Commercial | New | Hospitals | Premium T8 - Fixture Replacement | 71.8291 | Lighting | 1.5978
Commercial | New | Retail | Premium T8 - Fixture Replacement | 52.631 | Lighting | 1.1708
Commercial | Turnover | Assembly | Efficient Battery Charger | 1111.206 | Custom | 38.1335
Commercial | Turnover | College and University | Efficient Battery Charger | 1111.206 | Custom | 38.1335
Commercial | Turnover | Grocery | Efficient Battery Charger | 1111.206 | Custom | 38.1335
Commercial | Turnover | Healthcare | Efficient Battery Charger | 1111.206 | Custom | 38.1335
Commercial | Turnover | Hospitals | Efficient Battery Charger | 1111.206 | Custom | 38.1335
Commercial | Turnover | Institutional | Efficient Battery Charger | 1111.206 | Custom | 38.1335
Commercial | Turnover | Lodging/Hospitality | Efficient Battery Charger | 1111.206 | Custom | 38.1335
Commercial | Turnover | Miscellaneous | Efficient Battery Charger | 1111.206 | Custom | 38.1335
Commercial | Turnover | Offices | Efficient Battery Charger | 1111.206 | Custom | 38.1335
Commercial | Turnover | Restaurants | Efficient Battery Charger | 1111.206 | Custom | 38.1335
Commercial | Turnover | Retail | Efficient Battery Charger | 1111.206 | Custom | 38.1335
Commercial | Turnover | Schools K-12 | Efficient Battery Charger | 1111.206 | Custom | 38.1335
Commercial | Turnover | Warehouse | Efficient Battery Charger | 1111.206 | Custom | 38.1335
Commercial | New | Assembly | Efficient Battery Charger | 1111.206 | Custom | 38.1335
Commercial | New | College and University | Efficient Battery Charger | 1111.206 | Custom | 38.1335
Commercial | New | Grocery | Efficient Battery Charger | 1111.206 | Custom | 38.1335
Commercial | New | Healthcare | Efficient Battery Charger | 1111.206 | Custom | 38.1335
Commercial | New | Hospitals | Efficient Battery Charger | 1111.206 | Custom | 38.1335
Commercial | New | Institutional | Efficient Battery Charger | 1111.206 | Custom | 38.1335
Commercial | New | Lodging/Hospitality | Efficient Battery Charger | 1111.206 | Custom | 38.1335
Commercial | New | Miscellaneous | Efficient Battery Charger | 1111.206 | Custom | 38.1335
Commercial | New | Offices | Efficient Battery Charger | 1111.206 | Custom | 38.1335
Commercial | New | Restaurants | Efficient Battery Charger | 1111.206 | Custom | 38.1335
Commercial | New | Retail | Efficient Battery Charger | 1111.206 | Custom | 38.1335
Commercial | New | Schools K-12 | Efficient Battery Charger | 1111.206 | Custom | 38.1335
Commercial | New | Warehouse | Efficient Battery Charger | 1111.206 | Custom | 38.1335
Commercial | Turnover | Assembly | Solar Pool Heater | 10130.719 | Custom | 347.6584
Commercial | Turnover | College and University | Solar Pool Heater | 10130.719 | Custom | 347.6584
Commercial | Turnover | Grocery | Solar Pool Heater | 10130.719 | Custom | 347.6584
Commercial | Turnover | Healthcare | Solar Pool Heater | 10130.719 | Custom | 347.6584
Commercial | Turnover | Hospitals | Solar Pool Heater | 10130.719 | Custom | 347.6584
Commercial | Turnover | Institutional | Solar Pool Heater | 10130.719 | Custom | 347.6584
Commercial | Turnover | Lodging/Hospitality | Solar Pool Heater | 10130.719 | Custom | 347.6584
Commercial | Turnover | Miscellaneous | Solar Pool Heater | 10130.719 | Custom | 347.6584
Commercial | Turnover | Offices | Solar Pool Heater | 10130.719 | Custom | 347.6584
Commercial | Turnover | Restaurants | Solar Pool Heater | 10130.719 | Custom | 347.6584
Commercial | Turnover | Retail | Solar Pool Heater | 10130.719 | Custom | 347.6584
Commercial | Turnover | Schools K-12 | Solar Pool Heater | 10130.719 | Custom | 347.6584
Commercial | Turnover | Warehouse | Solar Pool Heater | 10130.719 | Custom | 347.6584
Commercial | New | Assembly | Solar Pool Heater | 10130.719 | Custom | 347.6584
Commercial | New | College and University | Solar Pool Heater | 10130.719 | Custom | 347.6584
Commercial | New | Grocery | Solar Pool Heater | 10130.719 | Custom | 347.6584
Commercial | New | Healthcare | Solar Pool Heater | 10130.719 | Custom | 347.6584
Commercial | New | Hospitals | Solar Pool Heater | 10130.719 | Custom | 347.6584
Commercial | New | Institutional | Solar Pool Heater | 10130.719 | Custom | 347.6584
Commercial | New | Lodging/Hospitality | Solar Pool Heater | 10130.719 | Custom | 347.6584
Commercial | New | Miscellaneous | Solar Pool Heater | 10130.719 | Custom | 347.6584
Commercial | New | Offices | Solar Pool Heater | 10130.719 | Custom | 347.6584
Commercial | New | Restaurants | Solar Pool Heater | 10130.719 | Custom | 347.6584
Commercial | New | Retail | Solar Pool Heater | 10130.719 | Custom | 347.6584
Commercial | New | Schools K-12 | Solar Pool Heater | 10130.719 | Custom | 347.6584
Commercial | New | Warehouse | Solar Pool Heater | 10130.719 | Custom | 347.6584
Commercial | Turnover | Assembly | Variable Speed Pool Pump | 3230.25 | Custom | 110.8533
Commercial | Turnover | College and University | Variable Speed Pool Pump | 3230.25 | Custom | 110.8533
Commercial | Turnover | Grocery | Variable Speed Pool Pump | 3230.25 | Custom | 110.8533
Commercial | Turnover | Healthcare | Variable Speed Pool Pump | 3230.25 | Custom | 110.8533
Commercial | Turnover | Hospitals | Variable Speed Pool Pump | 3230.25 | Custom | 110.8533
Commercial | Turnover | Institutional | Variable Speed Pool Pump | 3230.25 | Custom | 110.8533
Commercial | Turnover | Lodging/Hospitality | Variable Speed Pool Pump | 3230.25 | Custom | 110.8533
Commercial | Turnover | Miscellaneous | Variable Speed Pool Pump | 3230.25 | Custom | 110.8533
Commercial | Turnover | Offices | Variable Speed Pool Pump | 3230.25 | Custom | 110.8533
Commercial | Turnover | Restaurants | Variable Speed Pool Pump | 3230.25 | Custom | 110.8533
Commercial | Turnover | Retail | Variable Speed Pool Pump | 3230.25 | Custom | 110.8533
Commercial | Turnover | Schools K-12 | Variable Speed Pool Pump | 3230.25 | Custom | 110.8533
Commercial | New | Assembly | Variable Speed Pool Pump | 3230.25 | Custom | 110.8533
Commercial | New | College and University | Variable Speed Pool Pump | 3230.25 | Custom | 110.8533
Commercial | New | Grocery | Variable Speed Pool Pump | 3230.25 | Custom | 110.8533
Commercial | New | Healthcare | Variable Speed Pool Pump | 3230.25 | Custom | 110.8533
Commercial | New | Hospitals | Variable Speed Pool Pump | 3230.25 | Custom | 110.8533
Commercial | New | Institutional | Variable Speed Pool Pump | 3230.25 | Custom | 110.8533
Commercial | New | Lodging/Hospitality | Variable Speed Pool Pump | 3230.25 | Custom | 110.8533
Commercial | New | Miscellaneous | Variable Speed Pool Pump | 3230.25 | Custom | 110.8533
Commercial | New | Offices | Variable Speed Pool Pump | 3230.25 | Custom | 110.8533
Commercial | New | Restaurants | Variable Speed Pool Pump | 3230.25 | Custom | 110.8533
Commercial | New | Retail | Variable Speed Pool Pump | 3230.25 | Custom | 110.8533
Commercial | New | Schools K-12 | Variable Speed Pool Pump | 3230.25 | Custom | 110.8533
Commercial | Turnover | Assembly | Energy Star Uninterruptable Power Supply | 5.3521 | Products | 0.11906
Commercial | Turnover | College and University | Energy Star Uninterruptable Power Supply | 5.3521 | Products | 0.11906
Commercial | Turnover | Grocery | Energy Star Uninterruptable Power Supply | 5.3521 | Products | 0.11906
Commercial | Turnover | Healthcare | Energy Star Uninterruptable Power Supply | 5.3521 | Products | 0.11906
Commercial | Turnover | Hospitals | Energy Star Uninterruptable Power Supply | 5.3521 | Products | 0.11906
Commercial | Turnover | Institutional | Energy Star Uninterruptable Power Supply | 5.3521 | Products | 0.11906
Commercial | Turnover | Lodging/Hospitality | Energy Star Uninterruptable Power Supply | 5.3521 | Products | 0.11906
Commercial | Turnover | Miscellaneous | Energy Star Uninterruptable Power Supply | 5.3521 | Products | 0.11906
Commercial | Turnover | Offices | Energy Star Uninterruptable Power Supply | 5.3521 | Products | 0.11906
Commercial | Turnover | Restaurants | Energy Star Uninterruptable Power Supply | 5.3521 | Products | 0.11906
Commercial | Turnover | Retail | Energy Star Uninterruptable Power Supply | 5.3521 | Products | 0.11906
Commercial | Turnover | Schools K-12 | Energy Star Uninterruptable Power Supply | 5.3521 | Products | 0.11906
Commercial | Turnover | Warehouse | Energy Star Uninterruptable Power Supply | 5.3521 | Products | 0.11906
Commercial | New | Assembly | Energy Star Uninterruptable Power Supply | 5.3521 | Products | 0.11906
Commercial | New | College and University | Energy Star Uninterruptable Power Supply | 5.3521 | Products | 0.11906
Commercial | New | Grocery | Energy Star Uninterruptable Power Supply | 5.3521 | Products | 0.11906
Commercial | New | Healthcare | Energy Star Uninterruptable Power Supply | 5.3521 | Products | 0.11906
Commercial | New | Hospitals | Energy Star Uninterruptable Power Supply | 5.3521 | Products | 0.11906
Commercial | New | Institutional | Energy Star Uninterruptable Power Supply | 5.3521 | Products | 0.11906
Commercial | New | Lodging/Hospitality | Energy Star Uninterruptable Power Supply | 5.3521 | Products | 0.11906
Commercial | New | Miscellaneous | Energy Star Uninterruptable Power Supply | 5.3521 | Products | 0.11906
Commercial | New | Offices | Energy Star Uninterruptable Power Supply | 5.3521 | Products | 0.11906
Commercial | New | Restaurants | Energy Star Uninterruptable Power Supply | 5.3521 | Products | 0.11906
Commercial | New | Retail | Energy Star Uninterruptable Power Supply | 5.3521 | Products | 0.11906
Commercial | New | Schools K-12 | Energy Star Uninterruptable Power Supply | 5.3521 | Products | 0.11906
Commercial | New | Warehouse | Energy Star Uninterruptable Power Supply | 5.3521 | Products | 0.11906
Commercial | Turnover | Assembly | Energy Star Commercial Solid Door Refrigerator | 849.9239 | Refrigeration | 18.9065
Commercial | Turnover | College and University | Energy Star Commercial Solid Door Refrigerator | 849.9239 | Refrigeration | 18.9065
Commercial | Turnover | Grocery | Energy Star Commercial Solid Door Refrigerator | 849.9239 | Refrigeration | 18.9065
Commercial | Turnover | Healthcare | Energy Star Commercial Solid Door Refrigerator | 849.9239 | Refrigeration | 18.9065
Commercial | Turnover | Hospitals | Energy Star Commercial Solid Door Refrigerator | 849.9239 | Refrigeration | 18.9065
Commercial | Turnover | Institutional | Energy Star Commercial Solid Door Refrigerator | 849.9239 | Refrigeration | 18.9065
Commercial | Turnover | Lodging/Hospitality | Energy Star Commercial Solid Door Refrigerator | 849.9239 | Refrigeration | 18.9065
Commercial | Turnover | Miscellaneous | Energy Star Commercial Solid Door Refrigerator | 849.9239 | Refrigeration | 18.9065
Commercial | Turnover | Offices | Energy Star Commercial Solid Door Refrigerator | 849.9239 | Refrigeration | 18.9065
Commercial | Turnover | Restaurants | Energy Star Commercial Solid Door Refrigerator | 849.9239 | Refrigeration | 18.9065
Commercial | Turnover | Retail | Energy Star Commercial Solid Door Refrigerator | 849.9239 | Refrigeration | 18.9065
Commercial | Turnover | Schools K-12 | Energy Star Commercial Solid Door Refrigerator | 849.9239 | Refrigeration | 18.9065
Commercial | Turnover | Warehouse | Energy Star Commercial Solid Door Refrigerator | 849.9239 | Refrigeration | 18.9065
Commercial | New | Assembly | Energy Star Commercial Solid Door Refrigerator | 849.9239 | Refrigeration | 18.9065
Commercial | New | College and University | Energy Star Commercial Solid Door Refrigerator | 849.9239 | Refrigeration | 18.9065
Commercial | New | Grocery | Energy Star Commercial Solid Door Refrigerator | 849.9239 | Refrigeration | 18.9065
Commercial | New | Healthcare | Energy Star Commercial Solid Door Refrigerator | 849.9239 | Refrigeration | 18.9065
Commercial | New | Hospitals | Energy Star Commercial Solid Door Refrigerator | 849.9239 | Refrigeration | 18.9065
Commercial | New | Institutional | Energy Star Commercial Solid Door Refrigerator | 849.9239 | Refrigeration | 18.9065
Commercial | New | Lodging/Hospitality | Energy Star Commercial Solid Door Refrigerator | 849.9239 | Refrigeration | 18.9065
Commercial | New | Miscellaneous | Energy Star Commercial Solid Door Refrigerator | 849.9239 | Refrigeration | 18.9065
Commercial | New | Offices | Energy Star Commercial Solid Door Refrigerator | 849.9239 | Refrigeration | 18.9065
Commercial | New | Restaurants | Energy Star Commercial Solid Door Refrigerator | 849.9239 | Refrigeration | 18.9065
Commercial | New | Retail | Energy Star Commercial Solid Door Refrigerator | 849.9239 | Refrigeration | 18.9065
Commercial | New | Schools K-12 | Energy Star Commercial Solid Door Refrigerator | 849.9239 | Refrigeration | 18.9065
Commercial | New | Warehouse | Energy Star Commercial Solid Door Refrigerator | 849.9239 | Refrigeration | 18.9065
Commercial | Turnover | Assembly | Refrigerated Display Case LED Lighting | 160.9897 | Refrigeration | 3.5812
Commercial | Turnover | College and University | Refrigerated Display Case LED Lighting | 160.9897 | Refrigeration | 3.5812
Commercial | Turnover | Grocery | Refrigerated Display Case LED Lighting | 160.9897 | Refrigeration | 3.5812
Commercial | Turnover | Healthcare | Refrigerated Display Case LED Lighting | 160.9897 | Refrigeration | 3.5812
Commercial | Turnover | Hospitals | Refrigerated Display Case LED Lighting | 160.9897 | Refrigeration | 3.5812
Commercial | Turnover | Institutional | Refrigerated Display Case LED Lighting | 160.9897 | Refrigeration | 3.5812
Commercial | Turnover | Lodging/Hospitality | Refrigerated Display Case LED Lighting | 160.9897 | Refrigeration | 3.5812
Commercial | Turnover | Miscellaneous | Refrigerated Display Case LED Lighting | 160.9897 | Refrigeration | 3.5812
Commercial | Turnover | Offices | Refrigerated Display Case LED Lighting | 160.9897 | Refrigeration | 3.5812
Commercial | Turnover | Restaurants | Refrigerated Display Case LED Lighting | 160.9897 | Refrigeration | 3.5812
Commercial | Turnover | Retail | Refrigerated Display Case LED Lighting | 160.9897 | Refrigeration | 3.5812
Commercial | Turnover | Schools K-12 | Refrigerated Display Case LED Lighting | 160.9897 | Refrigeration | 3.5812
Commercial | Turnover | Warehouse | Refrigerated Display Case LED Lighting | 160.9897 | Refrigeration | 3.5812
Commercial | Turnover | Assembly | High Speed Fans | 508.5618 | HVAC | 22.4123
Commercial | Turnover | College and University | High Speed Fans | 508.5618 | HVAC | 22.4123
Commercial | Turnover | Grocery | High Speed Fans | 508.5618 | HVAC | 22.4123
Commercial | Turnover | Healthcare | High Speed Fans | 508.5618 | HVAC | 22.4123
Commercial | Turnover | Hospitals | High Speed Fans | 508.5618 | HVAC | 22.4123
Commercial | Turnover | Institutional | High Speed Fans | 508.5618 | HVAC | 22.4123
Commercial | Turnover | Lodging/Hospitality | High Speed Fans | 508.5618 | HVAC | 22.4123
Commercial | Turnover | Miscellaneous | High Speed Fans | 508.5618 | HVAC | 22.4123
Commercial | Turnover | Offices | High Speed Fans | 508.5618 | HVAC | 22.4123
Commercial | Turnover | Restaurants | High Speed Fans | 508.5618 | HVAC | 22.4123
Commercial | Turnover | Retail | High Speed Fans | 508.5618 | HVAC | 22.4123
Commercial | Turnover | Schools K-12 | High Speed Fans | 508.5618 | HVAC | 22.4123
Commercial | Turnover | Warehouse | High Speed Fans | 508.5618 | HVAC | 22.4123
Commercial | New | Assembly | High Speed Fans | 508.5618 | HVAC | 22.4123
Commercial | New | College and University | High Speed Fans | 508.5618 | HVAC | 22.4123
Commercial | New | Grocery | High Speed Fans | 508.5618 | HVAC | 22.4123
Commercial | New | Healthcare | High Speed Fans | 508.5618 | HVAC | 22.4123
Commercial | New | Hospitals | High Speed Fans | 508.5618 | HVAC | 22.4123
Commercial | New | Institutional | High Speed Fans | 508.5618 | HVAC | 22.4123
Commercial | New | Lodging/Hospitality | High Speed Fans | 508.5618 | HVAC | 22.4123
Commercial | New | Miscellaneous | High Speed Fans | 508.5618 | HVAC | 22.4123
Commercial | New | Offices | High Speed Fans | 508.5618 | HVAC | 22.4123
Commercial | New | Restaurants | High Speed Fans | 508.5618 | HVAC | 22.4123
Commercial | New | Retail | High Speed Fans | 508.5618 | HVAC | 22.4123
Commercial | New | Schools K-12 | High Speed Fans | 508.5618 | HVAC | 22.4123
Commercial | New | Warehouse | High Speed Fans | 508.5618 | HVAC | 22.4123
Commercial | Existing | Assembly | Hot Water Circulation Pump Control | 651 | Water Heating | 14.4815
Commercial | Existing | College and University | Hot Water Circulation Pump Control | 6510 | Water Heating | 144.8147
Commercial | Existing | Healthcare | Hot Water Circulation Pump Control | 651 | Water Heating | 14.4815
Commercial | Existing | Hospitals | Hot Water Circulation Pump Control | 9765 | Water Heating | 217.2221
Commercial | Existing | Institutional | Hot Water Circulation Pump Control | 16275 | Water Heating | 362.0368
Commercial | Existing | Miscellaneous | Hot Water Circulation Pump Control | 13020 | Water Heating | 289.6295
Commercial | Existing | Offices | Hot Water Circulation Pump Control | 1953 | Water Heating | 43.4444
Commercial | Existing | Schools K-12 | Hot Water Circulation Pump Control | 651 | Water Heating | 14.4815
Commercial | Existing | Warehouse | Hot Water Circulation Pump Control | 651 | Water Heating | 14.4815
Commercial | New | Assembly | Hot Water Circulation Pump Control | 651 | Water Heating | 14.4815
Commercial | New | College and University | Hot Water Circulation Pump Control | 6510 | Water Heating | 144.8147
Commercial | New | Healthcare | Hot Water Circulation Pump Control | 651 | Water Heating | 14.4815
Commercial | New | Hospitals | Hot Water Circulation Pump Control | 9765 | Water Heating | 217.2221
Commercial | New | Institutional | Hot Water Circulation Pump Control | 16275 | Water Heating | 362.0368
Commercial | New | Miscellaneous | Hot Water Circulation Pump Control | 13020 | Water Heating | 289.6295
Commercial | New | Offices | Hot Water Circulation Pump Control | 1953 | Water Heating | 43.4444
Commercial | New | Schools K-12 | Hot Water Circulation Pump Control | 651 | Water Heating | 14.4815
Commercial | New | Warehouse | Hot Water Circulation Pump Control | 651 | Water Heating | 14.4815
Commercial | Existing | Assembly | Bi-Level Lighting Control (Exterior) | 1357.8 | Lighting | 30.2042
Commercial | Existing | College and University | Bi-Level Lighting Control (Exterior) | 1357.8 | Lighting | 30.2042
Commercial | Existing | Grocery | Bi-Level Lighting Control (Exterior) | 1357.8 | Lighting | 30.2042
Commercial | Existing | Healthcare | Bi-Level Lighting Control (Exterior) | 1357.8 | Lighting | 30.2042
Commercial | Existing | Hospitals | Bi-Level Lighting Control (Exterior) | 1357.8 | Lighting | 30.2042
Commercial | Existing | Institutional | Bi-Level Lighting Control (Exterior) | 1357.8 | Lighting | 30.2042
Commercial | Existing | Lodging/Hospitality | Bi-Level Lighting Control (Exterior) | 1357.8 | Lighting | 30.2042
Commercial | Existing | Miscellaneous | Bi-Level Lighting Control (Exterior) | 1357.8 | Lighting | 30.2042
Commercial | Existing | Offices | Bi-Level Lighting Control (Exterior) | 1357.8 | Lighting | 30.2042
Commercial | Existing | Restaurants | Bi-Level Lighting Control (Exterior) | 1357.8 | Lighting | 30.2042
Commercial | Existing | Retail | Bi-Level Lighting Control (Exterior) | 1357.8 | Lighting | 30.2042
Commercial | Existing | Schools K-12 | Bi-Level Lighting Control (Exterior) | 1357.8 | Lighting | 30.2042
Commercial | Existing | Warehouse | Bi-Level Lighting Control (Exterior) | 1357.8 | Lighting | 30.2042
Commercial | New | Assembly | Bi-Level Lighting Control (Exterior) | 1357.8 | Lighting | 30.2042
Commercial | New | College and University | Bi-Level Lighting Control (Exterior) | 1357.8 | Lighting | 30.2042
Commercial | New | Grocery | Bi-Level Lighting Control (Exterior) | 1357.8 | Lighting | 30.2042
Commercial | New | Healthcare | Bi-Level Lighting Control (Exterior) | 1357.8 | Lighting | 30.2042
Commercial | New | Hospitals | Bi-Level Lighting Control (Exterior) | 1357.8 | Lighting | 30.2042
Commercial | New | Institutional | Bi-Level Lighting Control (Exterior) | 1357.8 | Lighting | 30.2042
Commercial | New | Lodging/Hospitality | Bi-Level Lighting Control (Exterior) | 1357.8 | Lighting | 30.2042
Commercial | New | Miscellaneous | Bi-Level Lighting Control (Exterior) | 1357.8 | Lighting | 30.2042
Commercial | New | Offices | Bi-Level Lighting Control (Exterior) | 1357.8 | Lighting | 30.2042
Commercial | New | Restaurants | Bi-Level Lighting Control (Exterior) | 1357.8 | Lighting | 30.2042
Commercial | New | Retail | Bi-Level Lighting Control (Exterior) | 1357.8 | Lighting | 30.2042
Commercial | New | Schools K-12 | Bi-Level Lighting Control (Exterior) | 1357.8 | Lighting | 30.2042
Commercial | New | Warehouse | Bi-Level Lighting Control (Exterior) | 1357.8 | Lighting | 30.2042
Commercial | Existing | Assembly | Outdoor Lighting Controls | 562.52 | Lighting | 12.5132
Commercial | Existing | College and University | Outdoor Lighting Controls | 562.52 | Lighting | 12.5132
Commercial | Existing | Grocery | Outdoor Lighting Controls | 562.52 | Lighting | 12.5132
Commercial | Existing | Healthcare | Outdoor Lighting Controls | 562.52 | Lighting | 12.5132
Commercial | Existing | Hospitals | Outdoor Lighting Controls | 562.52 | Lighting | 12.5132
Commercial | Existing | Institutional | Outdoor Lighting Controls | 562.52 | Lighting | 12.5132
Commercial | Existing | Lodging/Hospitality | Outdoor Lighting Controls | 562.52 | Lighting | 12.5132
Commercial | Existing | Miscellaneous | Outdoor Lighting Controls | 562.52 | Lighting | 12.5132
Commercial | Existing | Offices | Outdoor Lighting Controls | 562.52 | Lighting | 12.5132
Commercial | Existing | Restaurants | Outdoor Lighting Controls | 562.52 | Lighting | 12.5132
Commercial | Existing | Retail | Outdoor Lighting Controls | 562.52 | Lighting | 12.5132
Commercial | Existing | Schools K-12 | Outdoor Lighting Controls | 562.52 | Lighting | 12.5132
Commercial | Existing | Warehouse | Outdoor Lighting Controls | 562.52 | Lighting | 12.5132
Commercial | New | Assembly | Outdoor Lighting Controls | 562.52 | Lighting | 12.5132
Commercial | New | College and University | Outdoor Lighting Controls | 562.52 | Lighting | 12.5132
Commercial | New | Grocery | Outdoor Lighting Controls | 562.52 | Lighting | 12.5132
Commercial | New | Healthcare | Outdoor Lighting Controls | 562.52 | Lighting | 12.5132
Commercial | New | Hospitals | Outdoor Lighting Controls | 562.52 | Lighting | 12.5132
Commercial | New | Institutional | Outdoor Lighting Controls | 562.52 | Lighting | 12.5132
Commercial | New | Lodging/Hospitality | Outdoor Lighting Controls | 562.52 | Lighting | 12.5132
Commercial | New | Miscellaneous | Outdoor Lighting Controls | 562.52 | Lighting | 12.5132
Commercial | New | Offices | Outdoor Lighting Controls | 562.52 | Lighting | 12.5132
Commercial | New | Restaurants | Outdoor Lighting Controls | 562.52 | Lighting | 12.5132
Commercial | New | Retail | Outdoor Lighting Controls | 562.52 | Lighting | 12.5132
Commercial | New | Schools K-12 | Outdoor Lighting Controls | 562.52 | Lighting | 12.5132
Commercial | New | Warehouse | Outdoor Lighting Controls | 562.52 | Lighting | 12.5132
Commercial | Existing | Assembly | Ceiling Insulation(R2 to R38) | 1.6799 | HVAC | 0.074034
Commercial | Existing | College and University | Ceiling Insulation(R2 to R38) | 1.8626 | HVAC | 0.082085
Commercial | Existing | Grocery | Ceiling Insulation(R2 to R38) | 1.8626 | HVAC | 0.082085
Commercial | Existing | Healthcare | Ceiling Insulation(R2 to R38) | 1.8626 | HVAC | 0.082085
Commercial | Existing | Hospitals | Ceiling Insulation(R2 to R38) | 1.8626 | HVAC | 0.082085
Commercial | Existing | Institutional | Ceiling Insulation(R2 to R38) | 1.8626 | HVAC | 0.082085
Commercial | Existing | Lodging/Hospitality | Ceiling Insulation(R2 to R38) | 1.8626 | HVAC | 0.082085
Commercial | Existing | Miscellaneous | Ceiling Insulation(R2 to R38) | 1.8626 | HVAC | 0.082085
Commercial | Existing | Offices | Ceiling Insulation(R2 to R38) | 1.8626 | HVAC | 0.082085
Commercial | Existing | Restaurants | Ceiling Insulation(R2 to R38) | 1.8626 | HVAC | 0.082085
Commercial | Existing | Retail | Ceiling Insulation(R2 to R38) | 1.8626 | HVAC | 0.082085
Commercial | Existing | Schools K-12 | Ceiling Insulation(R2 to R38) | 1.8626 | HVAC | 0.082085
Commercial | Existing | Warehouse | Ceiling Insulation(R2 to R38) | 1.3265 | HVAC | 0.058458
Commercial | New | Assembly | Ceiling Insulation(R2 to R38) | 1.6799 | HVAC | 0.074034
Commercial | New | College and University | Ceiling Insulation(R2 to R38) | 1.7929 | HVAC | 0.079011
Commercial | New | Grocery | Ceiling Insulation(R2 to R38) | 1.7929 | HVAC | 0.079011
Commercial | New | Healthcare | Ceiling Insulation(R2 to R38) | 1.7929 | HVAC | 0.079011
Commercial | New | Hospitals | Ceiling Insulation(R2 to R38) | 1.7929 | HVAC | 0.079011
Commercial | New | Institutional | Ceiling Insulation(R2 to R38) | 1.7929 | HVAC | 0.079011
Commercial | New | Lodging/Hospitality | Ceiling Insulation(R2 to R38) | 1.7929 | HVAC | 0.079011
Commercial | New | Miscellaneous | Ceiling Insulation(R2 to R38) | 1.7929 | HVAC | 0.079011
Commercial | New | Offices | Ceiling Insulation(R2 to R38) | 1.7929 | HVAC | 0.079011
Commercial | New | Restaurants | Ceiling Insulation(R2 to R38) | 1.7929 | HVAC | 0.079011
Commercial | New | Retail | Ceiling Insulation(R2 to R38) | 1.7929 | HVAC | 0.079011
Commercial | New | Schools K-12 | Ceiling Insulation(R2 to R38) | 1.7929 | HVAC | 0.079011
Commercial | New | Warehouse | Ceiling Insulation(R2 to R38) | 1.3265 | HVAC | 0.058458
Commercial | Existing | Assembly | Chilled Water System - Variable Speed Drives | 9027.4109 | HVAC | 397.8378
Commercial | Existing | College and University | Chilled Water System - Variable Speed Drives | 9027.4109 | HVAC | 397.8378
Commercial | Existing | Grocery | Chilled Water System - Variable Speed Drives | 9027.4109 | HVAC | 397.8378
Commercial | Existing | Healthcare | Chilled Water System - Variable Speed Drives | 9027.4109 | HVAC | 397.8378
Commercial | Existing | Hospitals | Chilled Water System - Variable Speed Drives | 9027.4109 | HVAC | 397.8378
Commercial | Existing | Institutional | Chilled Water System - Variable Speed Drives | 9027.4109 | HVAC | 397.8378
Commercial | Existing | Lodging/Hospitality | Chilled Water System - Variable Speed Drives | 9027.4109 | HVAC | 397.8378
Commercial | Existing | Miscellaneous | Chilled Water System - Variable Speed Drives | 9027.4109 | HVAC | 397.8378
Commercial | Existing | Offices | Chilled Water System - Variable Speed Drives | 9027.4109 | HVAC | 397.8378
Commercial | Existing | Restaurants | Chilled Water System - Variable Speed Drives | 9027.4109 | HVAC | 397.8378
Commercial | Existing | Retail | Chilled Water System - Variable Speed Drives | 9027.4109 | HVAC | 397.8378
Commercial | Existing | Schools K-12 | Chilled Water System - Variable Speed Drives | 9027.4109 | HVAC | 397.8378
Commercial | Existing | Warehouse | Chilled Water System - Variable Speed Drives | 9027.4109 | HVAC | 397.8378
Commercial | New | Assembly | Chilled Water System - Variable Speed Drives | 9027.4109 | HVAC | 397.8378
Commercial | New | College and University | Chilled Water System - Variable Speed Drives | 9027.4109 | HVAC | 397.8378
Commercial | New | Grocery | Chilled Water System - Variable Speed Drives | 9027.4109 | HVAC | 397.8378
Commercial | New | Healthcare | Chilled Water System - Variable Speed Drives | 9027.4109 | HVAC | 397.8378
Commercial | New | Hospitals | Chilled Water System - Variable Speed Drives | 9027.4109 | HVAC | 397.8378
Commercial | New | Institutional | Chilled Water System - Variable Speed Drives | 9027.4109 | HVAC | 397.8378
Commercial | New | Lodging/Hospitality | Chilled Water System - Variable Speed Drives | 9027.4109 | HVAC | 397.8378
Commercial | New | Miscellaneous | Chilled Water System - Variable Speed Drives | 9027.4109 | HVAC | 397.8378
Commercial | New | Offices | Chilled Water System - Variable Speed Drives | 9027.4109 | HVAC | 397.8378
Commercial | New | Restaurants | Chilled Water System - Variable Speed Drives | 9027.4109 | HVAC | 397.8378
Commercial | New | Retail | Chilled Water System - Variable Speed Drives | 9027.4109 | HVAC | 397.8378
Commercial | New | Schools K-12 | Chilled Water System - Variable Speed Drives | 9027.4109 | HVAC | 397.8378
Commercial | New | Warehouse | Chilled Water System - Variable Speed Drives | 9027.4109 | HVAC | 397.8378
Commercial | Existing | Healthcare | Dedicated Outdoor Air System on VRF unit | 1721.9094 | HVAC | 75.8845
Commercial | Existing | Hospitals | Dedicated Outdoor Air System on VRF unit | 1640.5025 | HVAC | 72.2969
Commercial | Existing | Restaurants | Dedicated Outdoor Air System on VRF unit | 1361.7563 | HVAC | 60.0126
Commercial | New | Healthcare | Dedicated Outdoor Air System on VRF unit | 1721.9094 | HVAC | 75.8845
Commercial | New | Hospitals | Dedicated Outdoor Air System on VRF unit | 1640.5025 | HVAC | 72.2969
Commercial | New | Restaurants | Dedicated Outdoor Air System on VRF unit | 1361.7563 | HVAC | 60.0126
Commercial | Existing | Assembly | Duct Sealing Repair | 5769.3882 | HVAC | 254.2568
Commercial | Existing | College and University | Duct Sealing Repair | 34458.2784 | HVAC | 1518.5756
Commercial | Existing | Retail | Duct Sealing Repair | 6321.8213 | HVAC | 278.6025
Commercial | Existing | Schools K-12 | Duct Sealing Repair | 23625.2368 | HVAC | 1041.1637
Commercial | Existing | Warehouse | Duct Sealing Repair | 2346.9401 | HVAC | 103.4296
Commercial | New | Assembly | Duct Sealing Repair | 5769.3882 | HVAC | 254.2568
Commercial | New | College and University | Duct Sealing Repair | 34458.2784 | HVAC | 1518.5756
Commercial | New | Retail | Duct Sealing Repair | 6321.8213 | HVAC | 278.6025
Commercial | New | Schools K-12 | Duct Sealing Repair | 23625.2368 | HVAC | 1041.1637
Commercial | New | Warehouse | Duct Sealing Repair | 2346.9401 | HVAC | 103.4296
Commercial | Existing | Assembly | ECM Motors on Furnaces | 1160.9294 | HVAC | 51.1621
Commercial | Existing | College and University | ECM Motors on Furnaces | 1160.9294 | HVAC | 51.1621
Commercial | Existing | Institutional | ECM Motors on Furnaces | 1012.3305 | HVAC | 44.6134
Commercial | Existing | Lodging/Hospitality | ECM Motors on Furnaces | 1225.9415 | HVAC | 54.0272
Commercial | Existing | Miscellaneous | ECM Motors on Furnaces | 640.833 | HVAC | 28.2415
Commercial | Existing | Offices | ECM Motors on Furnaces | 677.9828 | HVAC | 29.8787
Commercial | Existing | Warehouse | ECM Motors on Furnaces | 640.833 | HVAC | 28.2415
Commercial | New | Assembly | ECM Motors on Furnaces | 1160.9294 | HVAC | 51.1621
Commercial | New | College and University | ECM Motors on Furnaces | 1160.9294 | HVAC | 51.1621
Commercial | New | Institutional | ECM Motors on Furnaces | 1012.3305 | HVAC | 44.6134
Commercial | New | Lodging/Hospitality | ECM Motors on Furnaces | 1225.9415 | HVAC | 54.0272
Commercial | New | Miscellaneous | ECM Motors on Furnaces | 640.833 | HVAC | 28.2415
Commercial | New | Offices | ECM Motors on Furnaces | 677.9828 | HVAC | 29.8787
Commercial | New | Warehouse | ECM Motors on Furnaces | 640.833 | HVAC | 28.2415
Commercial | Existing | College and University | Facility Energy Management System | 109886.5187 | Lighting | 2444.4219
Commercial | Existing | Healthcare | Facility Energy Management System | 77318.837 | Lighting | 1719.9549
Commercial | Existing | Hospitals | Facility Energy Management System | 805650.1165 | Lighting | 17921.6598
Commercial | Existing | Lodging/Hospitality | Facility Energy Management System | 73321.6996 | Lighting | 1631.0387
Commercial | Existing | Miscellaneous | Facility Energy Management System | 852134.0156 | Lighting | 18955.6926
Commercial | Existing | Offices | Facility Energy Management System | 63697.3454 | Lighting | 1416.9453
Commercial | Existing | Retail | Facility Energy Management System | 20160.1173 | Lighting | 448.4611
Commercial | Existing | Schools K-12 | Facility Energy Management System | 75340.2418 | Lighting | 1675.9411
Commercial | New | College and University | Facility Energy Management System | 109886.5187 | Lighting | 2444.4219
Commercial | New | Healthcare | Facility Energy Management System | 77318.837 | Lighting | 1719.9549
Commercial | New | Hospitals | Facility Energy Management System | 805650.1165 | Lighting | 17921.6598
Commercial | New | Lodging/Hospitality | Facility Energy Management System | 73321.6996 | Lighting | 1631.0387
Commercial | New | Miscellaneous | Facility Energy Management System | 852134.0156 | Lighting | 18955.6926
Commercial | New | Offices | Facility Energy Management System | 63697.3454 | Lighting | 1416.9453
Commercial | New | Retail | Facility Energy Management System | 20160.1173 | Lighting | 448.4611
Commercial | New | Schools K-12 | Facility Energy Management System | 75340.2418 | Lighting | 1675.9411
Commercial | Existing | Lodging/Hospitality | Hotel Card Energy Control Systems | 561.42 | HVAC | 24.7418
Commercial | New | Lodging/Hospitality | Hotel Card Energy Control Systems | 561.42 | HVAC | 24.7418
Commercial | Existing | Healthcare | HVAC tune-up | 265.619 | HVAC | 11.7058
Commercial | Existing | Hospitals | HVAC tune-up | 251.6095 | HVAC | 11.0884
Commercial | Existing | Lodging/Hospitality | HVAC tune-up | 201.6425 | HVAC | 8.8864
Commercial | Existing | Restaurants | HVAC tune-up | 197.8133 | HVAC | 8.7176
Commercial | New | Healthcare | HVAC tune-up | 265.619 | HVAC | 11.7058
Commercial | New | Hospitals | HVAC tune-up | 251.6095 | HVAC | 11.0884
Commercial | New | Lodging/Hospitality | HVAC tune-up | 201.6425 | HVAC | 8.8864
Commercial | New | Restaurants | HVAC tune-up | 197.8133 | HVAC | 8.7176
Commercial | Existing | Healthcare | HVAC tune-up_RTU | 1706.6392 | HVAC | 75.2116
Commercial | Existing | Hospitals | HVAC tune-up_RTU | 1616.6266 | HVAC | 71.2447
Commercial | Existing | Lodging/Hospitality | HVAC tune-up_RTU | 1295.5816 | HVAC | 57.0963
Commercial | New | Healthcare | HVAC tune-up_RTU | 1706.6392 | HVAC | 75.2116
Commercial | New | Hospitals | HVAC tune-up_RTU | 1616.6266 | HVAC | 71.2447
Commercial | New | Lodging/Hospitality | HVAC tune-up_RTU | 1295.5816 | HVAC | 57.0963
Commercial | Existing | Assembly | Low U-Value Windows | 338.2101 | HVAC | 14.9049
Commercial | Existing | College and University | Low U-Value Windows | 338.2101 | HVAC | 14.9049
Commercial | Existing | Grocery | Low U-Value Windows | 338.2101 | HVAC | 14.9049
Commercial | Existing | Healthcare | Low U-Value Windows | 338.2101 | HVAC | 14.9049
Commercial | Existing | Hospitals | Low U-Value Windows | 338.2101 | HVAC | 14.9049
Commercial | Existing | Institutional | Low U-Value Windows | 338.2101 | HVAC | 14.9049
Commercial | Existing | Lodging/Hospitality | Low U-Value Windows | 338.2101 | HVAC | 14.9049
Commercial | Existing | Miscellaneous | Low U-Value Windows | 338.2101 | HVAC | 14.9049
Commercial | Existing | Offices | Low U-Value Windows | 338.2101 | HVAC | 14.9049
Commercial | Existing | Restaurants | Low U-Value Windows | 338.2101 | HVAC | 14.9049
Commercial | Existing | Retail | Low U-Value Windows | 338.2101 | HVAC | 14.9049
Commercial | Existing | Schools K-12 | Low U-Value Windows | 338.2101 | HVAC | 14.9049
Commercial | Existing | Warehouse | Low U-Value Windows | 338.2101 | HVAC | 14.9049
Commercial | Existing | Healthcare | Programmable Thermostat | 7273.7057 | HVAC | 320.5521
Commercial | Existing | Hospitals | Programmable Thermostat | 75790.8694 | HVAC | 3340.1021
Commercial | Existing | Institutional | Programmable Thermostat | 8408.4813 | HVAC | 370.5616
Commercial | Existing | Miscellaneous | Programmable Thermostat | 80163.8039 | HVAC | 3532.8172
Commercial | Existing | Offices | Programmable Thermostat | 5992.2752 | HVAC | 264.0794
Commercial | Existing | Restaurants | Programmable Thermostat | 4342.1523 | HVAC | 191.3586
Commercial | New | Healthcare | Programmable Thermostat | 7273.7057 | HVAC | 320.5521
Commercial | New | Hospitals | Programmable Thermostat | 75790.8694 | HVAC | 3340.1021
Commercial | New | Institutional | Programmable Thermostat | 8408.4813 | HVAC | 370.5616
Commercial | New | Miscellaneous | Programmable Thermostat | 80163.8039 | HVAC | 3532.8172
Commercial | New | Offices | Programmable Thermostat | 5992.2752 | HVAC | 264.0794
Commercial | New | Restaurants | Programmable Thermostat | 4342.1523 | HVAC | 191.3586
Commercial | Existing | College and University | Smart Thermostat | 28715.232 | HVAC | 1265.4797
Commercial | Existing | Healthcare | Smart Thermostat | 20204.7382 | HVAC | 890.4224
Commercial | Existing | Hospitals | Smart Thermostat | 210530.1929 | HVAC | 9278.0614
Commercial | Existing | Institutional | Smart Thermostat | 23356.8925 | HVAC | 1029.3378
Commercial | Existing | Lodging/Hospitality | Smart Thermostat | 19160.2176 | HVAC | 844.3904
Commercial | Existing | Miscellaneous | Smart Thermostat | 222677.233 | HVAC | 9813.3812
Commercial | Existing | Offices | Smart Thermostat | 16645.2088 | HVAC | 733.554
Commercial | Existing | Retail | Smart Thermostat | 5268.1844 | HVAC | 232.1688
Commercial | Existing | Schools K-12 | Smart Thermostat | 19687.6973 | HVAC | 867.6364
Commercial | New | College and University | Smart Thermostat | 28715.232 | HVAC | 1265.4797
Commercial | New | Healthcare | Smart Thermostat | 20204.7382 | HVAC | 890.4224
Commercial | New | Hospitals | Smart Thermostat | 210530.1929 | HVAC | 9278.0614
Commercial | New | Institutional | Smart Thermostat | 23356.8925 | HVAC | 1029.3378
Commercial | New | Lodging/Hospitality | Smart Thermostat | 19160.2176 | HVAC | 844.3904
Commercial | New | Miscellaneous | Smart Thermostat | 222677.233 | HVAC | 9813.3812
Commercial | New | Offices | Smart Thermostat | 16645.2088 | HVAC | 733.554
Commercial | New | Retail | Smart Thermostat | 5268.1844 | HVAC | 232.1688
Commercial | New | Schools K-12 | Smart Thermostat | 19687.6973 | HVAC | 867.6364
Commercial | Existing | Assembly | Wall Insulation | 1.9095 | HVAC | 0.084151
Commercial | Existing | College and University | Wall Insulation | 1.8546 | HVAC | 0.081731
Commercial | Existing | Grocery | Wall Insulation | 1.8817 | HVAC | 0.082925
Commercial | Existing | Healthcare | Wall Insulation | 1.8281 | HVAC | 0.080566
Commercial | Existing | Hospitals | Wall Insulation | 1.8817 | HVAC | 0.082925
Commercial | Existing | Institutional | Wall Insulation | 1.8546 | HVAC | 0.081731
Commercial | Existing | Lodging/Hospitality | Wall Insulation | 1.8546 | HVAC | 0.081731
Commercial | Existing | Miscellaneous | Wall Insulation | 1.8817 | HVAC | 0.082925
Commercial | Existing | Offices | Wall Insulation | 1.8817 | HVAC | 0.082925
Commercial | Existing | Restaurants | Wall Insulation | 1.9095 | HVAC | 0.084151
Commercial | Existing | Retail | Wall Insulation | 1.8817 | HVAC | 0.082925
Commercial | Existing | Schools K-12 | Wall Insulation | 1.938 | HVAC | 0.085409
Commercial | Existing | Warehouse | Wall Insulation | 1.9095 | HVAC | 0.084151
Commercial | Existing | Miscellaneous | Water Cooled Refrigeration Heat Recovery | 34829.6652 | HVAC | 1534.9427
Commercial | New | Miscellaneous | Water Cooled Refrigeration Heat Recovery | 34829.6652 | HVAC | 1534.9427
Commercial | Existing | Hospitals | Bi-Level Lighting Control (Interior) | 1054.31 | Lighting | 23.4531
Commercial | New | Hospitals | Bi-Level Lighting Control (Interior) | 1054.31 | Lighting | 23.4531
Commercial | Existing | Assembly | Interior Lighting Controls | 402.64 | Lighting | 8.9567
Commercial | Existing | College and University | Interior Lighting Controls | 617.12 | Lighting | 13.7278
Commercial | Existing | Grocery | Interior Lighting Controls | 776.16 | Lighting | 17.2657
Commercial | Existing | Healthcare | Interior Lighting Controls | 703.92 | Lighting | 15.6587
Commercial | Existing | Institutional | Interior Lighting Controls | 461.86 | Lighting | 10.2741
Commercial | Existing | Lodging/Hospitality | Interior Lighting Controls | 525.56 | Lighting | 11.6911
Commercial | Existing | Miscellaneous | Interior Lighting Controls | 617.12 | Lighting | 13.7278
Commercial | Existing | Offices | Interior Lighting Controls | 455.42 | Lighting | 10.1308
Commercial | Existing | Restaurants | Interior Lighting Controls | 469.98 | Lighting | 10.4547
Commercial | Existing | Retail | Interior Lighting Controls | 697.76 | Lighting | 15.5216
Commercial | Existing | Warehouse | Interior Lighting Controls | 535.36 | Lighting | 11.9091
Commercial | New | Assembly | Interior Lighting Controls | 402.64 | Lighting | 8.9567
Commercial | New | College and University | Interior Lighting Controls | 617.12 | Lighting | 13.7278
Commercial | New | Grocery | Interior Lighting Controls | 776.16 | Lighting | 17.2657
Commercial | New | Healthcare | Interior Lighting Controls | 703.92 | Lighting | 15.6587
Commercial | New | Institutional | Interior Lighting Controls | 461.86 | Lighting | 10.2741
Commercial | New | Lodging/Hospitality | Interior Lighting Controls | 525.56 | Lighting | 11.6911
Commercial | New | Miscellaneous | Interior Lighting Controls | 617.12 | Lighting | 13.7278
Commercial | New | Offices | Interior Lighting Controls | 455.42 | Lighting | 10.1308
Commercial | New | Restaurants | Interior Lighting Controls | 469.98 | Lighting | 10.4547
Commercial | New | Retail | Interior Lighting Controls | 697.76 | Lighting | 15.5216
Commercial | New | Warehouse | Interior Lighting Controls | 535.36 | Lighting | 11.9091
Commercial | Existing | Assembly | VSD Controlled Compressor | 13160.16 | Custom | 451.6205
Commercial | Existing | College and University | VSD Controlled Compressor | 13160.16 | Custom | 451.6205
Commercial | Existing | Grocery | VSD Controlled Compressor | 13160.16 | Custom | 451.6205
Commercial | Existing | Healthcare | VSD Controlled Compressor | 13160.16 | Custom | 451.6205
Commercial | Existing | Hospitals | VSD Controlled Compressor | 13160.16 | Custom | 451.6205
Commercial | Existing | Institutional | VSD Controlled Compressor | 13160.16 | Custom | 451.6205
Commercial | Existing | Lodging/Hospitality | VSD Controlled Compressor | 13160.16 | Custom | 451.6205
Commercial | Existing | Miscellaneous | VSD Controlled Compressor | 13160.16 | Custom | 451.6205
Commercial | Existing | Offices | VSD Controlled Compressor | 13160.16 | Custom | 451.6205
Commercial | Existing | Restaurants | VSD Controlled Compressor | 13160.16 | Custom | 451.6205
Commercial | Existing | Retail | VSD Controlled Compressor | 13160.16 | Custom | 451.6205
Commercial | Existing | Schools K-12 | VSD Controlled Compressor | 13160.16 | Custom | 451.6205
Commercial | Existing | Warehouse | VSD Controlled Compressor | 13160.16 | Custom | 451.6205
Commercial | New | Assembly | VSD Controlled Compressor | 13160.16 | Custom | 451.6205
Commercial | New | College and University | VSD Controlled Compressor | 13160.16 | Custom | 451.6205
Commercial | New | Grocery | VSD Controlled Compressor | 13160.16 | Custom | 451.6205
Commercial | New | Healthcare | VSD Controlled Compressor | 13160.16 | Custom | 451.6205
Commercial | New | Hospitals | VSD Controlled Compressor | 13160.16 | Custom | 451.6205
Commercial | New | Institutional | VSD Controlled Compressor | 13160.16 | Custom | 451.6205
Commercial | New | Lodging/Hospitality | VSD Controlled Compressor | 13160.16 | Custom | 451.6205
Commercial | New | Miscellaneous | VSD Controlled Compressor | 13160.16 | Custom | 451.6205
Commercial | New | Offices | VSD Controlled Compressor | 13160.16 | Custom | 451.6205
Commercial | New | Restaurants | VSD Controlled Compressor | 13160.16 | Custom | 451.6205
Commercial | New | Retail | VSD Controlled Compressor | 13160.16 | Custom | 451.6205
Commercial | New | Schools K-12 | VSD Controlled Compressor | 13160.16 | Custom | 451.6205
Commercial | New | Warehouse | VSD Controlled Compressor | 13160.16 | Custom | 451.6205
Commercial | Existing | Assembly | Network PC Power Management | 2661.0035 | Products | 59.1939
Commercial | Existing | College and University | Network PC Power Management | 6992.2928 | Products | 155.5433
Commercial | Existing | Grocery | Network PC Power Management | 3386.2106 | Products | 75.3261
Commercial | Existing | Healthcare | Network PC Power Management | 4758.9388 | Products | 105.8624
Commercial | Existing | Hospitals | Network PC Power Management | 41742.7 | Products | 928.565
Commercial | Existing | Institutional | Network PC Power Management | 4344.3187 | Products | 96.6392
Commercial | Existing | Lodging/Hospitality | Network PC Power Management | 3907.5345 | Products | 86.923
Commercial | Existing | Miscellaneous | Network PC Power Management | 58330.5263 | Products | 1297.5606
Commercial | Existing | Offices | Network PC Power Management | 3302.5466 | Products | 73.465
Commercial | Existing | Restaurants | Network PC Power Management | 3183.805 | Products | 70.8236
Commercial | Existing | Retail | Network PC Power Management | 1440.5919 | Products | 32.0459
Commercial | Existing | Schools K-12 | Network PC Power Management | 4794.046 | Products | 106.6434
Commercial | New | Assembly | Network PC Power Management | 2661.0035 | Products | 59.1939
Commercial | New | College and University | Network PC Power Management | 6992.2928 | Products | 155.5433
Commercial | New | Grocery | Network PC Power Management | 3386.2106 | Products | 75.3261
Commercial | New | Healthcare | Network PC Power Management | 4758.9388 | Products | 105.8624
Commercial | New | Hospitals | Network PC Power Management | 41742.7 | Products | 928.565
Commercial | New | Institutional | Network PC Power Management | 4344.3187 | Products | 96.6392
Commercial | New | Lodging/Hospitality | Network PC Power Management | 3907.5345 | Products | 86.923
Commercial | New | Miscellaneous | Network PC Power Management | 58330.5263 | Products | 1297.5606
Commercial | New | Offices | Network PC Power Management | 3302.5466 | Products | 73.465
Commercial | New | Restaurants | Network PC Power Management | 3183.805 | Products | 70.8236
Commercial | New | Retail | Network PC Power Management | 1440.5919 | Products | 32.0459
Commercial | New | Schools K-12 | Network PC Power Management | 4794.046 | Products | 106.6434
Commercial | Existing | Assembly | PSC to ECM Evaporator Fan Motor (Reach-In) | 503.9324 | Refrigeration | 11.21
Commercial | Existing | College and University | PSC to ECM Evaporator Fan Motor (Reach-In) | 503.9324 | Refrigeration | 11.21
Commercial | Existing | Grocery | PSC to ECM Evaporator Fan Motor (Reach-In) | 503.9324 | Refrigeration | 11.21
Commercial | Existing | Healthcare | PSC to ECM Evaporator Fan Motor (Reach-In) | 503.9324 | Refrigeration | 11.21
Commercial | Existing | Hospitals | PSC to ECM Evaporator Fan Motor (Reach-In) | 503.9324 | Refrigeration | 11.21
Commercial | Existing | Institutional | PSC to ECM Evaporator Fan Motor (Reach-In) | 503.9324 | Refrigeration | 11.21
Commercial | Existing | Lodging/Hospitality | PSC to ECM Evaporator Fan Motor (Reach-In) | 503.9324 | Refrigeration | 11.21
Commercial | Existing | Miscellaneous | PSC to ECM Evaporator Fan Motor (Reach-In) | 503.9324 | Refrigeration | 11.21
Commercial | Existing | Offices | PSC to ECM Evaporator Fan Motor (Reach-In) | 503.9324 | Refrigeration | 11.21
Commercial | Existing | Restaurants | PSC to ECM Evaporator Fan Motor (Reach-In) | 503.9324 | Refrigeration | 11.21
Commercial | Existing | Retail | PSC to ECM Evaporator Fan Motor (Reach-In) | 503.9324 | Refrigeration | 11.21
Commercial | Existing | Schools K-12 | PSC to ECM Evaporator Fan Motor (Reach-In) | 503.9324 | Refrigeration | 11.21
Commercial | Existing | Warehouse | PSC to ECM Evaporator Fan Motor (Reach-In) | 503.9324 | Refrigeration | 11.21
Commercial | New | Assembly | PSC to ECM Evaporator Fan Motor (Reach-In) | 503.9324 | Refrigeration | 11.21
Commercial | New | College and University | PSC to ECM Evaporator Fan Motor (Reach-In) | 503.9324 | Refrigeration | 11.21
Commercial | New | Grocery | PSC to ECM Evaporator Fan Motor (Reach-In) | 503.9324 | Refrigeration | 11.21
Commercial | New | Healthcare | PSC to ECM Evaporator Fan Motor (Reach-In) | 503.9324 | Refrigeration | 11.21
Commercial | New | Hospitals | PSC to ECM Evaporator Fan Motor (Reach-In) | 503.9324 | Refrigeration | 11.21
Commercial | New | Institutional | PSC to ECM Evaporator Fan Motor (Reach-In) | 503.9324 | Refrigeration | 11.21
Commercial | New | Lodging/Hospitality | PSC to ECM Evaporator Fan Motor (Reach-In) | 503.9324 | Refrigeration | 11.21
Commercial | New | Miscellaneous | PSC to ECM Evaporator Fan Motor (Reach-In) | 503.9324 | Refrigeration | 11.21
Commercial | New | Offices | PSC to ECM Evaporator Fan Motor (Reach-In) | 503.9324 | Refrigeration | 11.21
Commercial | New | Restaurants | PSC to ECM Evaporator Fan Motor (Reach-In) | 503.9324 | Refrigeration | 11.21
Commercial | New | Retail | PSC to ECM Evaporator Fan Motor (Reach-In) | 503.9324 | Refrigeration | 11.21
Commercial | New | Schools K-12 | PSC to ECM Evaporator Fan Motor (Reach-In) | 503.9324 | Refrigeration | 11.21
Commercial | New | Warehouse | PSC to ECM Evaporator Fan Motor (Reach-In) | 503.9324 | Refrigeration | 11.21
Commercial | Existing | Assembly | PSC to ECM Evaporator Fan Motor (Walk-In, Refrigerator) | 327.0516 | Refrigeration | 7.2753
Commercial | Existing | College and University | PSC to ECM Evaporator Fan Motor (Walk-In, Refrigerator) | 327.0516 | Refrigeration | 7.2753
Commercial | Existing | Grocery | PSC to ECM Evaporator Fan Motor (Walk-In, Refrigerator) | 327.0516 | Refrigeration | 7.2753
Commercial | Existing | Healthcare | PSC to ECM Evaporator Fan Motor (Walk-In, Refrigerator) | 327.0516 | Refrigeration | 7.2753
Commercial | Existing | Hospitals | PSC to ECM Evaporator Fan Motor (Walk-In, Refrigerator) | 327.0516 | Refrigeration | 7.2753
Commercial | Existing | Institutional | PSC to ECM Evaporator Fan Motor (Walk-In, Refrigerator) | 327.0516 | Refrigeration | 7.2753
Commercial | Existing | Lodging/Hospitality | PSC to ECM Evaporator Fan Motor (Walk-In, Refrigerator) | 327.0516 | Refrigeration | 7.2753
Commercial | Existing | Miscellaneous | PSC to ECM Evaporator Fan Motor (Walk-In, Refrigerator) | 327.0516 | Refrigeration | 7.2753
Commercial | Existing | Offices | PSC to ECM Evaporator Fan Motor (Walk-In, Refrigerator) | 327.0516 | Refrigeration | 7.2753
Commercial | Existing | Restaurants | PSC to ECM Evaporator Fan Motor (Walk-In, Refrigerator) | 327.0516 | Refrigeration | 7.2753
Commercial | Existing | Retail | PSC to ECM Evaporator Fan Motor (Walk-In, Refrigerator) | 327.0516 | Refrigeration | 7.2753
Commercial | Existing | Schools K-12 | PSC to ECM Evaporator Fan Motor (Walk-In, Refrigerator) | 327.0516 | Refrigeration | 7.2753
Commercial | Existing | Warehouse | PSC to ECM Evaporator Fan Motor (Walk-In, Refrigerator) | 327.0516 | Refrigeration | 7.2753
Commercial | New | Assembly | PSC to ECM Evaporator Fan Motor (Walk-In, Refrigerator) | 327.0516 | Refrigeration | 7.2753
Commercial | New | College and University | PSC to ECM Evaporator Fan Motor (Walk-In, Refrigerator) | 327.0516 | Refrigeration | 7.2753
Commercial | New | Grocery | PSC to ECM Evaporator Fan Motor (Walk-In, Refrigerator) | 327.0516 | Refrigeration | 7.2753
Commercial | New | Healthcare | PSC to ECM Evaporator Fan Motor (Walk-In, Refrigerator) | 327.0516 | Refrigeration | 7.2753
Commercial | New | Hospitals | PSC to ECM Evaporator Fan Motor (Walk-In, Refrigerator) | 327.0516 | Refrigeration | 7.2753
Commercial | New | Institutional | PSC to ECM Evaporator Fan Motor (Walk-In, Refrigerator) | 327.0516 | Refrigeration | 7.2753
Commercial | New | Lodging/Hospitality | PSC to ECM Evaporator Fan Motor (Walk-In, Refrigerator) | 327.0516 | Refrigeration | 7.2753
Commercial | New | Miscellaneous | PSC to ECM Evaporator Fan Motor (Walk-In, Refrigerator) | 327.0516 | Refrigeration | 7.2753
Commercial | New | Offices | PSC to ECM Evaporator Fan Motor (Walk-In, Refrigerator) | 327.0516 | Refrigeration | 7.2753
Commercial | New | Restaurants | PSC to ECM Evaporator Fan Motor (Walk-In, Refrigerator) | 327.0516 | Refrigeration | 7.2753
Commercial | New | Retail | PSC to ECM Evaporator Fan Motor (Walk-In, Refrigerator) | 327.0516 | Refrigeration | 7.2753
Commercial | New | Schools K-12 | PSC to ECM Evaporator Fan Motor (Walk-In, Refrigerator) | 327.0516 | Refrigeration | 7.2753
Commercial | New | Warehouse | PSC to ECM Evaporator Fan Motor (Walk-In, Refrigerator) | 327.0516 | Refrigeration | 7.2753
Commercial | Existing | Assembly | Demand Controlled Ventilation | 4678.5352 | HVAC | 206.183
Commercial | Existing | Lodging/Hospitality | Demand Controlled Ventilation | 15248.3191 | HVAC | 671.9931
Commercial | Existing | Miscellaneous | Demand Controlled Ventilation | 13832.6709 | HVAC | 609.6055
Commercial | Existing | Offices | Demand Controlled Ventilation | 7246.3338 | HVAC | 319.3458
Commercial | Existing | Retail | Demand Controlled Ventilation | 5126.5164 | HVAC | 225.9255
Commercial | New | Assembly | Demand Controlled Ventilation | 4678.5352 | HVAC | 206.183
Commercial | New | Lodging/Hospitality | Demand Controlled Ventilation | 15248.3191 | HVAC | 671.9931
Commercial | New | Miscellaneous | Demand Controlled Ventilation | 13832.6709 | HVAC | 609.6055
Commercial | New | Offices | Demand Controlled Ventilation | 7246.3338 | HVAC | 319.3458
Commercial | New | Retail | Demand Controlled Ventilation | 5126.5164 | HVAC | 225.9255
Commercial | Existing | College and University | Retro-Commissioning | 115907.03 | Refrigeration | 2578.348
Commercial | Existing | Schools K-12 | Retro-Commissioning | 79468.03 | Refrigeration | 1767.7637
Commercial | New | College and University | Retro-Commissioning | 115907.03 | Refrigeration | 2578.348
Commercial | New | Schools K-12 | Retro-Commissioning | 79468.03 | Refrigeration | 1767.7637
Industrial | Existing | Agriculture and Assembly | Compressed Air Controls | 1 | Custom | 0.034317
Industrial | New | Agriculture and Assembly | Compressed Air Controls | 1 | Custom | 0.034317
Industrial | New | Agriculture and Assembly | Compressed Air Equipment | 1 | Custom | 0.034317
Industrial | Turnover | Agriculture and Assembly | Compressed Air Equipment | 1 | Custom | 0.034317
Industrial | Existing | Agriculture and Assembly | Plant Energy Management | 1 | Custom | 0.034317
Industrial | New | Agriculture and Assembly | Plant Energy Management | 1 | Custom | 0.034317
Industrial | Existing | Agriculture and Assembly | Lighting Controls - Exterior | 1 | Lighting | 0.022245
Industrial | New | Agriculture and Assembly | Lighting Controls - Exterior | 1 | Lighting | 0.022245
Industrial | Existing | Agriculture and Assembly | Building Envelope Improvements | 1 | HVAC | 0.04407
Industrial | New | Agriculture and Assembly | Building Envelope Improvements | 1 | HVAC | 0.04407
Industrial | New | Agriculture and Assembly | HVAC Equipment Upgrades | 1 | HVAC | 0.04407
Industrial | Turnover | Agriculture and Assembly | HVAC Equipment Upgrades | 1 | HVAC | 0.04407
Industrial | New | Agriculture and Assembly | Efficient Lighting - High Bay | 1 | Lighting | 0.022245
Industrial | Turnover | Agriculture and Assembly | Efficient Lighting - High Bay | 1 | Lighting | 0.022245
Industrial | New | Agriculture and Assembly | Efficient Lighting - Other Interior Lighting | 1 | Lighting | 0.022245
Industrial | Turnover | Agriculture and Assembly | Efficient Lighting - Other Interior Lighting | 1 | Lighting | 0.022245
Industrial | Existing | Agriculture and Assembly | Lighting Controls | 1 | Lighting | 0.022245
Industrial | New | Agriculture and Assembly | Lighting Controls | 1 | Lighting | 0.022245
Industrial | New | Agriculture and Assembly | Fan Equipment Upgrades | 1 | Custom | 0.034317
Industrial | Turnover | Agriculture and Assembly | Fan Equipment Upgrades | 1 | Custom | 0.034317
Industrial | New | Agriculture and Assembly | Motor Equipment Upgrades | 1 | Custom | 0.034317
Industrial | Turnover | Agriculture and Assembly | Motor Equipment Upgrades | 1 | Custom | 0.034317
Industrial | Existing | Agriculture and Assembly | Motor Optimization | 1 | Custom | 0.034317
Industrial | New | Agriculture and Assembly | Motor Optimization | 1 | Custom | 0.034317
Industrial | New | Agriculture and Assembly | Pump Equipment Upgrade | 1 | Custom | 0.034317
Industrial | Turnover | Agriculture and Assembly | Pump Equipment Upgrade | 1 | Custom | 0.034317
Industrial | Existing | Agriculture and Assembly | Process Refrig Controls | 1 | Custom | 0.034317
Industrial | New | Agriculture and Assembly | Process Refrig Controls | 1 | Custom | 0.034317
Industrial | New | Agriculture and Assembly | Process Refrig Equipment Upgrade | 1 | Custom | 0.034317
Industrial | Turnover | Agriculture and Assembly | Process Refrig Equipment Upgrade | 1 | Custom | 0.034317
Industrial | Existing | Agriculture and Assembly | Process Refrig System Optimization | 1 | Custom | 0.034317
Industrial | New | Agriculture and Assembly | Process Refrig System Optimization | 1 | Custom | 0.034317
Industrial | Existing | Chemicals and Plastics | Compressed Air Controls | 1 | Custom | 0.034317
Industrial | New | Chemicals and Plastics | Compressed Air Controls | 1 | Custom | 0.034317
Industrial | New | Chemicals and Plastics | Compressed Air Equipment | 1 | Custom | 0.034317
Industrial | Turnover | Chemicals and Plastics | Compressed Air Equipment | 1 | Custom | 0.034317
Industrial | Existing | Chemicals and Plastics | Lighting Controls - Exterior | 1 | Lighting | 0.022245
Industrial | New | Chemicals and Plastics | Lighting Controls - Exterior | 1 | Lighting | 0.022245
Industrial | New | Chemicals and Plastics | Efficient Lighting - High Bay | 1 | Lighting | 0.022245
Industrial | Turnover | Chemicals and Plastics | Efficient Lighting - High Bay | 1 | Lighting | 0.022245
Industrial | New | Chemicals and Plastics | Efficient Lighting - Other Interior Lighting | 1 | Lighting | 0.022245
Industrial | Turnover | Chemicals and Plastics | Efficient Lighting - Other Interior Lighting | 1 | Lighting | 0.022245
Industrial | Existing | Chemicals and Plastics | Lighting Controls | 1 | Lighting | 0.022245
Industrial | New | Chemicals and Plastics | Lighting Controls | 1 | Lighting | 0.022245
Industrial | New | Chemicals and Plastics | Fan Equipment Upgrades | 1 | Custom | 0.034317
Industrial | Turnover | Chemicals and Plastics | Fan Equipment Upgrades | 1 | Custom | 0.034317
Industrial | New | Chemicals and Plastics | Motor Equipment Upgrades | 1 | Custom | 0.034317
Industrial | Turnover | Chemicals and Plastics | Motor Equipment Upgrades | 1 | Custom | 0.034317
Industrial | New | Chemicals and Plastics | Pump Equipment Upgrade | 1 | Custom | 0.034317
Industrial | Turnover | Chemicals and Plastics | Pump Equipment Upgrade | 1 | Custom | 0.034317
Industrial | Existing | Chemicals and Plastics | Process Refrig Controls | 1 | Custom | 0.034317
Industrial | New | Chemicals and Plastics | Process Refrig Controls | 1 | Custom | 0.034317
Industrial | New | Chemicals and Plastics | Process Refrig Equipment Upgrade | 1 | Custom | 0.034317
Industrial | Turnover | Chemicals and Plastics | Process Refrig Equipment Upgrade | 1 | Custom | 0.034317
Industrial | New | Chemicals and Plastics | Process Heat Equipment Upgrade | 1 | Custom | 0.034317
Industrial | Turnover | Chemicals and Plastics | Process Heat Equipment Upgrade | 1 | Custom | 0.034317
Industrial | Existing | Chemicals and Plastics | Process Heat Improved Controls | 1 | Custom | 0.034317
Industrial | New | Chemicals and Plastics | Process Heat Improved Controls | 1 | Custom | 0.034317
Industrial | Existing | Construction | Lighting Controls - Exterior | 1 | Lighting | 0.022245
Industrial | New | Construction | Lighting Controls - Exterior | 1 | Lighting | 0.022245
Industrial | Existing | Construction | Building Envelope Improvements | 1 | HVAC | 0.04407
Industrial | New | Construction | Building Envelope Improvements | 1 | HVAC | 0.04407
Industrial | New | Construction | HVAC Equipment Upgrades | 1 | HVAC | 0.04407
Industrial | Turnover | Construction | HVAC Equipment Upgrades | 1 | HVAC | 0.04407
Industrial | Existing | Construction | HVAC Recommissioning | 1 | HVAC | 0.04407
Industrial | New | Construction | HVAC Recommissioning | 1 | HVAC | 0.04407
Industrial | New | Construction | Efficient Lighting - High Bay | 1 | Lighting | 0.022245
Industrial | Turnover | Construction | Efficient Lighting - High Bay | 1 | Lighting | 0.022245
Industrial | New | Construction | Efficient Lighting - Other Interior Lighting | 1 | Lighting | 0.022245
Industrial | Turnover | Construction | Efficient Lighting - Other Interior Lighting | 1 | Lighting | 0.022245
Industrial | Existing | Construction | Lighting Controls | 1 | Lighting | 0.022245
Industrial | New | Construction | Lighting Controls | 1 | Lighting | 0.022245
Industrial | New | Construction | Fan Equipment Upgrades | 1 | Custom | 0.034317
Industrial | Turnover | Construction | Fan Equipment Upgrades | 1 | Custom | 0.034317
Industrial | New | Construction | Motor Equipment Upgrades | 1 | Custom | 0.034317
Industrial | Turnover | Construction | Motor Equipment Upgrades | 1 | Custom | 0.034317
Industrial | Existing | Construction | Motor Optimization | 1 | Custom | 0.034317
Industrial | New | Construction | Motor Optimization | 1 | Custom | 0.034317
Industrial | New | Construction | Pump Equipment Upgrade | 1 | Custom | 0.034317
Industrial | Turnover | Construction | Pump Equipment Upgrade | 1 | Custom | 0.034317
Industrial | New | Construction | Process Refrig Equipment Upgrade | 1 | Custom | 0.034317
Industrial | Turnover | Construction | Process Refrig Equipment Upgrade | 1 | Custom | 0.034317
Industrial | Existing | Electrical and Electronic Equip. | Lighting Controls - Exterior | 1 | Lighting | 0.022245
Industrial | New | Electrical and Electronic Equip. | Lighting Controls - Exterior | 1 | Lighting | 0.022245
Industrial | Existing | Electrical and Electronic Equip. | Building Envelope Improvements | 1 | HVAC | 0.04407
Industrial | New | Electrical and Electronic Equip. | Building Envelope Improvements | 1 | HVAC | 0.04407
Industrial | New | Electrical and Electronic Equip. | HVAC Equipment Upgrades | 1 | HVAC | 0.04407
Industrial | Turnover | Electrical and Electronic Equip. | HVAC Equipment Upgrades | 1 | HVAC | 0.04407
Industrial | Existing | Electrical and Electronic Equip. | HVAC Improved Controls | 1 | HVAC | 0.04407
Industrial | New | Electrical and Electronic Equip. | HVAC Improved Controls | 1 | HVAC | 0.04407
Industrial | New | Electrical and Electronic Equip. | Efficient Lighting - High Bay | 1 | Lighting | 0.022245
Industrial | Turnover | Electrical and Electronic Equip. | Efficient Lighting - High Bay | 1 | Lighting | 0.022245
Industrial | New | Electrical and Electronic Equip. | Efficient Lighting - Other Interior Lighting | 1 | Lighting | 0.022245
Industrial | Turnover | Electrical and Electronic Equip. | Efficient Lighting - Other Interior Lighting | 1 | Lighting | 0.022245
Industrial | Existing | Electrical and Electronic Equip. | Lighting Controls | 1 | Lighting | 0.022245
Industrial | New | Electrical and Electronic Equip. | Lighting Controls | 1 | Lighting | 0.022245
Industrial | New | Electrical and Electronic Equip. | Motor Equipment Upgrades | 1 | Custom | 0.034317
Industrial | Turnover | Electrical and Electronic Equip. | Motor Equipment Upgrades | 1 | Custom | 0.034317
Industrial | Existing | Electrical and Electronic Equip. | Process Other Systems Optimization | 1 | Custom | 0.034317
Industrial | New | Electrical and Electronic Equip. | Process Other Systems Optimization | 1 | Custom | 0.034317
Industrial | New | Lumber/Furniture/Pulp/Paper | Compressed Air Equipment | 1 | Custom | 0.034317
Industrial | Turnover | Lumber/Furniture/Pulp/Paper | Compressed Air Equipment | 1 | Custom | 0.034317
Industrial | Existing | Lumber/Furniture/Pulp/Paper | Plant Energy Management | 1 | Custom | 0.034317
Industrial | New | Lumber/Furniture/Pulp/Paper | Plant Energy Management | 1 | Custom | 0.034317
Industrial | Existing | Lumber/Furniture/Pulp/Paper | Lighting Controls - Exterior | 1 | Lighting | 0.022245
Industrial | New | Lumber/Furniture/Pulp/Paper | Lighting Controls - Exterior | 1 | Lighting | 0.022245
Industrial | New | Lumber/Furniture/Pulp/Paper | HVAC Equipment Upgrades | 1 | HVAC | 0.04407
Industrial | Turnover | Lumber/Furniture/Pulp/Paper | HVAC Equipment Upgrades | 1 | HVAC | 0.04407
Industrial | New | Lumber/Furniture/Pulp/Paper | Efficient Lighting - High Bay | 1 | Lighting | 0.022245
Industrial | Turnover | Lumber/Furniture/Pulp/Paper | Efficient Lighting - High Bay | 1 | Lighting | 0.022245
Industrial | New | Lumber/Furniture/Pulp/Paper | Efficient Lighting - Other Interior Lighting | 1 | Lighting | 0.022245
Industrial | Turnover | Lumber/Furniture/Pulp/Paper | Efficient Lighting - Other Interior Lighting | 1 | Lighting | 0.022245
Industrial | Existing | Lumber/Furniture/Pulp/Paper | Lighting Controls | 1 | Lighting | 0.022245
Industrial | New | Lumber/Furniture/Pulp/Paper | Lighting Controls | 1 | Lighting | 0.022245
Industrial | New | Lumber/Furniture/Pulp/Paper | Fan Equipment Upgrades | 1 | Custom | 0.034317
Industrial | Turnover | Lumber/Furniture/Pulp/Paper | Fan Equipment Upgrades | 1 | Custom | 0.034317
Industrial | New | Lumber/Furniture/Pulp/Paper | Pump Equipment Upgrade | 1 | Custom | 0.034317
Industrial | Turnover | Lumber/Furniture/Pulp/Paper | Pump Equipment Upgrade | 1 | Custom | 0.034317
Industrial | Existing | Lumber/Furniture/Pulp/Paper | Pump System Optimization | 1 | Custom | 0.034317
Industrial | New | Lumber/Furniture/Pulp/Paper | Pump System Optimization | 1 | Custom | 0.034317
Industrial | New | Lumber/Furniture/Pulp/Paper | Process Refrig Equipment Upgrade | 1 | Custom | 0.034317
Industrial | Turnover | Lumber/Furniture/Pulp/Paper | Process Refrig Equipment Upgrade | 1 | Custom | 0.034317
Industrial | Existing | Lumber/Furniture/Pulp/Paper | Process Other Systems Optimization | 1 | Custom | 0.034317
Industrial | New | Lumber/Furniture/Pulp/Paper | Process Other Systems Optimization | 1 | Custom | 0.034317
Industrial | Existing | Metal Products and Machinery | Lighting Controls - Exterior | 1 | Lighting | 0.022245
Industrial | New | Metal Products and Machinery | Lighting Controls - Exterior | 1 | Lighting | 0.022245
Industrial | Existing | Metal Products and Machinery | Building Envelope Improvements | 1 | HVAC | 0.04407
Industrial | New | Metal Products and Machinery | Building Envelope Improvements | 1 | HVAC | 0.04407
Industrial | New | Metal Products and Machinery | HVAC Equipment Upgrades | 1 | HVAC | 0.04407
Industrial | Turnover | Metal Products and Machinery | HVAC Equipment Upgrades | 1 | HVAC | 0.04407
Industrial | New | Metal Products and Machinery | Efficient Lighting - High Bay | 1 | Lighting | 0.022245
Industrial | Turnover | Metal Products and Machinery | Efficient Lighting - High Bay | 1 | Lighting | 0.022245
Industrial | New | Metal Products and Machinery | Efficient Lighting - Other Interior Lighting | 1 | Lighting | 0.022245
Industrial | Turnover | Metal Products and Machinery | Efficient Lighting - Other Interior Lighting | 1 | Lighting | 0.022245
Industrial | Existing | Metal Products and Machinery | Lighting Controls | 1 | Lighting | 0.022245
Industrial | New | Metal Products and Machinery | Lighting Controls | 1 | Lighting | 0.022245
Industrial | New | Metal Products and Machinery | Fan Equipment Upgrades | 1 | Custom | 0.034317
Industrial | Turnover | Metal Products and Machinery | Fan Equipment Upgrades | 1 | Custom | 0.034317
Industrial | New | Metal Products and Machinery | Motor Equipment Upgrades | 1 | Custom | 0.034317
Industrial | Turnover | Metal Products and Machinery | Motor Equipment Upgrades | 1 | Custom | 0.034317
Industrial | New | Metal Products and Machinery | Pump Equipment Upgrade | 1 | Custom | 0.034317
Industrial | Turnover | Metal Products and Machinery | Pump Equipment Upgrade | 1 | Custom | 0.034317
Industrial | Existing | Metal Products and Machinery | Process Refrig Controls | 1 | Custom | 0.034317
Industrial | New | Metal Products and Machinery | Process Refrig Controls | 1 | Custom | 0.034317
Industrial | New | Metal Products and Machinery | Process Refrig Equipment Upgrade | 1 | Custom | 0.034317
Industrial | Turnover | Metal Products and Machinery | Process Refrig Equipment Upgrade | 1 | Custom | 0.034317
Industrial | Existing | Metal Products and Machinery | Process Other Systems Optimization | 1 | Custom | 0.034317
Industrial | New | Metal Products and Machinery | Process Other Systems Optimization | 1 | Custom | 0.034317
Industrial | New | Miscellaneous Manufacturing | HVAC Equipment Upgrades | 1 | HVAC | 0.04407
Industrial | Turnover | Miscellaneous Manufacturing | HVAC Equipment Upgrades | 1 | HVAC | 0.04407
Industrial | New | Miscellaneous Manufacturing | Efficient Lighting - High Bay | 1 | Lighting | 0.022245
Industrial | Turnover | Miscellaneous Manufacturing | Efficient Lighting - High Bay | 1 | Lighting | 0.022245
Industrial | New | Miscellaneous Manufacturing | Efficient Lighting - Other Interior Lighting | 1 | Lighting | 0.022245
Industrial | Turnover | Miscellaneous Manufacturing | Efficient Lighting - Other Interior Lighting | 1 | Lighting | 0.022245
Industrial | New | Miscellaneous Manufacturing | Fan Equipment Upgrades | 1 | Custom | 0.034317
Industrial | Turnover | Miscellaneous Manufacturing | Fan Equipment Upgrades | 1 | Custom | 0.034317
Industrial | New | Miscellaneous Manufacturing | Motor Equipment Upgrades | 1 | Custom | 0.034317
Industrial | Turnover | Miscellaneous Manufacturing | Motor Equipment Upgrades | 1 | Custom | 0.034317
Industrial | New | Miscellaneous Manufacturing | Pump Equipment Upgrade | 1 | Custom | 0.034317
Industrial | Turnover | Miscellaneous Manufacturing | Pump Equipment Upgrade | 1 | Custom | 0.034317
Industrial | Existing | Miscellaneous Manufacturing | Pump System Optimization | 1 | Custom | 0.034317
Industrial | New | Miscellaneous Manufacturing | Pump System Optimization | 1 | Custom | 0.034317
Industrial | New | Miscellaneous Manufacturing | Process Refrig Equipment Upgrade | 1 | Custom | 0.034317
Industrial | Turnover | Miscellaneous Manufacturing | Process Refrig Equipment Upgrade | 1 | Custom | 0.034317
Industrial | New | Primary Resources Industries | Compressed Air Equipment | 1 | Custom | 0.034317
Industrial | Turnover | Primary Resources Industries | Compressed Air Equipment | 1 | Custom | 0.034317
Industrial | Existing | Primary Resources Industries | Lighting Controls - Exterior | 1 | Lighting | 0.022245
Industrial | New | Primary Resources Industries | Lighting Controls - Exterior | 1 | Lighting | 0.022245
Industrial | Existing | Primary Resources Industries | Building Envelope Improvements | 1 | HVAC | 0.04407
Industrial | New | Primary Resources Industries | Building Envelope Improvements | 1 | HVAC | 0.04407
Industrial | New | Primary Resources Industries | HVAC Equipment Upgrades | 1 | HVAC | 0.04407
Industrial | Turnover | Primary Resources Industries | HVAC Equipment Upgrades | 1 | HVAC | 0.04407
Industrial | New | Primary Resources Industries | Efficient Lighting - High Bay | 1 | Lighting | 0.022245
Industrial | Turnover | Primary Resources Industries | Efficient Lighting - High Bay | 1 | Lighting | 0.022245
Industrial | New | Primary Resources Industries | Efficient Lighting - Other Interior Lighting | 1 | Lighting | 0.022245
Industrial | Turnover | Primary Resources Industries | Efficient Lighting - Other Interior Lighting | 1 | Lighting | 0.022245
Industrial | Existing | Primary Resources Industries | Lighting Controls | 1 | Lighting | 0.022245
Industrial | New | Primary Resources Industries | Lighting Controls | 1 | Lighting | 0.022245
Industrial | New | Primary Resources Industries | Motor Equipment Upgrades | 1 | Custom | 0.034317
Industrial | Turnover | Primary Resources Industries | Motor Equipment Upgrades | 1 | Custom | 0.034317
Industrial | New | Primary Resources Industries | Process Refrig Equipment Upgrade | 1 | Custom | 0.034317
Industrial | Turnover | Primary Resources Industries | Process Refrig Equipment Upgrade | 1 | Custom | 0.034317
Industrial | Existing | Primary Resources Industries | Process Other Systems Optimization | 1 | Custom | 0.034317
Industrial | New | Primary Resources Industries | Process Other Systems Optimization | 1 | Custom | 0.034317
Industrial | New | Stone/Clay/Glass/Concrete | Compressed Air Equipment | 1 | Custom | 0.034317
Industrial | Turnover | Stone/Clay/Glass/Concrete | Compressed Air Equipment | 1 | Custom | 0.034317
Industrial | Existing | Stone/Clay/Glass/Concrete | Lighting Controls - Exterior | 1 | Lighting | 0.022245
Industrial | New | Stone/Clay/Glass/Concrete | Lighting Controls - Exterior | 1 | Lighting | 0.022245
Industrial | Existing | Stone/Clay/Glass/Concrete | Building Envelope Improvements | 1 | HVAC | 0.04407
Industrial | New | Stone/Clay/Glass/Concrete | Building Envelope Improvements | 1 | HVAC | 0.04407
Industrial | New | Stone/Clay/Glass/Concrete | HVAC Equipment Upgrades | 1 | HVAC | 0.04407
Industrial | Turnover | Stone/Clay/Glass/Concrete | HVAC Equipment Upgrades | 1 | HVAC | 0.04407
Industrial | New | Stone/Clay/Glass/Concrete | Efficient Lighting - High Bay | 1 | Lighting | 0.022245
Industrial | Turnover | Stone/Clay/Glass/Concrete | Efficient Lighting - High Bay | 1 | Lighting | 0.022245
Industrial | New | Stone/Clay/Glass/Concrete | Efficient Lighting - Other Interior Lighting | 1 | Lighting | 0.022245
Industrial | Turnover | Stone/Clay/Glass/Concrete | Efficient Lighting - Other Interior Lighting | 1 | Lighting | 0.022245
Industrial | Existing | Stone/Clay/Glass/Concrete | Lighting Controls | 1 | Lighting | 0.022245
Industrial | New | Stone/Clay/Glass/Concrete | Lighting Controls | 1 | Lighting | 0.022245
Industrial | New | Stone/Clay/Glass/Concrete | Fan Equipment Upgrades | 1 | Custom | 0.034317
Industrial | Turnover | Stone/Clay/Glass/Concrete | Fan Equipment Upgrades | 1 | Custom | 0.034317
Industrial | New | Stone/Clay/Glass/Concrete | Pump Equipment Upgrade | 1 | Custom | 0.034317
Industrial | Turnover | Stone/Clay/Glass/Concrete | Pump Equipment Upgrade | 1 | Custom | 0.034317
Industrial | New | Stone/Clay/Glass/Concrete | Process Refrig Equipment Upgrade | 1 | Custom | 0.034317
Industrial | Turnover | Stone/Clay/Glass/Concrete | Process Refrig Equipment Upgrade | 1 | Custom | 0.034317
Industrial | New | Stone/Clay/Glass/Concrete | Process Heat Equipment Upgrade | 1 | Custom | 0.034317
Industrial | Turnover | Stone/Clay/Glass/Concrete | Process Heat Equipment Upgrade | 1 | Custom | 0.034317
Industrial | New | Textiles and Leather | Compressed Air Equipment | 1 | Custom | 0.034317
Industrial | Turnover | Textiles and Leather | Compressed Air Equipment | 1 | Custom | 0.034317
Industrial | Existing | Textiles and Leather | Lighting Controls - Exterior | 1 | Lighting | 0.022245
Industrial | New | Textiles and Leather | Lighting Controls - Exterior | 1 | Lighting | 0.022245
Industrial | Existing | Textiles and Leather | Building Envelope Improvements | 1 | HVAC | 0.04407
Industrial | New | Textiles and Leather | Building Envelope Improvements | 1 | HVAC | 0.04407
Industrial | New | Textiles and Leather | HVAC Equipment Upgrades | 1 | HVAC | 0.04407
Industrial | Turnover | Textiles and Leather | HVAC Equipment Upgrades | 1 | HVAC | 0.04407
Industrial | New | Textiles and Leather | Efficient Lighting - High Bay | 1 | Lighting | 0.022245
Industrial | Turnover | Textiles and Leather | Efficient Lighting - High Bay | 1 | Lighting | 0.022245
Industrial | New | Textiles and Leather | Efficient Lighting - Other Interior Lighting | 1 | Lighting | 0.022245
Industrial | Turnover | Textiles and Leather | Efficient Lighting - Other Interior Lighting | 1 | Lighting | 0.022245
Industrial | Existing | Textiles and Leather | Lighting Controls | 1 | Lighting | 0.022245
Industrial | New | Textiles and Leather | Lighting Controls | 1 | Lighting | 0.022245
Industrial | New | Textiles and Leather | Fan Equipment Upgrades | 1 | Custom | 0.034317
Industrial | Turnover | Textiles and Leather | Fan Equipment Upgrades | 1 | Custom | 0.034317
Industrial | New | Textiles and Leather | Motor Equipment Upgrades | 1 | Custom | 0.034317
Industrial | Turnover | Textiles and Leather | Motor Equipment Upgrades | 1 | Custom | 0.034317
Industrial | Existing | Textiles and Leather | Motor Optimization | 1 | Custom | 0.034317
Industrial | New | Textiles and Leather | Motor Optimization | 1 | Custom | 0.034317
Industrial | New | Textiles and Leather | Pump Equipment Upgrade | 1 | Custom | 0.034317
Industrial | Turnover | Textiles and Leather | Pump Equipment Upgrade | 1 | Custom | 0.034317
Industrial | New | Textiles and Leather | Process Refrig Equipment Upgrade | 1 | Custom | 0.034317
Industrial | Turnover | Textiles and Leather | Process Refrig Equipment Upgrade | 1 | Custom | 0.034317
Industrial | Existing | Transportation Equipment | Lighting Controls - Exterior | 1 | Lighting | 0.022245
Industrial | New | Transportation Equipment | Lighting Controls - Exterior | 1 | Lighting | 0.022245
Industrial | Existing | Transportation Equipment | Building Envelope Improvements | 1 | HVAC | 0.04407
Industrial | New | Transportation Equipment | Building Envelope Improvements | 1 | HVAC | 0.04407
Industrial | New | Transportation Equipment | HVAC Equipment Upgrades | 1 | HVAC | 0.04407
Industrial | Turnover | Transportation Equipment | HVAC Equipment Upgrades | 1 | HVAC | 0.04407
Industrial | Existing | Transportation Equipment | HVAC Recommissioning | 1 | HVAC | 0.04407
Industrial | New | Transportation Equipment | HVAC Recommissioning | 1 | HVAC | 0.04407
Industrial | New | Transportation Equipment | Efficient Lighting - High Bay | 1 | Lighting | 0.022245
Industrial | Turnover | Transportation Equipment | Efficient Lighting - High Bay | 1 | Lighting | 0.022245
Industrial | New | Transportation Equipment | Efficient Lighting - Other Interior Lighting | 1 | Lighting | 0.022245
Industrial | Turnover | Transportation Equipment | Efficient Lighting - Other Interior Lighting | 1 | Lighting | 0.022245
Industrial | Existing | Transportation Equipment | Lighting Controls | 1 | Lighting | 0.022245
Industrial | New | Transportation Equipment | Lighting Controls | 1 | Lighting | 0.022245
Industrial | New | Transportation Equipment | Fan Equipment Upgrades | 1 | Custom | 0.034317
Industrial | Turnover | Transportation Equipment | Fan Equipment Upgrades | 1 | Custom | 0.034317
Industrial | New | Transportation Equipment | Pump Equipment Upgrade | 1 | Custom | 0.034317
Industrial | Turnover | Transportation Equipment | Pump Equipment Upgrade | 1 | Custom | 0.034317
Industrial | New | Transportation Equipment | Process Refrig Equipment Upgrade | 1 | Custom | 0.034317
Industrial | Turnover | Transportation Equipment | Process Refrig Equipment Upgrade | 1 | Custom | 0.034317
Industrial | Existing | Water and Wastewater | Lighting Controls - Exterior | 1 | Lighting | 0.022245
Industrial | New | Water and Wastewater | Lighting Controls - Exterior | 1 | Lighting | 0.022245
Industrial | Existing | Water and Wastewater | Building Envelope Improvements | 1 | HVAC | 0.04407
Industrial | New | Water and Wastewater | Building Envelope Improvements | 1 | HVAC | 0.04407
Industrial | New | Water and Wastewater | HVAC Equipment Upgrades | 1 | HVAC | 0.04407
Industrial | Turnover | Water and Wastewater | HVAC Equipment Upgrades | 1 | HVAC | 0.04407
Industrial | Existing | Water and Wastewater | HVAC Recommissioning | 1 | HVAC | 0.04407
Industrial | New | Water and Wastewater | HVAC Recommissioning | 1 | HVAC | 0.04407
Industrial | New | Water and Wastewater | Efficient Lighting - High Bay | 1 | Lighting | 0.022245
Industrial | Turnover | Water and Wastewater | Efficient Lighting - High Bay | 1 | Lighting | 0.022245
Industrial | New | Water and Wastewater | Efficient Lighting - Other Interior Lighting | 1 | Lighting | 0.022245
Industrial | Turnover | Water and Wastewater | Efficient Lighting - Other Interior Lighting | 1 | Lighting | 0.022245
Industrial | Existing | Water and Wastewater | Lighting Controls | 1 | Lighting | 0.022245
Industrial | New | Water and Wastewater | Lighting Controls | 1 | Lighting | 0.022245
Industrial | New | Water and Wastewater | Fan Equipment Upgrades | 1 | Custom | 0.034317
Industrial | Turnover | Water and Wastewater | Fan Equipment Upgrades | 1 | Custom | 0.034317
Industrial | New | Water and Wastewater | Motor Equipment Upgrades | 1 | Custom | 0.034317
Industrial | Turnover | Water and Wastewater | Motor Equipment Upgrades | 1 | Custom | 0.034317
Industrial | Existing | Water and Wastewater | Motor Optimization | 1 | Custom | 0.034317
Industrial | New | Water and Wastewater | Motor Optimization | 1 | Custom | 0.034317
Industrial | New | Water and Wastewater | Pump Equipment Upgrade | 1 | Custom | 0.034317
Industrial | Turnover | Water and Wastewater | Pump Equipment Upgrade | 1 | Custom | 0.034317
Industrial | New | Water and Wastewater | Process Refrig Equipment Upgrade | 1 | Custom | 0.034317
Industrial | Turnover | Water and Wastewater | Process Refrig Equipment Upgrade | 1 | Custom | 0.034317

## 34b-DR
Measure Administrative Costs - DR
Season | Housing Type | Sector | Measure | Unit | Admin One Time Cost ($/unit) | Acquisition Marketing Cost ($/New Customer) | Admin Recurring Cost ($/customer) | Start Up O&M (Total $) | Start Up IT Implementation (Total $)
Summer | All | Residential | Central air conditioner - Load Shed | $/Customer | 22 | 41 | 72 | 65000 | 2600000
Winter | All | Residential | Central Heating - Load Shed | $/Customer | 22 | 41 | 72 | 65000 | 2600000
Summer | All | Residential | Central air conditioner - 50% cycling | $/Customer | 22 | 41 | 72 | 65000 | 2600000
Winter | All | Residential | Central Heating - 50% cycling | $/Customer | 22 | 41 | 72 | 65000 | 2600000
Winter | All | Residential | Water heater switches | $/Customer | 22 | 41 | 72 | 65000 | 2600000
Summer | All | Residential | Water heater switches | $/Customer | 22 | 41 | 72 | 65000 | 2600000
Winter | All | Residential | Pool pump switches | $/Customer | 22 | 41 | 72 | 65000 | 2600000
Summer | All | Residential | Pool pump switches | $/Customer | 22 | 41 | 72 | 65000 | 2600000
Winter | All | Residential | Room AC control | $/Customer | 22 | 41 | 72 | 65000 | 2600000
Summer | All | Residential | Room AC control | $/Customer | 22 | 41 | 72 | 65000 | 2600000
Winter | All | Residential | Smart thermostats - Utility Installation | $/Customer | 22 | 41 | 72 | 65000 | 2600000
Summer | All | Residential | Smart thermostats - Utility Installation | $/Customer | 22 | 41 | 72 | 65000 | 2600000
Winter | All | Residential | Smart thermostats - BYOT | $/Customer | 22 | 41 | 72 | 45000 | 2600000
Summer | All | Residential | Smart thermostats - BYOT | $/Customer | 22 | 41 | 72 | 45000 | 2600000
Winter | All | Residential | CPP + Tech | $/Customer | 22 | 41 | 72 | 65000 | 2600000
Summer | All | Residential | CPP + Tech | $/Customer | 22 | 41 | 72 | 65000 | 2600000
Summer | 0-15,000 kWh | Small Medium Business | Central air conditioner - Load Shed | $/Customer | 20 | 125 | 72 | 25000 | 2600000
Summer | 15,001-25,000 kWh | Small Medium Business | Central air conditioner - Load Shed | $/Customer | 20 | 125 | 72 | 25000 | 2600000
Summer | 25,001-50,000 kWh | Small Medium Business | Central air conditioner - Load Shed | $/Customer | 20 | 125 | 72 | 25000 | 2600000
Summer | 50,001 kWh + | Small Medium Business | Central air conditioner - Load Shed | $/Customer | 20 | 125 | 72 | 25000 | 2600000
Winter | 0-15,000 kWh | Small Medium Business | Central Heating - Load Shed | $/Customer | 20 | 125 | 72 | 25000 | 2600000
Winter | 15,001-25,000 kWh | Small Medium Business | Central Heating - Load Shed | $/Customer | 20 | 125 | 72 | 25000 | 2600000
Winter | 25,001-50,000 kWh | Small Medium Business | Central Heating - Load Shed | $/Customer | 20 | 125 | 72 | 25000 | 2600000
Winter | 50,001 kWh + | Small Medium Business | Central Heating - Load Shed | $/Customer | 20 | 125 | 72 | 25000 | 2600000
Summer | 0-15,000 kWh | Small Medium Business | Central air conditioner - 50% cycling | $/Customer | 20 | 125 | 72 | 25000 | 2600000
Summer | 15,001-25,000 kWh | Small Medium Business | Central air conditioner - 50% cycling | $/Customer | 20 | 125 | 72 | 25000 | 2600000
Summer | 25,001-50,000 kWh | Small Medium Business | Central air conditioner - 50% cycling | $/Customer | 20 | 125 | 72 | 25000 | 2600000
Summer | 50,001 kWh + | Small Medium Business | Central air conditioner - 50% cycling | $/Customer | 20 | 125 | 72 | 25000 | 2600000
Winter | 0-15,000 kWh | Small Medium Business | Central Heating - 50% cycling | $/Customer | 20 | 125 | 72 | 25000 | 2600000
Winter | 15,001-25,000 kWh | Small Medium Business | Central Heating - 50% cycling | $/Customer | 20 | 125 | 72 | 25000 | 2600000
Winter | 25,001-50,000 kWh | Small Medium Business | Central Heating - 50% cycling | $/Customer | 20 | 125 | 72 | 25000 | 2600000
Winter | 50,001 kWh + | Small Medium Business | Central Heating - 50% cycling | $/Customer | 20 | 125 | 72 | 25000 | 2600000
Summer | 0-15,000 kWh | Small Medium Business | Smart thermostats - Utility Installation | $/Customer | 20 | 125 | 72 | 25000 | 2600000
Summer | 15,001-25,000 kWh | Small Medium Business | Smart thermostats - Utility Installation | $/Customer | 20 | 125 | 72 | 25000 | 2600000
Summer | 25,001-50,000 kWh | Small Medium Business | Smart thermostats - Utility Installation | $/Customer | 20 | 125 | 72 | 25000 | 2600000
Summer | 50,001 kWh + | Small Medium Business | Smart thermostats - Utility Installation | $/Customer | 20 | 125 | 72 | 25000 | 2600000
Winter | 0-15,000 kWh | Small Medium Business | Smart thermostats - Utility Installation | $/Customer | 20 | 125 | 72 | 25000 | 2600000
Winter | 15,001-25,000 kWh | Small Medium Business | Smart thermostats - Utility Installation | $/Customer | 20 | 125 | 72 | 25000 | 2600000
Winter | 25,001-50,000 kWh | Small Medium Business | Smart thermostats - Utility Installation | $/Customer | 20 | 125 | 72 | 25000 | 2600000
Winter | 50,001 kWh + | Small Medium Business | Smart thermostats - Utility Installation | $/Customer | 20 | 125 | 72 | 25000 | 2600000
Summer | 0-15,000 kWh | Small Medium Business | Smart thermostats - BYOT | $/Customer | 20 | 125 | 72 | 25000 | 2600000
Summer | 15,001-25,000 kWh | Small Medium Business | Smart thermostats - BYOT | $/Customer | 20 | 125 | 72 | 25000 | 2600000
Summer | 25,001-50,000 kWh | Small Medium Business | Smart thermostats - BYOT | $/Customer | 20 | 125 | 72 | 25000 | 2600000
Summer | 50,001 kWh + | Small Medium Business | Smart thermostats - BYOT | $/Customer | 20 | 125 | 72 | 25000 | 2600000
Winter | 0-15,000 kWh | Small Medium Business | Smart thermostats - BYOT | $/Customer | 20 | 125 | 72 | 25000 | 2600000
Winter | 15,001-25,000 kWh | Small Medium Business | Smart thermostats - BYOT | $/Customer | 20 | 125 | 72 | 25000 | 2600000
Winter | 25,001-50,000 kWh | Small Medium Business | Smart thermostats - BYOT | $/Customer | 20 | 125 | 72 | 25000 | 2600000
Winter | 50,001 kWh + | Small Medium Business | Smart thermostats - BYOT | $/Customer | 20 | 125 | 72 | 25000 | 2600000
Summer | 0-15,000 kWh | Small Medium Business | CPP + Tech | $/Customer | 20 | 125 | 72 | 25000 | 2600000
Summer | 15,001-25,000 kWh | Small Medium Business | CPP + Tech | $/Customer | 20 | 125 | 72 | 25000 | 2600000
Summer | 25,001-50,000 kWh | Small Medium Business | CPP + Tech | $/Customer | 20 | 125 | 72 | 25000 | 2600000
Summer | 50,001 kWh + | Small Medium Business | CPP + Tech | $/Customer | 20 | 125 | 72 | 25000 | 2600000
Winter | 0-15,000 kWh | Small Medium Business | CPP + Tech | $/Customer | 20 | 125 | 72 | 25000 | 2600000
Winter | 15,001-25,000 kWh | Small Medium Business | CPP + Tech | $/Customer | 20 | 125 | 72 | 25000 | 2600000
Winter | 25,001-50,000 kWh | Small Medium Business | CPP + Tech | $/Customer | 20 | 125 | 72 | 25000 | 2600000
Winter | 50,001 kWh + | Small Medium Business | CPP + Tech | $/Customer | 20 | 125 | 72 | 25000 | 2600000
Summer | 0-50 kW | Large C&I | Auto DR | $/kW | 6 | 3 | 5 | 25000 | 2600000
Summer | 51-300 kW | Large C&I | Auto DR | $/kW | 6 | 3 | 5 | 25000 | 2600000
Summer | 301-500 kW | Large C&I | Auto DR | $/kW | 6 | 3 | 5 | 25000 | 2600000
Summer | 501 kW + | Large C&I | Auto DR | $/kW | 6 | 3 | 5 | 25000 | 2600000
Winter | 0-50 kW | Large C&I | Auto DR | $/kW | 6 | 3 | 5 | 25000 | 2600000
Winter | 51-300 kW | Large C&I | Auto DR | $/kW | 6 | 3 | 5 | 25000 | 2600000
Winter | 301-500 kW | Large C&I | Auto DR | $/kW | 6 | 3 | 5 | 25000 | 2600000
Winter | 501 kW + | Large C&I | Auto DR | $/kW | 6 | 3 | 5 | 25000 | 2600000
Summer | 0-50 kW | Large C&I | CPP | $/kW | 6 | 3 | 5 | 25000 | 2600000
Summer | 51-300 kW | Large C&I | CPP | $/kW | 6 | 3 | 5 | 25000 | 2600000
Summer | 301-500 kW | Large C&I | CPP | $/kW | 6 | 3 | 5 | 25000 | 2600000
Summer | 501 kW + | Large C&I | CPP | $/kW | 6 | 3 | 5 | 25000 | 2600000
Winter | 0-50 kW | Large C&I | CPP | $/kW | 6 | 3 | 5 | 25000 | 2600000
Winter | 51-300 kW | Large C&I | CPP | $/kW | 6 | 3 | 5 | 25000 | 2600000
Winter | 301-500 kW | Large C&I | CPP | $/kW | 6 | 3 | 5 | 25000 | 2600000
Winter | 501 kW + | Large C&I | CPP | $/kW | 6 | 3 | 5 | 25000 | 2600000
Summer | 0-50 kW | Large C&I | Firm Service Level | $/kW | 6 | 3 | 5 | 25000 | 2600000
Summer | 51-300 kW | Large C&I | Firm Service Level | $/kW | 6 | 3 | 5 | 25000 | 2600000
Summer | 301-500 kW | Large C&I | Firm Service Level | $/kW | 6 | 3 | 5 | 25000 | 2600000
Summer | 501 kW + | Large C&I | Firm Service Level | $/kW | 6 | 3 | 5 | 25000 | 2600000
Winter | 0-50 kW | Large C&I | Firm Service Level | $/kW | 6 | 3 | 5 | 25000 | 2600000
Winter | 51-300 kW | Large C&I | Firm Service Level | $/kW | 6 | 3 | 5 | 25000 | 2600000
Winter | 301-500 kW | Large C&I | Firm Service Level | $/kW | 6 | 3 | 5 | 25000 | 2600000
Winter | 501 kW + | Large C&I | Firm Service Level | $/kW | 6 | 3 | 5 | 25000 | 2600000
Summer | 0-50 kW | Large C&I | Guaranteed Load Drop | $/kW | 6 | 3 | 5 | 25000 | 2600000
Summer | 51-300 kW | Large C&I | Guaranteed Load Drop | $/kW | 6 | 3 | 5 | 25000 | 2600000
Summer | 301-500 kW | Large C&I | Guaranteed Load Drop | $/kW | 6 | 3 | 5 | 25000 | 2600000
Summer | 501 kW + | Large C&I | Guaranteed Load Drop | $/kW | 6 | 3 | 5 | 25000 | 2600000
Winter | 0-50 kW | Large C&I | Guaranteed Load Drop | $/kW | 6 | 3 | 5 | 25000 | 2600000
Winter | 51-300 kW | Large C&I | Guaranteed Load Drop | $/kW | 6 | 3 | 5 | 25000 | 2600000
Winter | 301-500 kW | Large C&I | Guaranteed Load Drop | $/kW | 6 | 3 | 5 | 25000 | 2600000
Winter | 501 kW + | Large C&I | Guaranteed Load Drop | $/kW | 6 | 3 | 5 | 25000 | 2600000

## 35
Potential Units and Sources of Capacity for JEA 2019 FEECA Proceeding
(1) | (2) | (3) | (4) | (5) | (6) | (7) | (8) | (9) | (10) | (11) | (12) | (13) | (14) | (15)
[8 empty] | Const. | Commercial | Expected | Gen. Max. | Net Capability
| Unit |  | Unit | Fuel |  | Fuel Transport |  | Start | In-Service | Retirement | Nameplate | Summer | Winter
Plant Name / Purchase Source | No. | Location | Type | Pri | Alt | Pri | Alt | Mo/Yr | Mo/Yr | Mo/Yr | KW | MW | MW | Status
The Energy Authority (TEA) | N/A | N/A | N/A | N/A | N/A | N/A | N/A | N/A | 01/20 | 12/20 | N/A | 100 | 0 | O
The Energy Authority (TEA) | N/A | N/A | N/A | N/A | N/A | N/A | N/A | N/A | 01/21 | 12/21 | N/A | 100 | 25 | O
The Energy Authority (TEA) | N/A | N/A | N/A | N/A | N/A | N/A | N/A | N/A | 01/22 | 12/22 | N/A | 25 | 0 | O
Greeland Energy Center | 3 | Duval | CT | NG | DFO | PL | TK | 01/28 | 01/29 | - | Unknown | 212 | 237 | O
Greeland Energy Center | 4 | Duval | CT | NG | DFO | PL | TK | 01/38 | 01/39 | - | Unknown | 212 | 237 | O
Notes:
TEA purchases represent seasonal capacity purchases. JEA has not made any commitments to these purchases.
Construction Start Dates (Column 9) are estimated assuming 12 month construction schedules.
"O" in "Status" (Column 15) is intended to indicate "Other" given that JEA has not made any commitments to construction of the new units.
All values are direct inputs, with no formulas.

## 39
Technical Potential – Measure Savings
Customer | Measure | Measure | Summer | Winter | Annual
Class | Type | Name | Peak | Peak | Energy
|  |  | (MW) | (MW) | (GWh)
Residential | NonEquip | Smart Power Strip | 0.28487 | 0.22228 | 2.5862
Residential | Equip | Energy Star TV | 1.4457 | 0.86483 | 7.2291
Residential | NonEquip | Water Heater Timeclock | 0 | 0 | 5.8749
Residential | NonEquip | Water Heater Thermostat Setback | 0.012533 | 0.02698 | 0.13915
Residential | NonEquip | Water Heater Blanket | 0.64721 | 1.3932 | 7.1855
Residential | NonEquip | Thermostatic Shower Restriction Valve | 0.042399 | 0.091267 | 0.47073
Residential | NonEquip | Low Flow Showerhead | 0.58329 | 1.2556 | 6.4759
Residential | NonEquip | Hot Water Pipe Insulation | 0.24028 | 0.51723 | 2.6677
Residential | NonEquip | Heat Trap | 0.14761 | 0.31776 | 1.6389
Residential | NonEquip | Faucet Aerator | 0.11793 | 0.25385 | 1.3093
Residential | NonEquip | Drain Water Heat Recovery | 0.58885 | 1.2676 | 6.5376
Residential | Equip | Solar Water Heater | 9.5052 | 1.3345 | 127.1738
Residential | NonEquip | Wall Insulation | 1.264 | 6.8276 | 9.7148
Residential | NonEquip | Storm Door | 0 | 0 | 0
Residential | NonEquip | Spray Foam Insulation(Base R30) | 15.1226 | 15.0447 | 41.3084
Residential | NonEquip | Spray Foam Insulation(Base R2) | 38.8099 | 26.3099 | 89.7287
Residential | NonEquip | Spray Foam Insulation(Base R19) | 3.506 | 3.2697 | 9.204
Residential | NonEquip | Spray Foam Insulation(Base R12) | 8.8404 | 10.8165 | 31.3054
Residential | NonEquip | Smart Thermostat | 13.5564 | 0 | 14.7537
Residential | NonEquip | Sealed crawlspace | 0 | 0.35958 | 0.25557
Residential | NonEquip | Radiant Barrier | 0.886 | 0.82851 | 2.1807
Residential | NonEquip | Programmable Thermostat | 0.28331 | 0 | 0.36386
Residential | NonEquip | HVAC ECM Motor | 0 | 0.41642 | 0.44981
Residential | NonEquip | Home Energy Management System | 0.32901 | 0.10926 | 1.5589
Residential | NonEquip | Heat Pump Tune Up | 0 | 0 | 0
Residential | NonEquip | Green Roof | 0.19832 | 0.13859 | 0.47688
Residential | NonEquip | Floor Insulation | 0 | 0.0008826 | 0.0014346
Residential | NonEquip | Energy Star Windows | 3.5292 | 4.8678 | 23.6983
Residential | NonEquip | Energy Star Door | 0.79857 | 1.916 | 4.2681
Residential | NonEquip | Energy Star Certified Roof Products | 25.4033 | 18.058 | 61.4283
Residential | NonEquip | Duct Repair | 13.6551 | 9.4654 | 32.7487
Residential | NonEquip | Duct Insulation | 0 | 0 | 0
Residential | NonEquip | Ceiling Insulation(R30 to R38) | 0.045217 | 0.33104 | 0.39905
Residential | NonEquip | Ceiling Insulation(R2 to R38) | 2.3427 | 2.8961 | 7.9165
Residential | NonEquip | Ceiling Insulation(R19 to R38) | 0.17098 | 0.18298 | 0.4378
Residential | NonEquip | Ceiling Insulation(R12 to R38) | 0.83561 | 0.87985 | 2.1813
Residential | NonEquip | Air Sealing-Infiltration Control | 11.181 | 8.1915 | 27.3105
Residential | NonEquip | Solar Attic Fan | 0.29724 | 0 | 0.86437
Residential | NonEquip | Window Sun Protection | 6.7468 | -3.0879 | 4.4855
Residential | NonEquip | Central AC Tune Up | 0 | 0 | 0
Residential | Equip | Variable Refrigerant Flow (VRF) HVAC Systems | 0.057063 | 0.23089 | 1.5106
Residential | Equip | Energy Star Room AC | 1.4601 | 0 | 2.3651
Residential | NonEquip | Removal of 2nd Refrigerator-Freezer | 1.1447 | 0.38138 | 10.9661
Residential | Equip | Energy Star Refrigerator | 4.5474 | 1.5151 | 43.5644
Residential | Equip | High Efficiency Induction Cooktop | 2.1865 | 0.52459 | 9.2201
Residential | Equip | Variable Speed Pool Pump | 19.1951 | 0 | 35.319
Residential | Equip | Two Speed Pool Pump | 0 | 0 | 0
Residential | Equip | Solar Powered Pool Pumps | 0 | 0 | 0
Residential | Equip | Solar Pool Heater | 0 | 0 | 10.0443
Residential | Equip | Heat Pump Pool Heater | 0 | 0 | 29.5118
Residential | Equip | Instantaneous Hot Water System | -0.0027108 | 0.032228 | 0.11702
Residential | Equip | High Efficiency Convection Oven | 1.8791 | 0.61782 | 7.5721
Residential | Equip | Energy Star Audio-Video Equipment | 0 | 0 | 33.735
Residential | Equip | Energy Star Dehumidifier | 0.087936 | 0.016657 | 0.53616
Residential | NonEquip | Interior Lighting Controls | 0.22514 | 0.17 | 1.66
Residential | NonEquip | Exterior Lighting Controls | 0 | 0 | 0.22622
Residential | Equip | LED Specialty Lamps-5W Chandelier | 0.3829 | 0.40202 | 4.3531
Residential | Equip | LED - 9W Flood | 8.5209 | 8.9465 | 96.8715
Residential | Equip | LED - 14W | 6.1675 | 6.4755 | 70.1165
Residential | Equip | Low Wattage T8 Fixture | 0 | 0 | 0
Residential | Equip | Linear LED | 0 | 1.4639e-06 | 25.1321
Residential | Equip | Energy Star Personal Computer | 2.7461 | 0.58871 | 17.3204
Residential | Equip | Energy Star Imaging Equipment | 0.037136 | 0.021683 | 0.40961
Residential | Equip | Ground Source Heat Pump | 0.041142 | 0.047021 | 0.10248
Residential | Equip | 21 SEER ASHP from base electric resistance heating | 27.4063 | 9.2602 | 92.2135
Residential | Equip | 21 SEER Air Source Heat Pump | 35.4415 | 6.0376 | 90.9281
Residential | Equip | 14 SEER ASHP from base electric resistance heating | 0 | 0 | 0
Residential | Equip | 18 SEER Air Source Heat Pump | 0 | 0 | 0
Residential | Equip | 17 SEER Air Source Heat Pump | 0 | 0 | 0
Residential | Equip | 16 SEER Air Source Heat Pump | 0 | 0 | 0
Residential | Equip | 15 SEER Air Source Heat Pump | 0 | 0 | 0
Residential | Equip | Heat Pump Water Heater | 8.476 | 31.6603 | 126.0602
Residential | Equip | Energy Star Freezer | 0.29374 | 0.20328 | 2.2603
Residential | Equip | Energy Star Ceiling Fan | 0 | 0.00076276 | 6.6875
Residential | Equip | Energy Star Bathroom Ventilating Fan | 0.1896 | 0.7584 | 5.4165
Residential | Equip | LED - 9W Flood (Exterior) | 0 | 0 | 6.1344
Residential | Equip | CFL - 15W Flood (Exterior) | 0 | 0 | 0
Residential | Equip | Energy Star Dishwasher | 0.16235 | 0.17649 | 1.4829
Residential | Equip | Energy Star Clothes Washer | 0.78558 | 0.45627 | 4.9953
Residential | Equip | Heat Pump Clothes Dryer | 7.7452 | 4.4985 | 49.2504
Residential | Equip | Energy Star Clothes Dryer | 3.7133 | 2.1567 | 23.6125
Residential | Equip | 21 SEER Central AC | 127.6395 | 0 | 206.7569
Residential | Equip | 18 SEER Central AC | 0 | 0 | 0
Residential | Equip | 17 SEER Central AC | 0 | 0 | 0
Residential | Equip | 16 SEER Central AC | 0 | 0 | 0
Residential | Equip | 15 SEER Central AC | 0 | 0 | 0
Residential | Equip | Energy Star Air Purifier | 3.8084 | 2.7481 | 28.7396
Commercial | NonEquip | Retro-Commissioning | 22.4687 | 32.6694 | 95.6667
Commercial | NonEquip | Strip Curtains for Walk-ins | 0.028305 | 0.0083533 | 0.19656
Commercial | NonEquip | Refrigerated Display Case Lighting Controls | 0.089123 | 0.08328 | 0.6488
Commercial | NonEquip | PSC to ECM Evaporator Fan Motor (Walk-In, Refrigerator) | 0.7298 | 0.15549 | 5.3062
Commercial | NonEquip | PSC to ECM Evaporator Fan Motor (Reach-In) | 0.79711 | 0.15916 | 5.788
Commercial | NonEquip | Night Covers for Display Cases | 0.061316 | 0.027403 | 0.40821
Commercial | NonEquip | High R-Value Glass Doors | 1.8684 | 0.64264 | 12.7939
Commercial | NonEquip | High Efficiency Refrigeration Compressor | 0.44877 | 0.21589 | 2.9933
Commercial | NonEquip | Freezer-Cooler Replacement Gaskets | 0.19284 | 0.078107 | 1.3495
Commercial | NonEquip | Floating Head Pressure Controls | 0.031162 | 0.026102 | 0.24035
Commercial | NonEquip | Demand Defrost | 1.9912 | 0.41435 | 14.4708
Commercial | NonEquip | Automatic Door Closer for Walk-in Coolers and Freezers | 0.13649 | 0.044224 | 0.99392
Commercial | NonEquip | Anti-Sweat Controls | 1.8101 | 1.7959 | 21.9628
Commercial | Equip | Energy Star Vending Machine | 2.8391 | 1.7734 | 18.1508
Commercial | Equip | Energy Star Ice Maker | 0.53603 | 0.3668 | 3.632
Commercial | NonEquip | Outdoor Lighting Controls | 0 | 0 | 10.3405
Commercial | NonEquip | Bi-Level Lighting Control (Exterior) | 0 | 0 | 4.3499
Commercial | Equip | LED Traffic and Crosswalk Lighting | 0 | 0 | 0
Commercial | Equip | LED Street Lights | 0 | 0 | 0
Commercial | Equip | Energy Star Steamer | 0.010911 | 0.0063354 | 0.074255
Commercial | Equip | LED Exterior Lighting | 0 | 0 | 0.023499
Commercial | Equip | LED - 9W Flood | 0 | 0 | 0.058526
Commercial | Equip | CFL - 15W Flood | 0 | 0 | 0
Commercial | NonEquip | Interior Lighting Controls | 0 | 0 | 24.6917
Commercial | NonEquip | Bi-Level Lighting Control (Interior) | 0.23032 | 0 | 41.3237
Commercial | NonEquip | Facility Energy Management System | 3.3208 | 0.5275 | 15.6976
Commercial | Equip | LED Display Lighting (Interior) | 0.0016458 | 0.00058263 | 0.008431
Commercial | Equip | LED - 14W | 0.03887 | 0.014287 | 0.20441
Commercial | Equip | CFL-23W | 0 | 0 | 0
Commercial | NonEquip | Smart Strip Plug Outlet | 0.1027 | 0.058584 | 0.69065
Commercial | NonEquip | Network PC Power Management | 0.22279 | 0.15608 | 1.5103
Commercial | Equip | Server Virtualization | 0.19057 | 0.13254 | 1.2804
Commercial | Equip | Energy Star Servers | 0.030848 | 0.021456 | 0.20726
Commercial | Equip | High Efficiency Data Center Cooling | 0.016792 | 0.0096985 | 0.073244
Commercial | NonEquip | Window Sun Protection | 5.6667 | -0.19492 | 15.9427
Commercial | NonEquip | Waterside Economizer | 0.45432 | 0 | 1.2448
Commercial | NonEquip | Smart Thermostat | 3.8092 | 0.59354 | 38.5275
Commercial | NonEquip | Programmable Thermostat | 0 | 0 | 0
Commercial | NonEquip | Low U-Value Windows | 13.3459 | -0.075808 | 39.2058
Commercial | NonEquip | HVAC tune-up_RTU | 0 | 0 | 0
Commercial | NonEquip | HVAC tune-up | 0 | 0 | 0
Commercial | NonEquip | Green Roof | 0.002627 | 0 | 0.010428
Commercial | NonEquip | Facility Commissioning | 0.23243 | 0.0048476 | 1.2259
Commercial | NonEquip | Energy Recovery Ventilation System (ERV) | 45.6838 | 4.3763 | 28.2385
Commercial | NonEquip | Duct Sealing Repair | 2.9848 | 0.8863 | 16.4197
Commercial | NonEquip | Dedicated Outdoor Air System on VRF unit | 0.10702 | 0.4797 | 1.9904
Commercial | NonEquip | Cool Roof | 4.5528 | 0 | 10.8204
Commercial | NonEquip | Chilled Water System - Variable Speed Drives | 3.8457 | 0.43207 | 37.4731
Commercial | NonEquip | Chilled Water Controls Optimization | 1.9886 | 0.0084835 | 5.7599
Commercial | NonEquip | Ceiling Insulation(R2 to R38) | 0.057957 | 0.64563 | 4.3277
Commercial | NonEquip | Ceiling Insulation(R12 to R38) | 0.0048925 | 0.047835 | 0.35054
Commercial | NonEquip | Airside Economizer | -0.22644 | 0.0013278 | 1.1958
Commercial | NonEquip | Wall Insulation | 0.85959 | 0.2044 | 11.7331
Commercial | NonEquip | Roof Insulation | 0.89687 | 1.2786 | 11.1291
Commercial | NonEquip | Floor Insulation | 0.010649 | 0.061518 | 0.37943
Commercial | NonEquip | Duct Insulation | 0.58203 | 0.10075 | 2.315
Commercial | NonEquip | Ceiling Insulation(R19 to R38) | 0.00052605 | 0.014078 | 0.057498
Commercial | Equip | Geothermal Heat Pump | 0.10307 | 0.065901 | 0.4673
Commercial | Equip | Variable Refrigerant Flow (VRF) HVAC Systems | 0.25524 | 1.612 | 6.3316
Commercial | Equip | High Efficiency PTHP | 0 | 0 | 0
Commercial | Equip | High Efficiency PTAC | 0 | 0 | 0
Commercial | NonEquip | Water Cooled Refrigeration Heat Recovery | 0 | 0.12457 | 1.29
Commercial | NonEquip | Warehouse Loading Dock Seals | 0 | 0.025768 | 0.12727
Commercial | NonEquip | Infiltration Reduction - Air Sealing | 0.031698 | 0.09055 | 0.28116
Commercial | NonEquip | ECM Motors on Furnaces | 0 | 0.00024952 | 0.020127
Commercial | NonEquip | Destratification Fans | 0 | 0.11507 | 0.56833
Commercial | NonEquip | Ceiling Insulation(R30 to R38) | 0 | 0.001869 | 0.0041434
Commercial | NonEquip | Air Curtains | 0 | 0.0038885 | 0.05732
Commercial | NonEquip | Hotel Card Energy Control Systems | 0.014155 | -0.0050258 | 1.9375
Commercial | Equip | Energy Star Refrigerator | 1.4888 | 1.1714 | 11.3076
Commercial | NonEquip | VSD Controlled Compressor | 0.42957 | 0.24509 | 2.9777
Commercial | NonEquip | Regenerative Drive Elevator Motor | 0.011379 | 0.0052435 | 0.084727
Commercial | NonEquip | Engine Block Timer | 0.072535 | 0.074749 | 1.2128
Commercial | NonEquip | Efficient Motor Belts | 0.0080154 | 0.0026644 | 0.058955
Commercial | Equip | Variable Speed Pool Pump | 0.0097349 | 0.0015111 | 0.041366
Commercial | Equip | Solar Powered Pool Pump | 0.0022236 | 0.00034516 | 0.0094487
Commercial | Equip | Solar Pool Heater | 0 | 0.00057146 | 0.015644
Commercial | Equip | Heat Pump Pool Heater | 0 | 0.007064 | 0.19338
Commercial | Equip | High Efficiency DX 135k- less than 240k BTU | 8.6814 | 0 | 22.5755
Commercial | Equip | Premium T8 - Lamp Replacement | 0 | 0 | 0
Commercial | Equip | Premium T8 - Fixture Replacement | 0 | 0 | 0
Commercial | Equip | LED Linear - Lamp Replacement | 4.5071 | 0.81822 | 20.0359
Commercial | Equip | LED Linear - Fixture Replacement | 28.8716 | 5.5639 | 127.3507
Commercial | Equip | Energy Star Commercial Oven | 0.56467 | 0.29549 | 3.4773
Commercial | Equip | ENERGY STAR Water Cooler | 0.19154 | 0.19154 | 1.1013
Commercial | Equip | ENERGY STAR Commercial Clothes Washer | 0.40347 | 0.45958 | 4.2784
Commercial | Equip | Efficient Battery Charger | 1.9606 | 0 | 3.5782
Commercial | Equip | Energy Star Uninterruptable Power Supply | 0.027411 | 0.027411 | 0.24012
Commercial | NonEquip | VAV System | 0.99877 | 1.0136 | 3.5092
Commercial | NonEquip | Demand Controlled Ventilation | 1.6537 | 9.3104 | 15.8836
Commercial | NonEquip | CO Sensors for Parking Garage Exhaust | 0.015663 | 0.015663 | 0.3891
Commercial | Equip | High Speed Fans | 0.00306 | 0.0021208 | 0.023288
Commercial | Equip | 10HP Open Drip-Proof(ODP) Motor | 0.00072165 | 0.00053155 | 0.0055143
Commercial | Equip | High Bay LED | 14.4685 | 14.1952 | 78.2375
Commercial | Equip | High Bay Fluorescent (T5) | 0 | 0 | 0
Commercial | Equip | Energy Star Fryer | 0.12319 | 0.038096 | 0.76
Commercial | Equip | LED Parking Lighting | 0 | 0 | 8.7083
Commercial | Equip | High Efficiency HID Lighting | 0 | 0 | 0
Commercial | Equip | LED Display Lighting (Exterior) | 0 | 0 | 0.018388
Commercial | Equip | ENERGY STAR Imaging Equipment | 0.49158 | 0.3301 | 3.5448
Commercial | Equip | High Efficiency Chiller (Air Cooled, 50 tons) | 1.8668 | 0.21285 | 7.2961
Commercial | Equip | High Efficiency Chiller (Water cooled-positive displacement, 100 tons) | 0.74449 | 0.003623 | 2.1034
Commercial | Equip | High Efficiency Chiller (Water cooled-centrifugal, 200 tons) | 1.2398 | 0.0060332 | 3.5027
Commercial | Equip | Refrigerated Display Case LED Lighting | 0 | 0 | 0
Commercial | Equip | Energy Star Commercial Solid Door Refrigerator | 8.0694 | 3.6059 | 54.026
Commercial | Equip | Energy Star Commercial Solid Door Freezer | 4.4587 | 1.9924 | 29.8517
Commercial | Equip | Energy Star Commercial Glass Door Refrigerator | 0 | 0 | 0
Commercial | Equip | Energy Star Commercial Glass Door Freezer | 0 | 0 | 0
Commercial | Equip | Induction Cooktops | 0.32859 | 0.1353 | 1.5239
Commercial | Equip | Efficient Exhaust Hood | 1.627 | 0.63861 | 7.4423
Commercial | Equip | Energy Star Hot Food Holding Cabinet | 4.0262 | 1.9482 | 21.8622
Commercial | Equip | Energy Star Griddle | 1.002 | 0.25643 | 6.0639
Commercial | Equip | Energy Star PCs | 0.30716 | 0.11059 | 2.1097
Commercial | NonEquip | Thermostatic Shower Restriction Valve | 0.2199 | 1.4109 | 3.5092
Commercial | NonEquip | Tank Wrap on Water Heater | 0.082807 | 0.084486 | 0.82667
Commercial | NonEquip | Low-Flow Pre-Rinse Sprayers | 0.11669 | 0.21971 | 1.0377
Commercial | NonEquip | Low Flow Shower Head | 0.038265 | 0.24573 | 0.61102
Commercial | NonEquip | Hot Water Pipe Insulation | 0.06163 | 0.079035 | 0.6144
Commercial | NonEquip | Hot Water Circulation Pump Control | 0.1209 | 0.12551 | 3.7818
Commercial | NonEquip | Faucet Aerator | 0.031458 | 0.065088 | 0.23967
Commercial | NonEquip | Drain Water Heat Recovery | 0.049308 | 0.11388 | 0.38606
Commercial | Equip | Solar Water Heater | 1.6912 | 0.23743 | 22.6269
Commercial | Equip | Heat Pump Water Heater | 3.3112 | 7.8967 | 30.7543
Commercial | Equip | Energy Star Commercial Dishwasher | 0.48771 | -5.1888e-05 | 6.7214
Commercial | Equip | Instantaneous Hot Water System | 0.10098 | 0.13444 | 0.93844
Commercial | Equip | Two Speed Pool Pump | 0 | 0 | 0
Commercial | NonEquip | Thermal Energy Storage | 16.2997 | 4.724 | -2.5937
Industrial | NonEquip | Process Other Systems Optimization | 0.62223 | 0.60689 | 4.5196
Industrial | NonEquip | Plant Energy Management | 12.7879 | 12.4958 | 93.7033
Industrial | NonEquip | Process Heat System Optimization | 0.5336 | 0.52044 | 3.8759
Industrial | NonEquip | Process Heat Improved Controls | 0.21654 | 0.2112 | 1.5728
Industrial | NonEquip | Process Refrig System Optimization | 0.51236 | 0.49973 | 3.7216
Industrial | NonEquip | Process Refrig Controls | 0.1887 | 0.18404 | 1.3706
Industrial | Equip | Process Refrig Equipment Upgrade | 0.61505 | 0.59989 | 4.4675
Industrial | NonEquip | Pump System Optimization | 2.0846 | 2.0295 | 15.4803
Industrial | NonEquip | Pump Improved Controls | 0.38321 | 0.37309 | 2.8457
Industrial | NonEquip | Motor Optimization | 4.0457 | 3.9388 | 30.0434
Industrial | NonEquip | Motor Improved Controls | 0.35847 | 0.349 | 2.662
Industrial | Equip | Pump Equipment Upgrade | 2.6712 | 2.6007 | 19.8368
Industrial | Equip | Motor Equipment Upgrades | 0.7752 | 0.75473 | 5.7567
Industrial | NonEquip | Fan Improved Controls | 3.1975 | 3.113 | 23.7447
Industrial | Equip | Fan Equipment Upgrades | 1.2396 | 1.2068 | 9.2051
Industrial | NonEquip | Lighting Controls | 0.84722 | 0.82352 | 5.9355
Industrial | Equip | Efficient Lighting - Other Interior Lighting | 4.1145 | 3.9994 | 28.8258
Industrial | Equip | Efficient Lighting - High Bay | 3.3637 | 3.2696 | 23.5659
Industrial | NonEquip | HVAC Recommissioning | 0.99178 | 0.96772 | 6.9622
Industrial | NonEquip | HVAC Improved Controls | 0.90601 | 0.88403 | 6.36
Industrial | NonEquip | Building Envelope Improvements | 1.076 | 1.0499 | 7.5534
Industrial | Equip | HVAC Equipment Upgrades | 1.3667 | 1.3335 | 9.594
Industrial | NonEquip | Lighting Controls - Exterior | 0 | 0 | 0.68705
Industrial | Equip | Efficient Lighting - Exterior | 0 | 0 | 1.9754
Industrial | NonEquip | Compressed Air System Optimization | 1.0511 | 1.0233 | 7.8054
Industrial | NonEquip | Compressed Air Controls | 1.255 | 1.2219 | 9.3199
Industrial | Equip | Compressed Air Equipment | 2.7945 | 2.7207 | 20.7522
Industrial | Equip | Process Heat Equipment Upgrade | 1.5168 | 1.4794 | 11.0177
Industrial | NonEquip | Fan System Optimization | 2.7434 | 2.6709 | 20.3724
Industrial | Equip | Process Other Equipment Upgrades | 0.02929 | 0.028567 | 0.21275
Residential | Direct Load Control | Central air conditioner - Load Shed | 488.549 | 1150.222 | 0
Residential | Direct Load Control | Central Heating - Load Shed
Residential | Direct Load Control | Central air conditioner - 50% cycling
Residential | Direct Load Control | Central Heating - 50% cycling
Residential | Direct Load Control | Water heater switches
Residential | Direct Load Control | Pool pump switches
Residential | Direct Load Control | Room AC control
Residential | Direct Load Control | Smart thermostats - Utility Installation
Residential | Direct Load Control | Smart thermostats - BYOT
Residential | Pricing | CPP + Tech
Small C&I | Direct Load Control | Central air conditioner - Load Shed | 63.825 | 48.007 | 0
Small C&I | Direct Load Control | Central Heating - Load Shed
Small C&I | Direct Load Control | Central air conditioner - 50% cycling
Small C&I | Direct Load Control | Central Heating - 50% cycling
Small C&I | Direct Load Control | Smart thermostats - Utility Installation
Small C&I | Direct Load Control | Smart thermostats - BYOT
Small C&I | Pricing | CPP + Tech
Large C&I | Utility-Controlled Loads | Auto DR | 474.575 | 455.293 | 0
Large C&I | Pricing | CPP
Large C&I | Contractual | Firm Service Level
Large C&I | Contractual | Guaranteed Load Drop
Residential | PV | PV System | 325.3214 | 0.17235 | 2001.0381
Residential | Storage | Battery Storage from PV System | 67.7758 | 65.4923 | 0
Non-Residential | PV | PV System | 156.7088 | 0.083021 | 963.9093
Non-Residential | Storage | Battery Storage from PV System | 0 | 0 | 0
Non-Residential | CHP | CHP – Fuel Cell | 179.75 | 149.279 | 1117.9731
Non-Residential | CHP | CHP – Micro Turbine | 133.8 | 111.1184 | 574.3231
Non-Residential | CHP | CHP – Gas Turbine | 51.5 | 42.7698 | 365.4234
Non-Residential | CHP | CHP – Reciprocating Engine | 321.75 | 267.2074 | 1127.412
Non-Residential | CHP | CHP - Steam Turbine | 156 | 129.5551 | 1229.904

## 40
Energy Efficiency (EE)
Technical Potential – Change Since Last Goalsetting Proceeding
TPS | Summer Peak (MW) |  |  | Winter Peak (MW) |  |  | Annual Energy (GWh)
| Res | Com & | Total | Res | Com & | Total | Res | Com & | Total
|  | Ind |  |  | Ind |  |  | Ind
2014 | 483.9782 | 255.4585 | 739.4367 | 350.8448 | 124.3543 | 475.1991 | 1989.9131 | 1146.5101 | 3136.4232
2019 | 818.8522 | 287.0137 | 1105.866 | 258.9588 | 159.2605 | 418.2194 | 3582.5587 | 1423.1686 | 5005.7273
Delta | 334.874 | 31.5552 | 366.4292 | -91.886 | 34.9063 | -56.9797 | 1592.6455 | 276.6585 | 1869.304
Demand Response (DR)
Technical Potential – Change Since Last Goalsetting Proceeding | [9 empty] | NOTE: Nexant defined DR TP differently from Itron in the 2009 TPS. Itron limited TP based on available DR technology, Nexant assumed all curtailable load not currently enrolled in DR was eligible for TP. For the Large C&I customers this included all load for each customer.
TPS | Summer Peak (MW) |  |  | Winter Peak (MW) |  |  | Annual Energy (GWh)
| Res | Com & | Total | Res | Com & | Total | Res | Com & | Total
|  | Ind |  |  | Ind |  |  | Ind
2014 | 485.5493 | 123.9389 | 609.4882 | 559.3036 | 37.3954 | 596.699 | NA | NA | NA
2019 | 488.549 | 538.4 | 1026.949 | 1150.222 | 503.3 | 1653.522 | NA | NA | NA
Delta | 2.9997 | 414.4611 | 417.4608 | 590.9184 | 465.9046 | 1056.823 | NA | NA | NA
Demand-Side Renewable Energy (DSRE)
Technical Potential – Change Since Last Goalsetting Proceeding
TPS | Summer Peak (MW) |  |  | Winter Peak (MW) |  |  | Annual Energy (GWh)
| Res | Com & | Total | Res | Com & | Total | Res | Com & | Total
|  | Ind |  |  | Ind |  |  | Ind
2014 | 958.7609 | 567 | 1525.7609 | 173.7612 | 72 | 245.7612 | 2642.8633 | 1499 | 4141.8633
2019* | 325.3214 | 156.7088 | 482.0302 | 0.17235 | 0.083021 | 0.25537 | 2001.0381 | 963.9093 | 2964.9474
Delta | -633.4395 | -410.2912 | -1043.7307 | -173.5888 | -71.917 | -245.5058 | -641.8252 | -535.0907 | -1176.9159
*PV only for direct comparison with 2014 DSRE results, which were PV only.
DSRE - 2019 Only
2019 - Storage | 67.7758 | 0 | 67.7758 | 65.4923 | 0 | 65.4923 | 0 | 0 | 0
2019 -CHP | N/A | 842.8 | 842.8 | N/A | 699.9297 | 699.9297 | N/A | 4415.0356 | 4415.0356

## 41-EP
Economic Potential - RIM | [10 empty] | Economic Potential - RIM | [11 empty] | Economic Potential - TRC | [10 empty] | Economic Potential - TRC
Passing Measures Results | [10 empty] | Falling Measures Results | [11 empty] | Passing Measures Results | [10 empty] | Falling Measures Results
[Economic Potential or Achievable Potential] – [TRC or RIM] | [10 empty] | [Economic Potential or Achievable Potential] – [TRC or RIM] | [11 empty] | [Economic Potential or Achievable Potential] – [TRC or RIM] | [10 empty] | [Economic Potential or Achievable Potential] – [TRC or RIM]
Customer | Measure | Included | Segment | Vintage | TRC | RIM | PCT | Summer | Winter | Energy | Customer | Measure | Included | Segment | Vintage | TRC | RIM | PCT | Summer | Winter | Energy | Reason For | Customer | Measure | Included | Segment | Vintage | TRC | RIM | PCT | Summer | Winter | Energy | Customer | Measure | Included | Segment | Vintage | TRC | RIM | PCT | Summer | Winter | Energy | Reason For
Class | Name | (Y/N) | [5 empty] | (MW) | (MW) | (GWh) | Class | Name | (Y/N) | [5 empty] | (MW) | (MW) | (GWh) | Failure | Class | Name | (Y/N) | [5 empty] | (MW) | (MW) | (GWh) | Class | Name | (Y/N) | [5 empty] | (MW) | (MW) | (GWh) | Failure
Industrial | Lighting Controls - Exterior | N | Agriculture and Assembly | Existing | 4.0616 | 1.0174 | 3.9921 | 0 | 0 | 0.069172 | Residential | Energy Star Clothes Dryer | N | Single Family | Turnover | 0.3297 | 0.57621 | 0.57219 | 0 | 0 | 0 | Fail RIM | Residential | High Efficiency Induction Cooktop | N | Single Family | Turnover | 1.2403 | 0.58371 | 2.1249 | 1.8428 | 0.44212 | 7.7708 | Residential | Energy Star Clothes Dryer | N | Single Family | Turnover | 0.3297 | 0.57621 | 0.57219 | 0 | 0 | 0 | Fail TRC
Industrial | Lighting Controls - Exterior | N | Agriculture and Assembly | New | 4.0616 | 1.0174 | 3.9921 | 0 | 0 | 0.001178 | Residential | Energy Star Clothes Dryer | N | Multi-Family | Turnover | 0.3297 | 0.57621 | 0.57219 | 0 | 0 | 0 | Fail RIM | Residential | High Efficiency Induction Cooktop | N | Multi-Family | Turnover | 1.2403 | 0.58371 | 2.1249 | 0.2881 | 0.069122 | 1.2149 | Residential | Energy Star Clothes Dryer | N | Multi-Family | Turnover | 0.3297 | 0.57621 | 0.57219 | 0 | 0 | 0 | Fail TRC
Industrial | Lighting Controls - Exterior | N | Chemicals and Plastics | Existing | 3.6265 | 1.0174 | 3.5645 | 0 | 0 | 0.16624 | Residential | Energy Star Clothes Dryer | N | Manufactured Home | Turnover | 0.3297 | 0.57621 | 0.57219 | 0 | 0 | 0 | Fail RIM | Residential | High Efficiency Induction Cooktop | N | Manufactured Home | Turnover | 1.2403 | 0.58371 | 2.1249 | 0.022141 | 0.0053122 | 0.093367 | Residential | Energy Star Clothes Dryer | N | Manufactured Home | Turnover | 0.3297 | 0.57621 | 0.57219 | 0 | 0 | 0 | Fail TRC
Industrial | Lighting Controls - Exterior | N | Chemicals and Plastics | New | 3.6265 | 1.0174 | 3.5645 | 0 | 0 | 0.0028312 | Residential | Energy Star Clothes Dryer | N | Single Family | New | 0.3297 | 0.57621 | 0.57219 | 0 | 0 | 0 | Fail RIM | Residential | High Efficiency Induction Cooktop | N | Single Family | New | 1.2403 | 0.58371 | 2.1249 | 0.028632 | 0.0068696 | 0.12074 | Residential | Energy Star Clothes Dryer | N | Single Family | New | 0.3297 | 0.57621 | 0.57219 | 0 | 0 | 0 | Fail TRC
Industrial | Lighting Controls - Exterior | N | Construction | Existing | 3.6704 | 1.0174 | 3.6076 | 0 | 0 | 0.027764 | Residential | Energy Star Clothes Dryer | N | Multi-Family | New | 0.3297 | 0.57621 | 0.57219 | 0 | 0 | 0 | Fail RIM | Residential | High Efficiency Induction Cooktop | N | Multi-Family | New | 1.2403 | 0.58371 | 2.1249 | 0.0044764 | 0.001074 | 0.018876 | Residential | Energy Star Clothes Dryer | N | Multi-Family | New | 0.3297 | 0.57621 | 0.57219 | 0 | 0 | 0 | Fail TRC
Industrial | Lighting Controls - Exterior | N | Construction | New | 3.6704 | 1.0174 | 3.6076 | 0 | 0 | 0.00047284 | Residential | Energy Star Clothes Dryer | N | Manufactured Home | New | 0.3297 | 0.57621 | 0.57219 | 0 | 0 | 0 | Fail RIM | Residential | High Efficiency Induction Cooktop | N | Manufactured Home | New | 1.2403 | 0.58371 | 2.1249 | 0.00034402 | 8.2539e-05 | 0.0014507 | Residential | Energy Star Clothes Dryer | N | Manufactured Home | New | 0.3297 | 0.57621 | 0.57219 | 0 | 0 | 0 | Fail TRC
Industrial | Lighting Controls - Exterior | N | Electrical and Electronic Equip. | Existing | 3.5544 | 1.0174 | 3.4936 | 0 | 0 | 0.056104 | Residential | Energy Star Clothes Washer | N | Single Family | Turnover | 5.2502 | 0.57621 | 9.1115 | 0 | 0 | 0 | Fail RIM | Residential | 21 SEER ASHP from base electric resistance heating | N | Single Family | Turnover | 1.0551 | 0.58818 | 1.7938 | 24.7214 | 7.7915 | 81.4867 | Residential | Energy Star Clothes Washer | N | Single Family | Turnover | 5.2502 | 0.57621 | 9.1115 | 0 | 0 | 0 | Fail 2-year Threshold
Industrial | Lighting Controls - Exterior | N | Electrical and Electronic Equip. | New | 3.5544 | 1.0174 | 3.4936 | 0 | 0 | 0.00095549 | Residential | Energy Star Clothes Washer | N | Multi-Family | Turnover | 5.2502 | 0.57621 | 9.1115 | 0 | 0 | 0 | Fail RIM | Residential | 21 SEER ASHP from base electric resistance heating | N | Manufactured Home | Turnover | 1.0551 | 0.58818 | 1.7938 | 0.14891 | 0.039503 | 0.46844 | Residential | Energy Star Clothes Washer | N | Multi-Family | Turnover | 5.2502 | 0.57621 | 9.1115 | 0 | 0 | 0 | Fail 2-year Threshold
Industrial | Lighting Controls - Exterior | N | Lumber/Furniture/Pulp/Paper | Existing | 2.9427 | 1.0174 | 2.8924 | 0 | 0 | 0.06785 | Residential | Energy Star Clothes Washer | N | Manufactured Home | Turnover | 5.2502 | 0.57621 | 9.1115 | 0 | 0 | 0 | Fail RIM | Residential | 21 SEER ASHP from base electric resistance heating | N | Single Family | New | 1.0551 | 0.58818 | 1.7938 | 0.41653 | 0.13154 | 1.3738 | Residential | Energy Star Clothes Washer | N | Manufactured Home | Turnover | 5.2502 | 0.57621 | 9.1115 | 0 | 0 | 0 | Fail 2-year Threshold
Industrial | Lighting Controls - Exterior | N | Lumber/Furniture/Pulp/Paper | New | 2.9427 | 1.0174 | 2.8924 | 0 | 0 | 0.0011555 | Residential | Energy Star Clothes Washer | N | Single Family | New | 5.2502 | 0.57621 | 9.1115 | 0 | 0 | 0 | Fail RIM | Residential | CFL-13W | N | Single Family | Turnover | 1.6431 | 0.56411 | 2.9128 | 0 | 0 | 0 | Residential | Energy Star Clothes Washer | N | Single Family | New | 5.2502 | 0.57621 | 9.1115 | 0 | 0 | 0 | Fail 2-year Threshold
Industrial | Lighting Controls - Exterior | N | Metal Products and Machinery | Existing | 3.2265 | 1.0174 | 3.1714 | 0 | 0 | 0.14748 | Residential | Energy Star Clothes Washer | N | Multi-Family | New | 5.2502 | 0.57621 | 9.1115 | 0 | 0 | 0 | Fail RIM | Residential | CFL-13W | N | Multi-Family | Turnover | 1.6431 | 0.56411 | 2.9128 | 0 | 0 | 0 | Residential | Energy Star Clothes Washer | N | Multi-Family | New | 5.2502 | 0.57621 | 9.1115 | 0 | 0 | 0 | Fail 2-year Threshold
Industrial | Lighting Controls - Exterior | N | Metal Products and Machinery | New | 3.2265 | 1.0174 | 3.1714 | 0 | 0 | 0.0025118 | Residential | Energy Star Clothes Washer | N | Manufactured Home | New | 5.2502 | 0.57621 | 9.1115 | 0 | 0 | 0 | Fail RIM | Residential | CFL-13W | N | Manufactured Home | Turnover | 1.6431 | 0.56411 | 2.9128 | 0 | 0 | 0 | Residential | Energy Star Clothes Washer | N | Manufactured Home | New | 5.2502 | 0.57621 | 9.1115 | 0 | 0 | 0 | Fail 2-year Threshold
Industrial | Lighting Controls - Exterior | N | Primary Resources Industries | Existing | 3.4938 | 1.0174 | 3.4341 | 0 | 0 | 0.1019 | Residential | Energy Star Dishwasher | N | Single Family | Turnover | 999 | 0.5776 | 999 | 0 | 0 | 0 | Fail RIM | Residential | CFL-13W | N | Single Family | New | 1.6431 | 0.56411 | 2.9128 | 0 | 0 | 0 | Residential | Energy Star Dishwasher | N | Single Family | Turnover | 999 | 0.5776 | 999 | 0 | 0 | 0 | Fail 2-year Threshold
Industrial | Lighting Controls - Exterior | N | Primary Resources Industries | New | 3.4938 | 1.0174 | 3.4341 | 0 | 0 | 0.0017354 | Residential | Energy Star Dishwasher | N | Multi-Family | Turnover | 999 | 0.5776 | 999 | 0 | 0 | 0 | Fail RIM | Residential | CFL-13W | N | Multi-Family | New | 1.6431 | 0.56411 | 2.9128 | 0 | 0 | 0 | Residential | Energy Star Dishwasher | N | Multi-Family | Turnover | 999 | 0.5776 | 999 | 0 | 0 | 0 | Fail 2-year Threshold
Industrial | Lighting Controls - Exterior | N | Stone/Clay/Glass/Concrete | Existing | 3.4262 | 1.0174 | 3.3677 | 0 | 0 | 0.024156 | Residential | Energy Star Dishwasher | N | Manufactured Home | Turnover | 999 | 0.5776 | 999 | 0 | 0 | 0 | Fail RIM | Residential | CFL-13W | N | Manufactured Home | New | 1.6431 | 0.56411 | 2.9128 | 0 | 0 | 0 | Residential | Energy Star Dishwasher | N | Manufactured Home | Turnover | 999 | 0.5776 | 999 | 0 | 0 | 0 | Fail 2-year Threshold
Industrial | Lighting Controls - Exterior | N | Stone/Clay/Glass/Concrete | New | 3.4262 | 1.0174 | 3.3677 | 0 | 0 | 0.00041139 | Residential | Energy Star Dishwasher | N | Single Family | New | 999 | 0.5776 | 999 | 0 | 0 | 0 | Fail RIM | Residential | LED - 9W Flood | N | Single Family | Turnover | 1.8263 | 0.57274 | 3.1887 | 7.2159 | 7.5762 | 82.0348 | Residential | Energy Star Dishwasher | N | Single Family | New | 999 | 0.5776 | 999 | 0 | 0 | 0 | Fail 2-year Threshold
Industrial | Lighting Controls - Exterior | N | Textiles and Leather | Existing | 3.9997 | 1.0174 | 3.9313 | 0 | 0 | 0.017971 | Residential | Energy Star Dishwasher | N | Multi-Family | New | 999 | 0.5776 | 999 | 0 | 0 | 0 | Fail RIM | Residential | LED - 9W Flood | N | Multi-Family | Turnover | 1.8263 | 0.57274 | 3.1887 | 1.0908 | 1.1452 | 12.4006 | Residential | Energy Star Dishwasher | N | Multi-Family | New | 999 | 0.5776 | 999 | 0 | 0 | 0 | Fail 2-year Threshold
Industrial | Lighting Controls - Exterior | N | Textiles and Leather | New | 3.9997 | 1.0174 | 3.9313 | 0 | 0 | 0.00030607 | Residential | Energy Star Dishwasher | N | Manufactured Home | New | 999 | 0.5776 | 999 | 0 | 0 | 0 | Fail RIM | Residential | LED - 9W Flood | N | Manufactured Home | Turnover | 1.8263 | 0.57274 | 3.1887 | 0.083906 | 0.088096 | 0.95389 | Residential | Energy Star Dishwasher | N | Manufactured Home | New | 999 | 0.5776 | 999 | 0 | 0 | 0 | Fail 2-year Threshold
Industrial | Lighting Controls - Exterior | N | Transportation Equipment | Existing | 3.9069 | 1.0174 | 3.8401 | 0 | 0 | 0.073305 | Residential | Energy Star Freezer | N | Single Family | Turnover | 0.408 | 0.57342 | 0.71152 | 0 | 0 | 0 | Fail RIM | Residential | LED - 9W Flood | N | Single Family | New | 1.8263 | 0.57274 | 3.1887 | 0.11212 | 0.11772 | 1.2746 | Residential | Energy Star Freezer | N | Single Family | Turnover | 0.408 | 0.57342 | 0.71152 | 0 | 0 | 0 | Fail TRC
Industrial | Lighting Controls - Exterior | N | Transportation Equipment | New | 3.9069 | 1.0174 | 3.8401 | 0 | 0 | 0.0012484 | Residential | Energy Star Freezer | N | Multi-Family | Turnover | 0.408 | 0.57342 | 0.71152 | 0 | 0 | 0 | Fail RIM | Residential | LED - 9W Flood | N | Multi-Family | New | 1.8263 | 0.57274 | 3.1887 | 0.016948 | 0.017794 | 0.19268 | Residential | Energy Star Freezer | N | Multi-Family | Turnover | 0.408 | 0.57342 | 0.71152 | 0 | 0 | 0 | Fail TRC
Industrial | Lighting Controls - Exterior | N | Water and Wastewater | Existing | 3.6704 | 1.0174 | 3.6076 | 0 | 0 | 0.00034004 | Residential | Energy Star Freezer | N | Manufactured Home | Turnover | 0.408 | 0.57342 | 0.71152 | 0 | 0 | 0 | Fail RIM | Residential | LED - 9W Flood | N | Manufactured Home | New | 1.8263 | 0.57274 | 3.1887 | 0.0013037 | 0.0013688 | 0.014821 | Residential | Energy Star Freezer | N | Manufactured Home | Turnover | 0.408 | 0.57342 | 0.71152 | 0 | 0 | 0 | Fail TRC
Industrial | Lighting Controls - Exterior | N | Water and Wastewater | New | 3.6704 | 1.0174 | 3.6076 | 0 | 0 | 5.7911e-06 | Residential | Energy Star Freezer | N | Single Family | New | 0.408 | 0.57342 | 0.71152 | 0 | 0 | 0 | Fail RIM | Residential | LED Specialty Lamps-5W Chandelier | N | Single Family | Turnover | 1.9406 | 0.57274 | 3.3883 | 0.32426 | 0.34045 | 3.6864 | Residential | Energy Star Freezer | N | Single Family | New | 0.408 | 0.57342 | 0.71152 | 0 | 0 | 0 | Fail TRC
Residential | Central air conditioner - Load Shed | N | All | New | Passed | Passed | N/A | 413.228 | 0 | 0 | Residential | Energy Star Freezer | N | Multi-Family | New | 0.408 | 0.57342 | 0.71152 | 0 | 0 | 0 | Fail RIM | Residential | LED Specialty Lamps-5W Chandelier | N | Multi-Family | Turnover | 1.9406 | 0.57274 | 3.3883 | 0.049015 | 0.051463 | 0.55724 | Residential | Energy Star Freezer | N | Multi-Family | New | 0.408 | 0.57342 | 0.71152 | 0 | 0 | 0 | Fail TRC
Residential | Central Heating - Load Shed | N | All | New | Passed | Passed | N/A | 0 | 983.055 | 0 | Residential | Energy Star Freezer | N | Manufactured Home | New | 0.408 | 0.57342 | 0.71152 | 0 | 0 | 0 | Fail RIM | Residential | LED Specialty Lamps-5W Chandelier | N | Manufactured Home | Turnover | 1.9406 | 0.57274 | 3.3883 | 0.0037704 | 0.0039587 | 0.042865 | Residential | Energy Star Freezer | N | Manufactured Home | New | 0.408 | 0.57342 | 0.71152 | 0 | 0 | 0 | Fail TRC
Residential | Central air conditioner - 50% cycling | N | All | New | Passed | Passed | N/A | 0 | 0 | 0 | Residential | Energy Star Refrigerator | N | Single Family | Turnover | 0.76777 | 0.59144 | 1.2981 | 0 | 0 | 0 | Fail RIM | Residential | LED Specialty Lamps-5W Chandelier | N | Single Family | New | 1.9406 | 0.57274 | 3.3883 | 0.0050382 | 0.0052898 | 0.057278 | Residential | Energy Star Refrigerator | N | Single Family | Turnover | 0.76777 | 0.59144 | 1.2981 | 0 | 0 | 0 | Fail TRC
Residential | Central Heating - 50% cycling | N | All | New | Passed | Passed | N/A | 0 | 0 | 0 | Residential | Energy Star Refrigerator | N | Multi-Family | Turnover | 0.76777 | 0.59144 | 1.2981 | 0 | 0 | 0 | Fail RIM | Residential | LED Specialty Lamps-5W Chandelier | N | Multi-Family | New | 1.9406 | 0.57274 | 3.3883 | 0.00076159 | 0.00079962 | 0.0086582 | Residential | Energy Star Refrigerator | N | Multi-Family | Turnover | 0.76777 | 0.59144 | 1.2981 | 0 | 0 | 0 | Fail TRC
Residential | Water heater switches | N | All | New | Passed | Passed | N/A | 42.89 | 117.188 | 0 | Residential | Energy Star Refrigerator | N | Manufactured Home | Turnover | 0.76777 | 0.59144 | 1.2981 | 0 | 0 | 0 | Fail RIM | Residential | LED Specialty Lamps-5W Chandelier | N | Manufactured Home | New | 1.9406 | 0.57274 | 3.3883 | 5.8584e-05 | 6.1509e-05 | 0.00066602 | Residential | Energy Star Refrigerator | N | Manufactured Home | Turnover | 0.76777 | 0.59144 | 1.2981 | 0 | 0 | 0 | Fail TRC
Residential | Pool pump switches | N | All | New | Passed | Passed | N/A | 32.431 | 49.979 | 0 | Residential | Energy Star Refrigerator | N | Single Family | New | 0.76777 | 0.59144 | 1.2981 | 0 | 0 | 0 | Fail RIM | Residential | Solar Pool Heater | N | Single Family | Turnover | 2.2818 | 0.62559 | 3.6474 | 0 | 0 | 9.8906 | Residential | Energy Star Refrigerator | N | Single Family | New | 0.76777 | 0.59144 | 1.2981 | 0 | 0 | 0 | Fail TRC
Residential | Room AC control | N | All | New | Passed | Passed | N/A | 0 | 0 | 0 | Residential | Energy Star Refrigerator | N | Multi-Family | New | 0.76777 | 0.59144 | 1.2981 | 0 | 0 | 0 | Fail RIM | Residential | Solar Pool Heater | N | Multi-Family | Turnover | 2.2818 | 0.62559 | 3.6474 | 0 | 0 | 0 | Residential | Energy Star Refrigerator | N | Multi-Family | New | 0.76777 | 0.59144 | 1.2981 | 0 | 0 | 0 | Fail TRC
Residential | Smart thermostats - Utility Installation | N | All | New | Passed | Passed | N/A | 0 | 0 | 0 | Residential | Energy Star Refrigerator | N | Manufactured Home | New | 0.76777 | 0.59144 | 1.2981 | 0 | 0 | 0 | Fail RIM | Residential | Solar Pool Heater | N | Manufactured Home | Turnover | 2.2818 | 0.62559 | 3.6474 | 0 | 0 | 0 | Residential | Energy Star Refrigerator | N | Manufactured Home | New | 0.76777 | 0.59144 | 1.2981 | 0 | 0 | 0 | Fail TRC
Residential | Smart thermostats - BYOT | N | All | New | Passed | Passed | N/A | 0 | 0 | 0 | Residential | Heat Pump Clothes Dryer | N | Single Family | Turnover | 0.15549 | 0.58335 | 0.26654 | 0 | 0 | 0 | Fail RIM | Residential | Solar Pool Heater | N | Single Family | New | 2.2818 | 0.62559 | 3.6474 | 0 | 0 | 0.15368 | Residential | Heat Pump Clothes Dryer | N | Single Family | Turnover | 0.15549 | 0.58335 | 0.26654 | 0 | 0 | 0 | Fail TRC
Residential | CPP + Tech | N | All | New | Passed | Passed | N/A | 0 | 0 | 0 | Residential | Heat Pump Clothes Dryer | N | Multi-Family | Turnover | 0.15549 | 0.58335 | 0.26654 | 0 | 0 | 0 | Fail RIM | Residential | Solar Pool Heater | N | Multi-Family | New | 2.2818 | 0.62559 | 3.6474 | 0 | 0 | 0 | Residential | Heat Pump Clothes Dryer | N | Multi-Family | Turnover | 0.15549 | 0.58335 | 0.26654 | 0 | 0 | 0 | Fail TRC
Small C&I | Central air conditioner - Load Shed | N | 0-15,000 kWh | New | Passed | Passed | N/A | 9.227 | 0 | 0 | Residential | Heat Pump Clothes Dryer | N | Manufactured Home | Turnover | 0.15549 | 0.58335 | 0.26654 | 0 | 0 | 0 | Fail RIM | Residential | Solar Pool Heater | N | Manufactured Home | New | 2.2818 | 0.62559 | 3.6474 | 0 | 0 | 0 | Residential | Heat Pump Clothes Dryer | N | Manufactured Home | Turnover | 0.15549 | 0.58335 | 0.26654 | 0 | 0 | 0 | Fail TRC
Small C&I | Central air conditioner - Load Shed | N | 15,001-25,000 kWh | New | Passed | Passed | N/A | 9.035 | 0 | 0 | Residential | Heat Pump Clothes Dryer | N | Single Family | New | 0.15549 | 0.58335 | 0.26654 | 0 | 0 | 0 | Fail RIM | Residential | Variable Speed Pool Pump | N | Single Family | Turnover | 1.0008 | 0.63965 | 1.5645 | 18.9014 | 0 | 34.7786 | Residential | Heat Pump Clothes Dryer | N | Single Family | New | 0.15549 | 0.58335 | 0.26654 | 0 | 0 | 0 | Fail TRC
Small C&I | Central air conditioner - Load Shed | N | 25,001-50,000 kWh | New | Passed | Passed | N/A | 1.47 | 0 | 0 | Residential | Heat Pump Clothes Dryer | N | Multi-Family | New | 0.15549 | 0.58335 | 0.26654 | 0 | 0 | 0 | Fail RIM | Residential | Variable Speed Pool Pump | N | Multi-Family | Turnover | 1.0008 | 0.63965 | 1.5645 | 0 | 0 | 0 | Residential | Heat Pump Clothes Dryer | N | Multi-Family | New | 0.15549 | 0.58335 | 0.26654 | 0 | 0 | 0 | Fail TRC
Small C&I | Central air conditioner - Load Shed | N | 50,001 kWh + | New | Passed | Passed | N/A | 44.093 | 0 | 0 | Residential | Heat Pump Clothes Dryer | N | Manufactured Home | New | 0.15549 | 0.58335 | 0.26654 | 0 | 0 | 0 | Fail RIM | Residential | Variable Speed Pool Pump | N | Manufactured Home | Turnover | 1.0008 | 0.63965 | 1.5645 | 0 | 0 | 0 | Residential | Heat Pump Clothes Dryer | N | Manufactured Home | New | 0.15549 | 0.58335 | 0.26654 | 0 | 0 | 0 | Fail TRC
Small C&I | Central Heating - Load Shed | N | 0-15,000 kWh | New | Passed | Passed | N/A | 0 | 9.396 | 0 | Residential | High Efficiency Convection Oven | N | Single Family | Turnover | 0.082238 | 0.60707 | 0.13547 | 0 | 0 | 0 | Fail RIM | Residential | Variable Speed Pool Pump | N | Single Family | New | 1.0008 | 0.63965 | 1.5645 | 0.29369 | 0 | 0.54038 | Residential | High Efficiency Convection Oven | N | Single Family | Turnover | 0.082238 | 0.60707 | 0.13547 | 0 | 0 | 0 | Fail TRC
Small C&I | Central Heating - Load Shed | N | 15,001-25,000 kWh | New | Passed | Passed | N/A | 0 | 5.102 | 0 | Residential | High Efficiency Convection Oven | N | Multi-Family | Turnover | 0.082238 | 0.60707 | 0.13547 | 0 | 0 | 0 | Fail RIM | Residential | Variable Speed Pool Pump | N | Multi-Family | New | 1.0008 | 0.63965 | 1.5645 | 0 | 0 | 0 | Residential | High Efficiency Convection Oven | N | Multi-Family | Turnover | 0.082238 | 0.60707 | 0.13547 | 0 | 0 | 0 | Fail TRC
Small C&I | Central Heating - Load Shed | N | 25,001-50,000 kWh | New | Passed | Passed | N/A | 0 | 1.881 | 0 | Residential | High Efficiency Convection Oven | N | Manufactured Home | Turnover | 0.082238 | 0.60707 | 0.13547 | 0 | 0 | 0 | Fail RIM | Residential | Variable Speed Pool Pump | N | Manufactured Home | New | 1.0008 | 0.63965 | 1.5645 | 0 | 0 | 0 | Residential | High Efficiency Convection Oven | N | Manufactured Home | Turnover | 0.082238 | 0.60707 | 0.13547 | 0 | 0 | 0 | Fail TRC
Small C&I | Central Heating - Load Shed | N | 50,001 kWh + | New | Passed | Passed | N/A | 0 | 31.628 | 0 | Residential | High Efficiency Convection Oven | N | Single Family | New | 0.082238 | 0.60707 | 0.13547 | 0 | 0 | 0 | Fail RIM | Residential | Thermostatic Shower Restriction Valve | N | Single Family | Existing | 1.5707 | 0.56334 | 2.7881 | 0.063779 | 0.13729 | 0.7081 | Residential | High Efficiency Convection Oven | N | Single Family | New | 0.082238 | 0.60707 | 0.13547 | 0 | 0 | 0 | Fail TRC
Small C&I | Central air conditioner - 50% cycling | N | 0-15,000 kWh | New | Passed | Passed | N/A | 0 | 0 | 0 | Residential | High Efficiency Convection Oven | N | Multi-Family | New | 0.082238 | 0.60707 | 0.13547 | 0 | 0 | 0 | Fail RIM | Residential | Thermostatic Shower Restriction Valve | N | Multi-Family | Existing | 1.2346 | 0.56334 | 2.1916 | 0.12627 | 0.2718 | 1.4019 | Residential | High Efficiency Convection Oven | N | Multi-Family | New | 0.082238 | 0.60707 | 0.13547 | 0 | 0 | 0 | Fail TRC
Small C&I | Central air conditioner - 50% cycling | N | 15,001-25,000 kWh | New | Passed | Passed | N/A | 0 | 0 | 0 | Residential | High Efficiency Convection Oven | N | Manufactured Home | New | 0.082238 | 0.60707 | 0.13547 | 0 | 0 | 0 | Fail RIM | Residential | Thermostatic Shower Restriction Valve | N | Manufactured Home | Existing | 1.2248 | 0.56334 | 2.1742 | 0 | 0 | 0 | Residential | High Efficiency Convection Oven | N | Manufactured Home | New | 0.082238 | 0.60707 | 0.13547 | 0 | 0 | 0 | Fail TRC
Small C&I | Central air conditioner - 50% cycling | N | 25,001-50,000 kWh | New | Passed | Passed | N/A | 0 | 0 | 0 | Residential | High Efficiency Induction Cooktop | N | Single Family | Turnover | 1.2403 | 0.58371 | 2.1249 | 0 | 0 | 0 | Fail RIM | Residential | Thermostatic Shower Restriction Valve | N | Single Family | New | 1.5707 | 0.56334 | 2.7881 | 0.0057257 | 0.012325 | 0.063568 | Residential | Heat Pump Water Heater | N | Single Family | Turnover | 0.78878 | 0.56435 | 1.3977 | 0 | 0 | 0 | Fail TRC
Small C&I | Central air conditioner - 50% cycling | N | 50,001 kWh + | New | Passed | Passed | N/A | 0 | 0 | 0 | Residential | High Efficiency Induction Cooktop | N | Multi-Family | Turnover | 1.2403 | 0.58371 | 2.1249 | 0 | 0 | 0 | Fail RIM | Residential | Thermostatic Shower Restriction Valve | N | Multi-Family | New | 1.2346 | 0.56334 | 2.1916 | 0.0010426 | 0.0022443 | 0.011575 | Residential | Heat Pump Water Heater | N | Multi-Family | Turnover | 0.62003 | 0.56435 | 1.0987 | 0 | 0 | 0 | Fail TRC
Small C&I | Central Heating - 50% cycling | N | 0-15,000 kWh | New | Passed | Passed | N/A | 0 | 0 | 0 | Residential | High Efficiency Induction Cooktop | N | Manufactured Home | Turnover | 1.2403 | 0.58371 | 2.1249 | 0 | 0 | 0 | Fail RIM | Residential | Thermostatic Shower Restriction Valve | N | Manufactured Home | New | 1.2248 | 0.56334 | 2.1742 | 5.3734e-05 | 0.00011567 | 0.00059657 | Residential | Heat Pump Water Heater | N | Manufactured Home | Turnover | 0.61509 | 0.56435 | 1.0899 | 0 | 0 | 0 | Fail TRC
Small C&I | Central Heating - 50% cycling | N | 15,001-25,000 kWh | New | Passed | Passed | N/A | 0 | 0 | 0 | Residential | High Efficiency Induction Cooktop | N | Single Family | New | 1.2403 | 0.58371 | 2.1249 | 0 | 0 | 0 | Fail RIM | Residential | Ceiling Insulation(R12 to R38) | N | Single Family | Existing | 1.0408 | 0.67119 | 1.5507 | 0 | 0 | 0 | Residential | Heat Pump Water Heater | N | Single Family | New | 0.78878 | 0.56435 | 1.3977 | 0 | 0 | 0 | Fail TRC
Small C&I | Central Heating - 50% cycling | N | 25,001-50,000 kWh | New | Passed | Passed | N/A | 0 | 0 | 0 | Residential | High Efficiency Induction Cooktop | N | Multi-Family | New | 1.2403 | 0.58371 | 2.1249 | 0 | 0 | 0 | Fail RIM | Residential | Ceiling Insulation(R12 to R38) | N | Single Family | New | 1.0408 | 0.67119 | 1.5507 | 0 | 0 | 0 | Residential | Heat Pump Water Heater | N | Multi-Family | New | 0.62003 | 0.56435 | 1.0987 | 0 | 0 | 0 | Fail TRC
Small C&I | Central Heating - 50% cycling | N | 50,001 kWh + | New | Passed | Passed | N/A | 0 | 0 | 0 | Residential | High Efficiency Induction Cooktop | N | Manufactured Home | New | 1.2403 | 0.58371 | 2.1249 | 0 | 0 | 0 | Fail RIM | Residential | Ceiling Insulation(R2 to R38) | Y | Single Family | Existing | 3.2201 | 0.6515 | 4.9426 | 26.9409 | 24.7973 | 82.1182 | Residential | Heat Pump Water Heater | N | Manufactured Home | New | 0.61509 | 0.56435 | 1.0899 | 0 | 0 | 0 | Fail TRC
Small C&I | Smart thermostats - Utility Installation | N | 0-15,000 kWh | New | Passed | Passed | N/A | 0 | 0 | 0 | Residential | Heat Pump Water Heater | N | Single Family | Turnover | 0.78878 | 0.56435 | 1.3977 | 0 | 0 | 0 | Fail RIM | Residential | Ceiling Insulation(R2 to R38) | Y | Multi-Family | Existing | 2.3349 | 0.6515 | 3.5839 | 4.7605 | 5.5466 | 15.868 | Residential | Instantaneous Hot Water System | N | Single Family | Turnover | 0.057593 | 0.59031 | 0.097563 | 0 | 0 | 0 | Fail TRC
Small C&I | Smart thermostats - Utility Installation | N | 15,001-25,000 kWh | New | Passed | Passed | N/A | 0 | 0 | 0 | Residential | Heat Pump Water Heater | N | Multi-Family | Turnover | 0.62003 | 0.56435 | 1.0987 | 0 | 0 | 0 | Fail RIM | Residential | Ceiling Insulation(R2 to R38) | Y | Manufactured Home | Existing | 2.2798 | 0.6515 | 3.4994 | 0.26902 | 0.4038 | 0.97974 | Residential | Instantaneous Hot Water System | N | Multi-Family | Turnover | 0.045272 | 0.59031 | 0.076691 | 0 | 0 | 0 | Fail TRC
Small C&I | Smart thermostats - Utility Installation | N | 25,001-50,000 kWh | New | Passed | Passed | N/A | 0 | 0 | 0 | Residential | Heat Pump Water Heater | N | Manufactured Home | Turnover | 0.61509 | 0.56435 | 1.0899 | 0 | 0 | 0 | Fail RIM | Residential | Ceiling Insulation(R2 to R38) | Y | Single Family | New | 3.2201 | 0.6515 | 4.9426 | 0 | 0 | 0 | Residential | Instantaneous Hot Water System | N | Manufactured Home | Turnover | 0.044911 | 0.59031 | 0.07608 | 0 | 0 | 0 | Fail TRC
Small C&I | Smart thermostats - Utility Installation | N | 50,001 kWh + | New | Passed | Passed | N/A | 0 | 0 | 0 | Residential | Heat Pump Water Heater | N | Single Family | New | 0.78878 | 0.56435 | 1.3977 | 0 | 0 | 0 | Fail RIM | Residential | Ceiling Insulation(R2 to R38) | Y | Multi-Family | New | 2.3349 | 0.6515 | 3.5839 | 0 | 0 | 0 | Residential | Instantaneous Hot Water System | N | Single Family | New | 0.057593 | 0.59031 | 0.097563 | 0 | 0 | 0 | Fail TRC
Small C&I | Smart thermostats - BYOT | N | 0-15,000 kWh | New | Passed | Passed | N/A | 0 | 0 | 0 | Residential | Heat Pump Water Heater | N | Multi-Family | New | 0.62003 | 0.56435 | 1.0987 | 0 | 0 | 0 | Fail RIM | Residential | Ceiling Insulation(R2 to R38) | Y | Manufactured Home | New | 2.2798 | 0.6515 | 3.4994 | 0 | 0 | 0 | Residential | Instantaneous Hot Water System | N | Multi-Family | New | 0.045272 | 0.59031 | 0.076691 | 0 | 0 | 0 | Fail TRC
Small C&I | Smart thermostats - BYOT | N | 15,001-25,000 kWh | New | Passed | Passed | N/A | 0 | 0 | 0 | Residential | Heat Pump Water Heater | N | Manufactured Home | New | 0.61509 | 0.56435 | 1.0899 | 0 | 0 | 0 | Fail RIM | Residential | Duct Repair | N | Single Family | Existing | 1.7203 | 0.61031 | 2.8187 | 11.7237 | 6.4494 | 26.2333 | Residential | Instantaneous Hot Water System | N | Manufactured Home | New | 0.044911 | 0.59031 | 0.07608 | 0 | 0 | 0 | Fail TRC
Small C&I | Smart thermostats - BYOT | N | 25,001-50,000 kWh | New | Passed | Passed | N/A | 0 | 0 | 0 | Residential | Instantaneous Hot Water System | N | Single Family | Turnover | 0.057593 | 0.59031 | 0.097563 | 0 | 0 | 0 | Fail RIM | Residential | Duct Repair | N | Multi-Family | Existing | 1.1052 | 0.60296 | 1.8329 | 7.7742 | 4.328 | 17.4533 | Residential | Solar Water Heater | Y | Single Family | Turnover | 0.20227 | 0.57152 | 0.35392 | 0 | 0 | 0 | Fail TRC
Small C&I | Smart thermostats - BYOT | N | 50,001 kWh + | New | Passed | Passed | N/A | 0 | 0 | 0 | Residential | Instantaneous Hot Water System | N | Multi-Family | Turnover | 0.045272 | 0.59031 | 0.076691 | 0 | 0 | 0 | Fail RIM | Residential | Duct Repair | N | Manufactured Home | Existing | 1.6574 | 0.60109 | 2.7573 | 0.63379 | 0.33774 | 1.4059 | Residential | Solar Water Heater | Y | Multi-Family | Turnover | 0.159 | 0.57152 | 0.2782 | 0 | 0 | 0 | Fail TRC
Small C&I | CPP + Tech | N | 0-15,000 kWh | New | Passed | Passed | N/A | 0 | 0 | 0 | Residential | Instantaneous Hot Water System | N | Manufactured Home | Turnover | 0.044911 | 0.59031 | 0.07608 | 0 | 0 | 0 | Fail RIM | Residential | Energy Star Windows | N | Single Family | Existing | 1.509 | 0.62767 | 2.4041 | 3.9418 | 5.0112 | 26.0192 | Residential | Solar Water Heater | Y | Manufactured Home | Turnover | 0.15773 | 0.57152 | 0.27599 | 0 | 0 | 0 | Fail TRC
Small C&I | CPP + Tech | N | 15,001-25,000 kWh | New | Passed | Passed | N/A | 0 | 0 | 0 | Residential | Instantaneous Hot Water System | N | Single Family | New | 0.057593 | 0.59031 | 0.097563 | 0 | 0 | 0 | Fail RIM | Residential | Energy Star Windows | N | Multi-Family | Existing | 1.509 | 0.62767 | 2.4041 | 1.2373 | 0.86743 | 7.43 | Residential | Solar Water Heater | Y | Single Family | New | 0.20227 | 0.57152 | 0.35392 | 0 | 0 | 0 | Fail TRC
Small C&I | CPP + Tech | N | 25,001-50,000 kWh | New | Passed | Passed | N/A | 0 | 0 | 0 | Residential | Instantaneous Hot Water System | N | Multi-Family | New | 0.045272 | 0.59031 | 0.076691 | 0 | 0 | 0 | Fail RIM | Residential | Energy Star Windows | N | Manufactured Home | Existing | 1.509 | 0.62767 | 2.4041 | 0.065083 | 0.038455 | 0.38332 | Residential | Solar Water Heater | Y | Multi-Family | New | 0.159 | 0.57152 | 0.2782 | 0 | 0 | 0 | Fail TRC
Small C&I | CPP + Tech | N | 50,001 kWh + | New | Passed | Passed | N/A | 0 | 0 | 0 | Residential | Instantaneous Hot Water System | N | Manufactured Home | New | 0.044911 | 0.59031 | 0.07608 | 0 | 0 | 0 | Fail RIM | Residential | Programmable Thermostat | N | Single Family | New | 1.8652 | 0.55399 | 3.3668 | 0.12304 | 0 | 0.10701 | Residential | Solar Water Heater | Y | Manufactured Home | New | 0.15773 | 0.57152 | 0.27599 | 0 | 0 | 0 | Fail TRC
Large C&I | Auto DR | N | 0-50 kW | New | Passed | Passed | N/A | 7.746 | 8.878 | 0 | Residential | Solar Water Heater | Y | Single Family | Turnover | 0.20227 | 0.57152 | 0.35392 | 0 | 0 | 0 | Fail RIM | Residential | Programmable Thermostat | N | Multi-Family | New | 1.2129 | 0.55399 | 2.1893 | 0.093757 | 0 | 0.060744 | Residential | Energy Star Air Purifier | N | Single Family | Turnover | 999 | 0.56326 | 999 | 0 | 0 | 0 | Fail 2-year Threshold
Large C&I | Auto DR | N | 51-300 kW | New | Passed | Passed | N/A | 314.866 | 307.802 | 0 | Residential | Solar Water Heater | Y | Multi-Family | Turnover | 0.159 | 0.57152 | 0.2782 | 0 | 0 | 0 | Fail RIM | Residential | Programmable Thermostat | N | Manufactured Home | New | 1.8245 | 0.55399 | 3.2934 | 0.0078986 | 0 | 0.0046726 | Residential | Energy Star Air Purifier | N | Multi-Family | Turnover | 999 | 0.56326 | 999 | 0 | 0 | 0 | Fail 2-year Threshold
Large C&I | Auto DR | N | 301-500 kW | New | Passed | Passed | N/A | 1.314 | 1.047 | 0 | Residential | Solar Water Heater | Y | Manufactured Home | Turnover | 0.15773 | 0.57152 | 0.27599 | 0 | 0 | 0 | Fail RIM | Residential | Smart Thermostat | N | Single Family | New | 1.0843 | 0.55399 | 1.9573 | 0 | 0 | 0 | Residential | Energy Star Air Purifier | N | Manufactured Home | Turnover | 999 | 0.56326 | 999 | 0 | 0 | 0 | Fail 2-year Threshold
Large C&I | Auto DR | N | 501 kW + | Existing (Interruptible) | Passed | Passed | N/A | 150.649 | 137.566 | 0 | Residential | Solar Water Heater | Y | Single Family | New | 0.20227 | 0.57152 | 0.35392 | 0 | 0 | 0 | Fail RIM | Residential | Smart Thermostat | N | Manufactured Home | New | 1.0607 | 0.55399 | 1.9146 | 0 | 0 | 0 | Residential | Energy Star Air Purifier | N | Single Family | New | 999 | 0.56326 | 999 | 0 | 0 | 0 | Fail 2-year Threshold
Large C&I | CPP | N | 0-50 kW | New | Passed | Passed | N/A | 0 | 0 | 0 | Residential | Solar Water Heater | Y | Multi-Family | New | 0.159 | 0.57152 | 0.2782 | 0 | 0 | 0 | Fail RIM | Commercial | Efficient Exhaust Hood | N | Assembly | Turnover | 3.1311 | 0.66059 | 4.7399 | 0 | 0 | 0 | Residential | Energy Star Air Purifier | N | Multi-Family | New | 999 | 0.56326 | 999 | 0 | 0 | 0 | Fail 2-year Threshold
Large C&I | CPP | N | 51-300 kW | New | Passed | Passed | N/A | 0 | 0 | 0 | Residential | Solar Water Heater | Y | Manufactured Home | New | 0.15773 | 0.57152 | 0.27599 | 0 | 0 | 0 | Fail RIM | Commercial | Efficient Exhaust Hood | N | College and University | Turnover | 3.1311 | 0.66059 | 4.7399 | 0.13129 | 0.051529 | 0.60052 | Residential | Energy Star Air Purifier | N | Manufactured Home | New | 999 | 0.56326 | 999 | 0 | 0 | 0 | Fail 2-year Threshold
Large C&I | CPP | N | 301-500 kW | New | Passed | Passed | N/A | 0 | 0 | 0 | Residential | Energy Star Air Purifier | N | Single Family | Turnover | 999 | 0.56326 | 999 | 0 | 0 | 0 | Fail RIM | Commercial | Efficient Exhaust Hood | N | Grocery | Turnover | 3.1311 | 0.66059 | 4.7399 | 0 | 0 | 0 | Residential | Energy Star Audio-Video Equipment | N | Single Family | Turnover | 0.15759 | 0.54245 | 0.29052 | 0 | 0 | 0 | Fail TRC
Large C&I | CPP | N | 501 kW + | New | Passed | Passed | N/A | 0 | 0 | 0 | Residential | Energy Star Air Purifier | N | Multi-Family | Turnover | 999 | 0.56326 | 999 | 0 | 0 | 0 | Fail RIM | Commercial | Efficient Exhaust Hood | N | Healthcare | Turnover | 3.1311 | 0.66059 | 4.7399 | 0.065652 | 0.025768 | 0.3003 | Residential | Energy Star Audio-Video Equipment | N | Multi-Family | Turnover | 0.15759 | 0.54245 | 0.29052 | 0 | 0 | 0 | Fail TRC
Large C&I | Firm Service Level | N | 0-50 kW | New | Passed | Passed | N/A | 0 | 0 | 0 | Residential | Energy Star Air Purifier | N | Manufactured Home | Turnover | 999 | 0.56326 | 999 | 0 | 0 | 0 | Fail RIM | Commercial | Efficient Exhaust Hood | N | Hospitals | Turnover | 3.1311 | 0.66059 | 4.7399 | 0.14679 | 0.057614 | 0.67143 | Residential | Energy Star Audio-Video Equipment | N | Manufactured Home | Turnover | 0.15759 | 0.54245 | 0.29052 | 0 | 0 | 0 | Fail TRC
Large C&I | Firm Service Level | N | 51-300 kW | New | Passed | Passed | N/A | 0 | 0 | 0 | Residential | Energy Star Air Purifier | N | Single Family | New | 999 | 0.56326 | 999 | 0 | 0 | 0 | Fail RIM | Commercial | Efficient Exhaust Hood | N | Institutional | Turnover | 3.1311 | 0.66059 | 4.7399 | 0 | 0 | 0 | Residential | Energy Star Audio-Video Equipment | N | Single Family | New | 0.15759 | 0.54245 | 0.29052 | 0 | 0 | 0 | Fail TRC
Large C&I | Firm Service Level | N | 301-500 kW | New | Passed | Passed | N/A | 0 | 0 | 0 | Residential | Energy Star Air Purifier | N | Multi-Family | New | 999 | 0.56326 | 999 | 0 | 0 | 0 | Fail RIM | Commercial | Efficient Exhaust Hood | N | Lodging/Hospitality | Turnover | 3.1311 | 0.66059 | 4.7399 | 0.2048 | 0.080382 | 0.93676 | Residential | Energy Star Audio-Video Equipment | N | Multi-Family | New | 0.15759 | 0.54245 | 0.29052 | 0 | 0 | 0 | Fail TRC
Large C&I | Firm Service Level | N | 501 kW + | Existing (Curtailable) | Passed | Passed | N/A | 0 | 0 | 0 | Residential | Energy Star Air Purifier | N | Manufactured Home | New | 999 | 0.56326 | 999 | 0 | 0 | 0 | Fail RIM | Commercial | Efficient Exhaust Hood | N | Miscellaneous | Turnover | 3.1311 | 0.66059 | 4.7399 | 0 | 0 | 0 | Residential | Energy Star Audio-Video Equipment | N | Manufactured Home | New | 0.15759 | 0.54245 | 0.29052 | 0 | 0 | 0 | Fail TRC
Large C&I | Guaranteed Load Drop | N | 0-50 kW | New | Passed | Passed | N/A | 0 | 0 | 0 | Residential | Energy Star Audio-Video Equipment | N | Single Family | Turnover | 0.15759 | 0.54245 | 0.29052 | 0 | 0 | 0 | Fail RIM | Commercial | Efficient Exhaust Hood | N | Offices | Turnover | 3.1311 | 0.66059 | 4.7399 | 0 | 0 | 0 | Residential | Energy Star Imaging Equipment | N | Single Family | Turnover | 999 | 0.5477 | 999 | 0 | 0 | 0 | Fail 2-year Threshold
Large C&I | Guaranteed Load Drop | N | 51-300 kW | New | Passed | Passed | N/A | 0 | 0 | 0 | Residential | Energy Star Audio-Video Equipment | N | Multi-Family | Turnover | 0.15759 | 0.54245 | 0.29052 | 0 | 0 | 0 | Fail RIM | Commercial | Efficient Exhaust Hood | N | Restaurants | Turnover | 3.1311 | 0.66059 | 4.7399 | 1.2262 | 0.48127 | 5.6087 | Residential | Energy Star Imaging Equipment | N | Multi-Family | Turnover | 999 | 0.5477 | 999 | 0 | 0 | 0 | Fail 2-year Threshold
Large C&I | Guaranteed Load Drop | N | 301-500 kW | New | Passed | Passed | N/A | 0 | 0 | 0 | Residential | Energy Star Audio-Video Equipment | N | Manufactured Home | Turnover | 0.15759 | 0.54245 | 0.29052 | 0 | 0 | 0 | Fail RIM | Commercial | Efficient Exhaust Hood | N | Retail | Turnover | 3.1311 | 0.66059 | 4.7399 | 0 | 0 | 0 | Residential | Energy Star Imaging Equipment | N | Manufactured Home | Turnover | 999 | 0.5477 | 999 | 0 | 0 | 0 | Fail 2-year Threshold
Large C&I | Guaranteed Load Drop | N | 501 kW + | New | Passed | Passed | N/A | 0 | 0 | 0 | Residential | Energy Star Audio-Video Equipment | N | Single Family | New | 0.15759 | 0.54245 | 0.29052 | 0 | 0 | 0 | Fail RIM | Commercial | Efficient Exhaust Hood | N | Schools K-12 | Turnover | 3.1311 | 0.66059 | 4.7399 | 0.093623 | 0.036747 | 0.42824 | Residential | Energy Star Imaging Equipment | N | Single Family | New | 999 | 0.5477 | 999 | 0 | 0 | 0 | Fail 2-year Threshold
[11 empty] | Residential | Energy Star Audio-Video Equipment | N | Multi-Family | New | 0.15759 | 0.54245 | 0.29052 | 0 | 0 | 0 | Fail RIM | Commercial | Efficient Exhaust Hood | N | Warehouse | Turnover | 3.1311 | 0.66059 | 4.7399 | 0 | 0 | 0 | Residential | Energy Star Imaging Equipment | N | Multi-Family | New | 999 | 0.5477 | 999 | 0 | 0 | 0 | Fail 2-year Threshold
[11 empty] | Residential | Energy Star Audio-Video Equipment | N | Manufactured Home | New | 0.15759 | 0.54245 | 0.29052 | 0 | 0 | 0 | Fail RIM | Commercial | Efficient Exhaust Hood | N | Assembly | New | 3.1311 | 0.66059 | 4.7399 | 0 | 0 | 0 | Residential | Energy Star Imaging Equipment | N | Manufactured Home | New | 999 | 0.5477 | 999 | 0 | 0 | 0 | Fail 2-year Threshold
[11 empty] | Residential | Energy Star Imaging Equipment | N | Single Family | Turnover | 999 | 0.5477 | 999 | 0 | 0 | 0 | Fail RIM | Commercial | Efficient Exhaust Hood | N | College and University | New | 3.1311 | 0.66059 | 4.7399 | 0.0019587 | 0.00076878 | 0.0089593 | Residential | Energy Star Personal Computer | N | Single Family | Turnover | 0.90733 | 0.56925 | 1.5939 | 0 | 0 | 0 | Fail TRC
[11 empty] | Residential | Energy Star Imaging Equipment | N | Multi-Family | Turnover | 999 | 0.5477 | 999 | 0 | 0 | 0 | Fail RIM | Commercial | Efficient Exhaust Hood | N | Grocery | New | 3.1311 | 0.66059 | 4.7399 | 0 | 0 | 0 | Residential | Energy Star Personal Computer | N | Multi-Family | Turnover | 0.90733 | 0.56925 | 1.5939 | 0 | 0 | 0 | Fail TRC
[11 empty] | Residential | Energy Star Imaging Equipment | N | Manufactured Home | Turnover | 999 | 0.5477 | 999 | 0 | 0 | 0 | Fail RIM | Commercial | Efficient Exhaust Hood | N | Healthcare | New | 3.1311 | 0.66059 | 4.7399 | 0.00097948 | 0.00038444 | 0.0044803 | Residential | Energy Star Personal Computer | N | Manufactured Home | Turnover | 0.90733 | 0.56925 | 1.5939 | 0 | 0 | 0 | Fail TRC
[11 empty] | Residential | Energy Star Imaging Equipment | N | Single Family | New | 999 | 0.5477 | 999 | 0 | 0 | 0 | Fail RIM | Commercial | Efficient Exhaust Hood | N | Hospitals | New | 3.1311 | 0.66059 | 4.7399 | 0.00219 | 0.00085956 | 0.010017 | Residential | Energy Star Personal Computer | N | Single Family | New | 0.90733 | 0.56925 | 1.5939 | 0 | 0 | 0 | Fail TRC
[11 empty] | Residential | Energy Star Imaging Equipment | N | Multi-Family | New | 999 | 0.5477 | 999 | 0 | 0 | 0 | Fail RIM | Commercial | Efficient Exhaust Hood | N | Institutional | New | 3.1311 | 0.66059 | 4.7399 | 0 | 0 | 0 | Residential | Energy Star Personal Computer | N | Multi-Family | New | 0.90733 | 0.56925 | 1.5939 | 0 | 0 | 0 | Fail TRC
[11 empty] | Residential | Energy Star Imaging Equipment | N | Manufactured Home | New | 999 | 0.5477 | 999 | 0 | 0 | 0 | Fail RIM | Commercial | Efficient Exhaust Hood | N | Lodging/Hospitality | New | 3.1311 | 0.66059 | 4.7399 | 0.0030554 | 0.0011992 | 0.013976 | Residential | Energy Star Personal Computer | N | Manufactured Home | New | 0.90733 | 0.56925 | 1.5939 | 0 | 0 | 0 | Fail TRC
[11 empty] | Residential | Energy Star Personal Computer | N | Single Family | Turnover | 0.90733 | 0.56925 | 1.5939 | 0 | 0 | 0 | Fail RIM | Commercial | Efficient Exhaust Hood | N | Miscellaneous | New | 3.1311 | 0.66059 | 4.7399 | 0 | 0 | 0 | Residential | Energy Star TV | N | Single Family | Turnover | 0.13495 | 0.57042 | 0.23657 | 0 | 0 | 0 | Fail TRC
[11 empty] | Residential | Energy Star Personal Computer | N | Multi-Family | Turnover | 0.90733 | 0.56925 | 1.5939 | 0 | 0 | 0 | Fail RIM | Commercial | Efficient Exhaust Hood | N | Offices | New | 3.1311 | 0.66059 | 4.7399 | 0 | 0 | 0 | Residential | Energy Star TV | N | Multi-Family | Turnover | 0.13495 | 0.57042 | 0.23657 | 0 | 0 | 0 | Fail TRC
[11 empty] | Residential | Energy Star Personal Computer | N | Manufactured Home | Turnover | 0.90733 | 0.56925 | 1.5939 | 0 | 0 | 0 | Fail RIM | Commercial | Efficient Exhaust Hood | N | Restaurants | New | 3.1311 | 0.66059 | 4.7399 | 0.018293 | 0.0071801 | 0.083677 | Residential | Energy Star TV | N | Manufactured Home | Turnover | 0.13495 | 0.57042 | 0.23657 | 0 | 0 | 0 | Fail TRC
[11 empty] | Residential | Energy Star Personal Computer | N | Single Family | New | 0.90733 | 0.56925 | 1.5939 | 0 | 0 | 0 | Fail RIM | Commercial | Efficient Exhaust Hood | N | Retail | New | 3.1311 | 0.66059 | 4.7399 | 0 | 0 | 0 | Residential | Energy Star TV | N | Single Family | New | 0.13495 | 0.57042 | 0.23657 | 0 | 0 | 0 | Fail TRC
[11 empty] | Residential | Energy Star Personal Computer | N | Multi-Family | New | 0.90733 | 0.56925 | 1.5939 | 0 | 0 | 0 | Fail RIM | Commercial | Efficient Exhaust Hood | N | Schools K-12 | New | 3.1311 | 0.66059 | 4.7399 | 0.0013968 | 0.00054824 | 0.0063891 | Residential | Energy Star TV | N | Multi-Family | New | 0.13495 | 0.57042 | 0.23657 | 0 | 0 | 0 | Fail TRC
[11 empty] | Residential | Energy Star Personal Computer | N | Manufactured Home | New | 0.90733 | 0.56925 | 1.5939 | 0 | 0 | 0 | Fail RIM | Commercial | Efficient Exhaust Hood | N | Warehouse | New | 3.1311 | 0.66059 | 4.7399 | 0 | 0 | 0 | Residential | Energy Star TV | N | Manufactured Home | New | 0.13495 | 0.57042 | 0.23657 | 0 | 0 | 0 | Fail TRC
[11 empty] | Residential | Energy Star TV | N | Single Family | Turnover | 0.13495 | 0.57042 | 0.23657 | 0 | 0 | 0 | Fail RIM | Commercial | Energy Star Hot Food Holding Cabinet | N | Assembly | Turnover | 1.3389 | 0.64409 | 2.0788 | 0 | 0 | 0 | Residential | 14 SEER ASHP from base electric resistance heating | N | Single Family | Turnover | 8.4253 | 0.57611 | 14.6245 | 0 | 0 | 0 | Fail 2-year Threshold
[11 empty] | Residential | Energy Star TV | N | Multi-Family | Turnover | 0.13495 | 0.57042 | 0.23657 | 0 | 0 | 0 | Fail RIM | Commercial | Energy Star Hot Food Holding Cabinet | N | College and University | Turnover | 1.3389 | 0.64409 | 2.0788 | 0.32233 | 0.15597 | 1.7503 | Residential | 14 SEER ASHP from base electric resistance heating | N | Multi-Family | Turnover | 8.4253 | 0.57611 | 14.6245 | 0 | 0 | 0 | Fail 2-year Threshold
[11 empty] | Residential | Energy Star TV | N | Manufactured Home | Turnover | 0.13495 | 0.57042 | 0.23657 | 0 | 0 | 0 | Fail RIM | Commercial | Energy Star Hot Food Holding Cabinet | N | Grocery | Turnover | 1.3389 | 0.64409 | 2.0788 | 0 | 0 | 0 | Residential | 14 SEER ASHP from base electric resistance heating | N | Manufactured Home | Turnover | 8.4253 | 0.57611 | 14.6245 | 0 | 0 | 0 | Fail 2-year Threshold
[11 empty] | Residential | Energy Star TV | N | Single Family | New | 0.13495 | 0.57042 | 0.23657 | 0 | 0 | 0 | Fail RIM | Commercial | Energy Star Hot Food Holding Cabinet | N | Healthcare | Turnover | 1.3389 | 0.64409 | 2.0788 | 0.16035 | 0.077589 | 0.8707 | Residential | 14 SEER ASHP from base electric resistance heating | N | Single Family | New | 8.4253 | 0.57611 | 14.6245 | 0 | 0 | 0 | Fail 2-year Threshold
[11 empty] | Residential | Energy Star TV | N | Multi-Family | New | 0.13495 | 0.57042 | 0.23657 | 0 | 0 | 0 | Fail RIM | Commercial | Energy Star Hot Food Holding Cabinet | N | Hospitals | Turnover | 1.3389 | 0.64409 | 2.0788 | 0.33181 | 0.16055 | 1.8017 | Residential | 14 SEER ASHP from base electric resistance heating | N | Multi-Family | New | 8.4253 | 0.57611 | 14.6245 | 0 | 0 | 0 | Fail 2-year Threshold
[11 empty] | Residential | Energy Star TV | N | Manufactured Home | New | 0.13495 | 0.57042 | 0.23657 | 0 | 0 | 0 | Fail RIM | Commercial | Energy Star Hot Food Holding Cabinet | N | Institutional | Turnover | 1.3389 | 0.64409 | 2.0788 | 0 | 0 | 0 | Residential | 14 SEER ASHP from base electric resistance heating | N | Manufactured Home | New | 8.4253 | 0.57611 | 14.6245 | 0 | 0 | 0 | Fail 2-year Threshold
[11 empty] | Residential | 14 SEER ASHP from base electric resistance heating | N | Single Family | Turnover | 8.4253 | 0.57611 | 14.6245 | 0 | 0 | 0 | Fail RIM | Commercial | Energy Star Hot Food Holding Cabinet | N | Lodging/Hospitality | Turnover | 1.3389 | 0.64409 | 2.0788 | 0.38631 | 0.18692 | 2.0977 | Residential | 15 SEER Air Source Heat Pump | N | Single Family | Turnover | 0.6412 | 0.61675 | 1.0396 | 0 | 0 | 0 | Fail TRC
[11 empty] | Residential | 14 SEER ASHP from base electric resistance heating | N | Multi-Family | Turnover | 8.4253 | 0.57611 | 14.6245 | 0 | 0 | 0 | Fail RIM | Commercial | Energy Star Hot Food Holding Cabinet | N | Miscellaneous | Turnover | 1.3389 | 0.64409 | 2.0788 | 0 | 0 | 0 | Residential | 15 SEER Air Source Heat Pump | N | Multi-Family | Turnover | 0.45328 | 0.61675 | 0.73496 | 0 | 0 | 0 | Fail TRC
[11 empty] | Residential | 14 SEER ASHP from base electric resistance heating | N | Manufactured Home | Turnover | 8.4253 | 0.57611 | 14.6245 | 0 | 0 | 0 | Fail RIM | Commercial | Energy Star Hot Food Holding Cabinet | N | Offices | Turnover | 1.3389 | 0.64409 | 2.0788 | 0 | 0 | 0 | Residential | 15 SEER Air Source Heat Pump | N | Manufactured Home | Turnover | 0.6412 | 0.61675 | 1.0396 | 0 | 0 | 0 | Fail TRC
[11 empty] | Residential | 14 SEER ASHP from base electric resistance heating | N | Single Family | New | 8.4253 | 0.57611 | 14.6245 | 0 | 0 | 0 | Fail RIM | Commercial | Energy Star Hot Food Holding Cabinet | N | Restaurants | Turnover | 1.3389 | 0.64409 | 2.0788 | 2.3129 | 1.1192 | 12.5593 | Residential | 15 SEER Air Source Heat Pump | N | Single Family | New | 0.6412 | 0.61675 | 1.0396 | 0 | 0 | 0 | Fail TRC
[11 empty] | Residential | 14 SEER ASHP from base electric resistance heating | N | Multi-Family | New | 8.4253 | 0.57611 | 14.6245 | 0 | 0 | 0 | Fail RIM | Commercial | Energy Star Hot Food Holding Cabinet | N | Retail | Turnover | 1.3389 | 0.64409 | 2.0788 | 0 | 0 | 0 | Residential | 15 SEER Air Source Heat Pump | N | Multi-Family | New | 0.45328 | 0.61675 | 0.73496 | 0 | 0 | 0 | Fail TRC
[11 empty] | Residential | 14 SEER ASHP from base electric resistance heating | N | Manufactured Home | New | 8.4253 | 0.57611 | 14.6245 | 0 | 0 | 0 | Fail RIM | Commercial | Energy Star Hot Food Holding Cabinet | N | Schools K-12 | Turnover | 1.3389 | 0.64409 | 2.0788 | 0.22986 | 0.11122 | 1.2482 | Residential | 15 SEER Air Source Heat Pump | N | Manufactured Home | New | 0.6412 | 0.61675 | 1.0396 | 0 | 0 | 0 | Fail TRC
[11 empty] | Residential | 15 SEER Air Source Heat Pump | N | Single Family | Turnover | 0.6412 | 0.61675 | 1.0396 | 0 | 0 | 0 | Fail RIM | Commercial | Energy Star Hot Food Holding Cabinet | N | Warehouse | Turnover | 1.3389 | 0.64409 | 2.0788 | 0 | 0 | 0 | Residential | 15 SEER Central AC | N | Single Family | Turnover | 0.61163 | 0.70833 | 0.86347 | 0 | 0 | 0 | Fail TRC
[11 empty] | Residential | 15 SEER Air Source Heat Pump | N | Multi-Family | Turnover | 0.45328 | 0.61675 | 0.73496 | 0 | 0 | 0 | Fail RIM | Commercial | Energy Star Hot Food Holding Cabinet | N | Assembly | New | 1.3389 | 0.64409 | 2.0788 | 0 | 0 | 0 | Residential | 15 SEER Central AC | N | Multi-Family | Turnover | 0.45565 | 0.70833 | 0.64327 | 0 | 0 | 0 | Fail TRC
[11 empty] | Residential | 15 SEER Air Source Heat Pump | N | Manufactured Home | Turnover | 0.6412 | 0.61675 | 1.0396 | 0 | 0 | 0 | Fail RIM | Commercial | Energy Star Hot Food Holding Cabinet | N | College and University | New | 1.3389 | 0.64409 | 2.0788 | 0.004809 | 0.0023269 | 0.026113 | Residential | 15 SEER Central AC | N | Manufactured Home | Turnover | 0.61163 | 0.70833 | 0.86347 | 0 | 0 | 0 | Fail TRC
[11 empty] | Residential | 15 SEER Air Source Heat Pump | N | Single Family | New | 0.6412 | 0.61675 | 1.0396 | 0 | 0 | 0 | Fail RIM | Commercial | Energy Star Hot Food Holding Cabinet | N | Grocery | New | 1.3389 | 0.64409 | 2.0788 | 0 | 0 | 0 | Residential | 15 SEER Central AC | N | Single Family | New | 0.61163 | 0.70833 | 0.86347 | 0 | 0 | 0 | Fail TRC
[11 empty] | Residential | 15 SEER Air Source Heat Pump | N | Multi-Family | New | 0.45328 | 0.61675 | 0.73496 | 0 | 0 | 0 | Fail RIM | Commercial | Energy Star Hot Food Holding Cabinet | N | Healthcare | New | 1.3389 | 0.64409 | 2.0788 | 0.0023923 | 0.0011576 | 0.01299 | Residential | 15 SEER Central AC | N | Multi-Family | New | 0.45565 | 0.70833 | 0.64327 | 0 | 0 | 0 | Fail TRC
[11 empty] | Residential | 15 SEER Air Source Heat Pump | N | Manufactured Home | New | 0.6412 | 0.61675 | 1.0396 | 0 | 0 | 0 | Fail RIM | Commercial | Energy Star Hot Food Holding Cabinet | N | Hospitals | New | 1.3389 | 0.64409 | 2.0788 | 0.0049504 | 0.0023954 | 0.026881 | Residential | 15 SEER Central AC | N | Manufactured Home | New | 0.61163 | 0.70833 | 0.86347 | 0 | 0 | 0 | Fail TRC
[11 empty] | Residential | 15 SEER Central AC | N | Single Family | Turnover | 0.61163 | 0.70833 | 0.86347 | 0 | 0 | 0 | Fail RIM | Commercial | Energy Star Hot Food Holding Cabinet | N | Institutional | New | 1.3389 | 0.64409 | 2.0788 | 0 | 0 | 0 | Residential | 16 SEER Air Source Heat Pump | N | Single Family | Turnover | 0.46087 | 0.61675 | 0.74726 | 0 | 0 | 0 | Fail TRC
[11 empty] | Residential | 15 SEER Central AC | N | Multi-Family | Turnover | 0.45565 | 0.70833 | 0.64327 | 0 | 0 | 0 | Fail RIM | Commercial | Energy Star Hot Food Holding Cabinet | N | Lodging/Hospitality | New | 1.3389 | 0.64409 | 2.0788 | 0.0057635 | 0.0027888 | 0.031296 | Residential | 16 SEER Air Source Heat Pump | N | Multi-Family | Turnover | 0.37068 | 0.61675 | 0.60102 | 0 | 0 | 0 | Fail TRC
[11 empty] | Residential | 15 SEER Central AC | N | Manufactured Home | Turnover | 0.61163 | 0.70833 | 0.86347 | 0 | 0 | 0 | Fail RIM | Commercial | Energy Star Hot Food Holding Cabinet | N | Miscellaneous | New | 1.3389 | 0.64409 | 2.0788 | 0 | 0 | 0 | Residential | 16 SEER Air Source Heat Pump | N | Manufactured Home | Turnover | 0.46087 | 0.61675 | 0.74726 | 0 | 0 | 0 | Fail TRC
[11 empty] | Residential | 15 SEER Central AC | N | Single Family | New | 0.61163 | 0.70833 | 0.86347 | 0 | 0 | 0 | Fail RIM | Commercial | Energy Star Hot Food Holding Cabinet | N | Offices | New | 1.3389 | 0.64409 | 2.0788 | 0 | 0 | 0 | Residential | 16 SEER Air Source Heat Pump | N | Single Family | New | 0.46087 | 0.61675 | 0.74726 | 0 | 0 | 0 | Fail TRC
[11 empty] | Residential | 15 SEER Central AC | N | Multi-Family | New | 0.45565 | 0.70833 | 0.64327 | 0 | 0 | 0 | Fail RIM | Commercial | Energy Star Hot Food Holding Cabinet | N | Restaurants | New | 1.3389 | 0.64409 | 2.0788 | 0.034507 | 0.016697 | 0.18738 | Residential | 16 SEER Air Source Heat Pump | N | Multi-Family | New | 0.37068 | 0.61675 | 0.60102 | 0 | 0 | 0 | Fail TRC
[11 empty] | Residential | 15 SEER Central AC | N | Manufactured Home | New | 0.61163 | 0.70833 | 0.86347 | 0 | 0 | 0 | Fail RIM | Commercial | Energy Star Hot Food Holding Cabinet | N | Retail | New | 1.3389 | 0.64409 | 2.0788 | 0 | 0 | 0 | Residential | 16 SEER Air Source Heat Pump | N | Manufactured Home | New | 0.46087 | 0.61675 | 0.74726 | 0 | 0 | 0 | Fail TRC
[11 empty] | Residential | 16 SEER Air Source Heat Pump | N | Single Family | Turnover | 0.46087 | 0.61675 | 0.74726 | 0 | 0 | 0 | Fail RIM | Commercial | Energy Star Hot Food Holding Cabinet | N | Schools K-12 | New | 1.3389 | 0.64409 | 2.0788 | 0.0034294 | 0.0016594 | 0.018622 | Residential | 16 SEER Central AC | N | Single Family | Turnover | 0.58604 | 0.70833 | 0.82735 | 0 | 0 | 0 | Fail TRC
[11 empty] | Residential | 16 SEER Air Source Heat Pump | N | Multi-Family | Turnover | 0.37068 | 0.61675 | 0.60102 | 0 | 0 | 0 | Fail RIM | Commercial | Energy Star Hot Food Holding Cabinet | N | Warehouse | New | 1.3389 | 0.64409 | 2.0788 | 0 | 0 | 0 | Residential | 16 SEER Central AC | N | Multi-Family | Turnover | 0.43704 | 0.70833 | 0.617 | 0 | 0 | 0 | Fail TRC
[11 empty] | Residential | 16 SEER Air Source Heat Pump | N | Manufactured Home | Turnover | 0.46087 | 0.61675 | 0.74726 | 0 | 0 | 0 | Fail RIM | Commercial | Heat Pump Water Heater | N | Assembly | Turnover | 2.3815 | 0.60986 | 3.905 | 0.38414 | 0.2555 | 2.2731 | Residential | 16 SEER Central AC | N | Manufactured Home | Turnover | 0.58604 | 0.70833 | 0.82735 | 0 | 0 | 0 | Fail TRC
[11 empty] | Residential | 16 SEER Air Source Heat Pump | N | Single Family | New | 0.46087 | 0.61675 | 0.74726 | 0 | 0 | 0 | Fail RIM | Commercial | Heat Pump Water Heater | N | Assembly | New | 2.3815 | 0.60986 | 3.905 | 0.0057311 | 0.0038119 | 0.033913 | Residential | 16 SEER Central AC | N | Single Family | New | 0.58604 | 0.70833 | 0.82735 | 0 | 0 | 0 | Fail TRC
[11 empty] | Residential | 16 SEER Air Source Heat Pump | N | Multi-Family | New | 0.37068 | 0.61675 | 0.60102 | 0 | 0 | 0 | Fail RIM | Commercial | Solar Water Heater | N | College and University | Turnover | 1.3409 | 0.62313 | 2.1519 | 0.12338 | 0.017322 | 1.6507 | Residential | 16 SEER Central AC | N | Multi-Family | New | 0.43704 | 0.70833 | 0.617 | 0 | 0 | 0 | Fail TRC
[11 empty] | Residential | 16 SEER Air Source Heat Pump | N | Manufactured Home | New | 0.46087 | 0.61675 | 0.74726 | 0 | 0 | 0 | Fail RIM | Commercial | Solar Water Heater | N | Grocery | Turnover | 1.166 | 0.62313 | 1.8712 | 0.2531 | 0.035534 | 3.3863 | Residential | 16 SEER Central AC | N | Manufactured Home | New | 0.58604 | 0.70833 | 0.82735 | 0 | 0 | 0 | Fail TRC
[11 empty] | Residential | 16 SEER Central AC | N | Single Family | Turnover | 0.58604 | 0.70833 | 0.82735 | 0 | 0 | 0 | Fail RIM | Commercial | Solar Water Heater | N | Hospitals | Turnover | 1.5676 | 0.62313 | 2.5157 | 0.016641 | 0.0023363 | 0.22265 | Residential | 17 SEER Air Source Heat Pump | N | Single Family | Turnover | 0.41571 | 0.61675 | 0.67403 | 0 | 0 | 0 | Fail TRC
[11 empty] | Residential | 16 SEER Central AC | N | Multi-Family | Turnover | 0.43704 | 0.70833 | 0.617 | 0 | 0 | 0 | Fail RIM | Commercial | Solar Water Heater | N | Institutional | Turnover | 1.8656 | 0.62313 | 2.9939 | 0.010794 | 0.0015154 | 0.14441 | Residential | 17 SEER Air Source Heat Pump | N | Multi-Family | Turnover | 0.33945 | 0.61675 | 0.55038 | 0 | 0 | 0 | Fail TRC
[11 empty] | Residential | 16 SEER Central AC | N | Manufactured Home | Turnover | 0.58604 | 0.70833 | 0.82735 | 0 | 0 | 0 | Fail RIM | Commercial | Solar Water Heater | N | Lodging/Hospitality | Turnover | 1.8656 | 0.62313 | 2.9939 | 0.11002 | 0.015446 | 1.472 | Residential | 17 SEER Air Source Heat Pump | N | Manufactured Home | Turnover | 0.41571 | 0.61675 | 0.67403 | 0 | 0 | 0 | Fail TRC
[11 empty] | Residential | 16 SEER Central AC | N | Single Family | New | 0.58604 | 0.70833 | 0.82735 | 0 | 0 | 0 | Fail RIM | Commercial | Solar Water Heater | N | Miscellaneous | Turnover | 1.749 | 0.62313 | 2.8068 | 0.065375 | 0.0091783 | 0.87468 | Residential | 17 SEER Air Source Heat Pump | N | Single Family | New | 0.41571 | 0.61675 | 0.67403 | 0 | 0 | 0 | Fail TRC
[11 empty] | Residential | 16 SEER Central AC | N | Multi-Family | New | 0.43704 | 0.70833 | 0.617 | 0 | 0 | 0 | Fail RIM | Commercial | Solar Water Heater | N | Offices | Turnover | 1.6195 | 0.62313 | 2.5989 | 0.081521 | 0.011445 | 1.0907 | Residential | 17 SEER Air Source Heat Pump | N | Multi-Family | New | 0.33945 | 0.61675 | 0.55038 | 0 | 0 | 0 | Fail TRC
[11 empty] | Residential | 16 SEER Central AC | N | Manufactured Home | New | 0.58604 | 0.70833 | 0.82735 | 0 | 0 | 0 | Fail RIM | Commercial | Solar Water Heater | N | Retail | Turnover | 1.1543 | 0.62313 | 1.8525 | 0.25342 | 0.035578 | 3.3906 | Residential | 17 SEER Air Source Heat Pump | N | Manufactured Home | New | 0.41571 | 0.61675 | 0.67403 | 0 | 0 | 0 | Fail TRC
[11 empty] | Residential | 17 SEER Air Source Heat Pump | N | Single Family | Turnover | 0.41571 | 0.61675 | 0.67403 | 0 | 0 | 0 | Fail RIM | Commercial | Solar Water Heater | N | Warehouse | Turnover | 1.166 | 0.62313 | 1.8712 | 0.051778 | 0.0072693 | 0.69275 | Residential | 17 SEER Central AC | N | Single Family | Turnover | 0.2556 | 0.70833 | 0.36084 | 0 | 0 | 0 | Fail TRC
[11 empty] | Residential | 17 SEER Air Source Heat Pump | N | Multi-Family | Turnover | 0.33945 | 0.61675 | 0.55038 | 0 | 0 | 0 | Fail RIM | Commercial | Solar Water Heater | N | College and University | New | 1.3409 | 0.62313 | 2.1519 | 0.0019079 | 0.00026785 | 0.025526 | Residential | 17 SEER Central AC | N | Multi-Family | Turnover | 0.25587 | 0.70833 | 0.36123 | 0 | 0 | 0 | Fail TRC
[11 empty] | Residential | 17 SEER Air Source Heat Pump | N | Manufactured Home | Turnover | 0.41571 | 0.61675 | 0.67403 | 0 | 0 | 0 | Fail RIM | Commercial | Solar Water Heater | N | Grocery | New | 1.166 | 0.62313 | 1.8712 | 0.0037761 | 0.00053014 | 0.050521 | Residential | 17 SEER Central AC | N | Manufactured Home | Turnover | 0.2556 | 0.70833 | 0.36084 | 0 | 0 | 0 | Fail TRC
[11 empty] | Residential | 17 SEER Air Source Heat Pump | N | Single Family | New | 0.41571 | 0.61675 | 0.67403 | 0 | 0 | 0 | Fail RIM | Commercial | Solar Water Heater | N | Hospitals | New | 1.5676 | 0.62313 | 2.5157 | 0.00024828 | 3.4856e-05 | 0.0033218 | Residential | 17 SEER Central AC | N | Single Family | New | 0.2556 | 0.70833 | 0.36084 | 0 | 0 | 0 | Fail TRC
[11 empty] | Residential | 17 SEER Air Source Heat Pump | N | Multi-Family | New | 0.33945 | 0.61675 | 0.55038 | 0 | 0 | 0 | Fail RIM | Commercial | Solar Water Heater | N | Institutional | New | 1.8656 | 0.62313 | 2.9939 | 0.00016104 | 2.2609e-05 | 0.0021546 | Residential | 17 SEER Central AC | N | Multi-Family | New | 0.25587 | 0.70833 | 0.36123 | 0 | 0 | 0 | Fail TRC
[11 empty] | Residential | 17 SEER Air Source Heat Pump | N | Manufactured Home | New | 0.41571 | 0.61675 | 0.67403 | 0 | 0 | 0 | Fail RIM | Commercial | Solar Water Heater | N | Lodging/Hospitality | New | 1.8656 | 0.62313 | 2.9939 | 0.0016414 | 0.00023044 | 0.021961 | Residential | 17 SEER Central AC | N | Manufactured Home | New | 0.2556 | 0.70833 | 0.36084 | 0 | 0 | 0 | Fail TRC
[11 empty] | Residential | 17 SEER Central AC | N | Single Family | Turnover | 0.2556 | 0.70833 | 0.36084 | 0 | 0 | 0 | Fail RIM | Commercial | Solar Water Heater | N | Miscellaneous | New | 1.749 | 0.62313 | 2.8068 | 0.00097535 | 0.00013693 | 0.01305 | Residential | 18 SEER Air Source Heat Pump | N | Single Family | Turnover | 0.35544 | 0.61675 | 0.57631 | 0 | 0 | 0 | Fail TRC
[11 empty] | Residential | 17 SEER Central AC | N | Multi-Family | Turnover | 0.25587 | 0.70833 | 0.36123 | 0 | 0 | 0 | Fail RIM | Commercial | Solar Water Heater | N | Offices | New | 1.6195 | 0.62313 | 2.5989 | 0.0012162 | 0.00017075 | 0.016272 | Residential | 18 SEER Air Source Heat Pump | N | Multi-Family | Turnover | 0.26123 | 0.61675 | 0.42357 | 0 | 0 | 0 | Fail TRC
[11 empty] | Residential | 17 SEER Central AC | N | Manufactured Home | Turnover | 0.2556 | 0.70833 | 0.36084 | 0 | 0 | 0 | Fail RIM | Commercial | Solar Water Heater | N | Retail | New | 1.1543 | 0.62313 | 1.8525 | 0.0037808 | 0.0005308 | 0.050585 | Residential | 18 SEER Air Source Heat Pump | N | Manufactured Home | Turnover | 0.35544 | 0.61675 | 0.57631 | 0 | 0 | 0 | Fail TRC
[11 empty] | Residential | 17 SEER Central AC | N | Single Family | New | 0.2556 | 0.70833 | 0.36084 | 0 | 0 | 0 | Fail RIM | Commercial | Solar Water Heater | N | Warehouse | New | 1.166 | 0.62313 | 1.8712 | 0.00077249 | 0.00010845 | 0.010335 | Residential | 18 SEER Air Source Heat Pump | N | Single Family | New | 0.35544 | 0.61675 | 0.57631 | 0 | 0 | 0 | Fail TRC
[11 empty] | Residential | 17 SEER Central AC | N | Multi-Family | New | 0.25587 | 0.70833 | 0.36123 | 0 | 0 | 0 | Fail RIM | Commercial | High Efficiency HID Lighting | N | Assembly | Turnover | 1.6043 | 0.63049 | 2.5446 | 0 | 0 | 0.16362 | Residential | 18 SEER Air Source Heat Pump | N | Multi-Family | New | 0.26123 | 0.61675 | 0.42357 | 0 | 0 | 0 | Fail TRC
[11 empty] | Residential | 17 SEER Central AC | N | Manufactured Home | New | 0.2556 | 0.70833 | 0.36084 | 0 | 0 | 0 | Fail RIM | Commercial | High Efficiency HID Lighting | N | College and University | Turnover | 1.6043 | 0.63049 | 2.5446 | 0 | 0 | 0.14524 | Residential | 18 SEER Air Source Heat Pump | N | Manufactured Home | New | 0.35544 | 0.61675 | 0.57631 | 0 | 0 | 0 | Fail TRC
[11 empty] | Residential | 18 SEER Air Source Heat Pump | N | Single Family | Turnover | 0.35544 | 0.61675 | 0.57631 | 0 | 0 | 0 | Fail RIM | Commercial | High Efficiency HID Lighting | N | Grocery | Turnover | 1.6043 | 0.63049 | 2.5446 | 0 | 0 | 0.34258 | Residential | 18 SEER Central AC | N | Single Family | Turnover | 0.22694 | 0.70833 | 0.32038 | 0 | 0 | 0 | Fail TRC
[11 empty] | Residential | 18 SEER Air Source Heat Pump | N | Multi-Family | Turnover | 0.26123 | 0.61675 | 0.42357 | 0 | 0 | 0 | Fail RIM | Commercial | High Efficiency HID Lighting | N | Healthcare | Turnover | 1.6043 | 0.63049 | 2.5446 | 0 | 0 | 0.018144 | Residential | 18 SEER Central AC | N | Multi-Family | Turnover | 0.20785 | 0.70833 | 0.29344 | 0 | 0 | 0 | Fail TRC
[11 empty] | Residential | 18 SEER Air Source Heat Pump | N | Manufactured Home | Turnover | 0.35544 | 0.61675 | 0.57631 | 0 | 0 | 0 | Fail RIM | Commercial | High Efficiency HID Lighting | N | Hospitals | Turnover | 1.6043 | 0.63049 | 2.5446 | 0 | 0 | 0.092754 | Residential | 18 SEER Central AC | N | Manufactured Home | Turnover | 0.22694 | 0.70833 | 0.32038 | 0 | 0 | 0 | Fail TRC
[11 empty] | Residential | 18 SEER Air Source Heat Pump | N | Single Family | New | 0.35544 | 0.61675 | 0.57631 | 0 | 0 | 0 | Fail RIM | Commercial | High Efficiency HID Lighting | N | Institutional | Turnover | 1.6043 | 0.63049 | 2.5446 | 0 | 0 | 0.050283 | Residential | 18 SEER Central AC | N | Single Family | New | 0.22694 | 0.70833 | 0.32038 | 0 | 0 | 0 | Fail TRC
[11 empty] | Residential | 18 SEER Air Source Heat Pump | N | Multi-Family | New | 0.26123 | 0.61675 | 0.42357 | 0 | 0 | 0 | Fail RIM | Commercial | High Efficiency HID Lighting | N | Lodging/Hospitality | Turnover | 1.6043 | 0.63049 | 2.5446 | 0 | 0 | 0.21952 | Residential | 18 SEER Central AC | N | Multi-Family | New | 0.20785 | 0.70833 | 0.29344 | 0 | 0 | 0 | Fail TRC
[11 empty] | Residential | 18 SEER Air Source Heat Pump | N | Manufactured Home | New | 0.35544 | 0.61675 | 0.57631 | 0 | 0 | 0 | Fail RIM | Commercial | High Efficiency HID Lighting | N | Miscellaneous | Turnover | 1.6043 | 0.63049 | 2.5446 | 0 | 0 | 0.30358 | Residential | 18 SEER Central AC | N | Manufactured Home | New | 0.22694 | 0.70833 | 0.32038 | 0 | 0 | 0 | Fail TRC
[11 empty] | Residential | 18 SEER Central AC | N | Single Family | Turnover | 0.22694 | 0.70833 | 0.32038 | 0 | 0 | 0 | Fail RIM | Commercial | High Efficiency HID Lighting | N | Offices | Turnover | 1.6043 | 0.63049 | 2.5446 | 0 | 0 | 0.59309 | Residential | 21 SEER Air Source Heat Pump | N | Single Family | Turnover | 0.32409 | 0.61913 | 0.52346 | 0 | 0 | 0 | Fail TRC
[11 empty] | Residential | 18 SEER Central AC | N | Multi-Family | Turnover | 0.20785 | 0.70833 | 0.29344 | 0 | 0 | 0 | Fail RIM | Commercial | High Efficiency HID Lighting | N | Restaurants | Turnover | 1.6043 | 0.63049 | 2.5446 | 0 | 0 | 0.16842 | Residential | 21 SEER Air Source Heat Pump | N | Multi-Family | Turnover | 0.22563 | 0.61913 | 0.36443 | 0 | 0 | 0 | Fail TRC
[11 empty] | Residential | 18 SEER Central AC | N | Manufactured Home | Turnover | 0.22694 | 0.70833 | 0.32038 | 0 | 0 | 0 | Fail RIM | Commercial | High Efficiency HID Lighting | N | Retail | Turnover | 1.6043 | 0.63049 | 2.5446 | 0 | 0 | 0.25099 | Residential | 21 SEER Air Source Heat Pump | N | Manufactured Home | Turnover | 0.32409 | 0.61913 | 0.52346 | 0 | 0 | 0 | Fail TRC
[11 empty] | Residential | 18 SEER Central AC | N | Single Family | New | 0.22694 | 0.70833 | 0.32038 | 0 | 0 | 0 | Fail RIM | Commercial | High Efficiency HID Lighting | N | Schools K-12 | Turnover | 1.6043 | 0.63049 | 2.5446 | 0 | 0 | 0.10966 | Residential | 21 SEER Air Source Heat Pump | N | Single Family | New | 0.32409 | 0.61913 | 0.52346 | 0 | 0 | 0 | Fail TRC
[11 empty] | Residential | 18 SEER Central AC | N | Multi-Family | New | 0.20785 | 0.70833 | 0.29344 | 0 | 0 | 0 | Fail RIM | Commercial | High Efficiency HID Lighting | N | Warehouse | Turnover | 1.6043 | 0.63049 | 2.5446 | 0 | 0 | 0.37848 | Residential | 21 SEER Air Source Heat Pump | N | Multi-Family | New | 0.22563 | 0.61913 | 0.36443 | 0 | 0 | 0 | Fail TRC
[11 empty] | Residential | 18 SEER Central AC | N | Manufactured Home | New | 0.22694 | 0.70833 | 0.32038 | 0 | 0 | 0 | Fail RIM | Commercial | High Efficiency HID Lighting | N | Assembly | New | 1.6043 | 0.63049 | 2.5446 | 0 | 0 | 0.025054 | Residential | 21 SEER Air Source Heat Pump | N | Manufactured Home | New | 0.32409 | 0.61913 | 0.52346 | 0 | 0 | 0 | Fail TRC
[11 empty] | Residential | 21 SEER Air Source Heat Pump | N | Single Family | Turnover | 0.32409 | 0.61913 | 0.52346 | 0 | 0 | 0 | Fail RIM | Commercial | High Efficiency HID Lighting | N | College and University | New | 1.6043 | 0.63049 | 2.5446 | 0 | 0 | 0.0021669 | Residential | 21 SEER ASHP from base electric resistance heating | N | Multi-Family | Turnover | 0.7552 | 0.58818 | 1.2839 | 0 | 0 | 0 | Fail TRC
[11 empty] | Residential | 21 SEER Air Source Heat Pump | N | Multi-Family | Turnover | 0.22563 | 0.61913 | 0.36443 | 0 | 0 | 0 | Fail RIM | Commercial | High Efficiency HID Lighting | N | Grocery | New | 1.6043 | 0.63049 | 2.5446 | 0 | 0 | 0.052459 | Residential | 21 SEER ASHP from base electric resistance heating | N | Multi-Family | New | 0.7552 | 0.58818 | 1.2839 | 0 | 0 | 0 | Fail TRC
[11 empty] | Residential | 21 SEER Air Source Heat Pump | N | Manufactured Home | Turnover | 0.32409 | 0.61913 | 0.52346 | 0 | 0 | 0 | Fail RIM | Commercial | High Efficiency HID Lighting | N | Healthcare | New | 1.6043 | 0.63049 | 2.5446 | 0 | 0 | 0.0002707 | Residential | 21 SEER ASHP from base electric resistance heating | N | Manufactured Home | New | 0.39712 | 0.58818 | 0.67517 | 0 | 0 | 0 | Fail TRC
[11 empty] | Residential | 21 SEER Air Source Heat Pump | N | Single Family | New | 0.32409 | 0.61913 | 0.52346 | 0 | 0 | 0 | Fail RIM | Commercial | High Efficiency HID Lighting | N | Hospitals | New | 1.6043 | 0.63049 | 2.5446 | 0 | 0 | 0.014203 | Residential | 21 SEER Central AC | N | Single Family | Turnover | 0.21844 | 0.70833 | 0.30838 | 0 | 0 | 0 | Fail TRC
[11 empty] | Residential | 21 SEER Air Source Heat Pump | N | Multi-Family | New | 0.22563 | 0.61913 | 0.36443 | 0 | 0 | 0 | Fail RIM | Commercial | High Efficiency HID Lighting | N | Institutional | New | 1.6043 | 0.63049 | 2.5446 | 0 | 0 | 0.00075018 | Residential | 21 SEER Central AC | N | Multi-Family | Turnover | 0.17936 | 0.70833 | 0.25322 | 0 | 0 | 0 | Fail TRC
[11 empty] | Residential | 21 SEER Air Source Heat Pump | N | Manufactured Home | New | 0.32409 | 0.61913 | 0.52346 | 0 | 0 | 0 | Fail RIM | Commercial | High Efficiency HID Lighting | N | Lodging/Hospitality | New | 1.6043 | 0.63049 | 2.5446 | 0 | 0 | 0.033616 | Residential | 21 SEER Central AC | N | Manufactured Home | Turnover | 0.21844 | 0.70833 | 0.30838 | 0 | 0 | 0 | Fail TRC
[11 empty] | Residential | 21 SEER ASHP from base electric resistance heating | N | Single Family | Turnover | 1.0551 | 0.58818 | 1.7938 | 0 | 0 | 0 | Fail RIM | Commercial | High Efficiency HID Lighting | N | Miscellaneous | New | 1.6043 | 0.63049 | 2.5446 | 0 | 0 | 0.0045292 | Residential | 21 SEER Central AC | N | Single Family | New | 0.21844 | 0.70833 | 0.30838 | 0 | 0 | 0 | Fail TRC
[11 empty] | Residential | 21 SEER ASHP from base electric resistance heating | N | Multi-Family | Turnover | 0.7552 | 0.58818 | 1.2839 | 0 | 0 | 0 | Fail RIM | Commercial | High Efficiency HID Lighting | N | Offices | New | 1.6043 | 0.63049 | 2.5446 | 0 | 0 | 0.09082 | Residential | 21 SEER Central AC | N | Multi-Family | New | 0.17936 | 0.70833 | 0.25322 | 0 | 0 | 0 | Fail TRC
[11 empty] | Residential | 21 SEER ASHP from base electric resistance heating | N | Manufactured Home | Turnover | 1.0551 | 0.58818 | 1.7938 | 0 | 0 | 0 | Fail RIM | Commercial | High Efficiency HID Lighting | N | Restaurants | New | 1.6043 | 0.63049 | 2.5446 | 0 | 0 | 0.02579 | Residential | 21 SEER Central AC | N | Manufactured Home | New | 0.21844 | 0.70833 | 0.30838 | 0 | 0 | 0 | Fail TRC
[11 empty] | Residential | 21 SEER ASHP from base electric resistance heating | N | Single Family | New | 1.0551 | 0.58818 | 1.7938 | 0 | 0 | 0 | Fail RIM | Commercial | High Efficiency HID Lighting | N | Retail | New | 1.6043 | 0.63049 | 2.5446 | 0 | 0 | 0.038433 | Residential | Energy Star Room AC | N | Single Family | Turnover | 4.0462 | 0.60853 | 6.6491 | 0 | 0 | 0 | Fail 2-year Threshold
[11 empty] | Residential | 21 SEER ASHP from base electric resistance heating | N | Multi-Family | New | 0.7552 | 0.58818 | 1.2839 | 0 | 0 | 0 | Fail RIM | Commercial | High Efficiency HID Lighting | N | Schools K-12 | New | 1.6043 | 0.63049 | 2.5446 | 0 | 0 | 0.001636 | Residential | Energy Star Room AC | N | Multi-Family | Turnover | 4.0462 | 0.60853 | 6.6491 | 0 | 0 | 0 | Fail 2-year Threshold
[11 empty] | Residential | 21 SEER ASHP from base electric resistance heating | N | Manufactured Home | New | 0.39712 | 0.58818 | 0.67517 | 0 | 0 | 0 | Fail RIM | Commercial | High Efficiency HID Lighting | N | Warehouse | New | 1.6043 | 0.63049 | 2.5446 | 0 | 0 | 0.0056467 | Residential | Energy Star Room AC | N | Manufactured Home | Turnover | 4.0462 | 0.60853 | 6.6491 | 0 | 0 | 0 | Fail 2-year Threshold
[11 empty] | Residential | 21 SEER Central AC | N | Single Family | Turnover | 0.21844 | 0.70833 | 0.30838 | 0 | 0 | 0 | Fail RIM | Commercial | LED Exterior Lighting | N | Assembly | Turnover | 1.705 | 0.63049 | 2.7043 | 0 | 0 | 0 | Residential | Energy Star Room AC | N | Single Family | New | 4.0462 | 0.60853 | 6.6491 | 0 | 0 | 0 | Fail 2-year Threshold
[11 empty] | Residential | 21 SEER Central AC | N | Multi-Family | Turnover | 0.17936 | 0.70833 | 0.25322 | 0 | 0 | 0 | Fail RIM | Commercial | LED Exterior Lighting | N | College and University | Turnover | 1.705 | 0.63049 | 2.7043 | 0 | 0 | 0.0020999 | Residential | Energy Star Room AC | N | Multi-Family | New | 4.0462 | 0.60853 | 6.6491 | 0 | 0 | 0 | Fail 2-year Threshold
[11 empty] | Residential | 21 SEER Central AC | N | Manufactured Home | Turnover | 0.21844 | 0.70833 | 0.30838 | 0 | 0 | 0 | Fail RIM | Commercial | LED Exterior Lighting | N | Grocery | Turnover | 1.705 | 0.63049 | 2.7043 | 0 | 0 | 0.0040114 | Residential | Energy Star Room AC | N | Manufactured Home | New | 4.0462 | 0.60853 | 6.6491 | 0 | 0 | 0 | Fail 2-year Threshold
[11 empty] | Residential | 21 SEER Central AC | N | Single Family | New | 0.21844 | 0.70833 | 0.30838 | 0 | 0 | 0 | Fail RIM | Commercial | LED Exterior Lighting | N | Healthcare | Turnover | 1.705 | 0.63049 | 2.7043 | 0 | 0 | 0.00023848 | Residential | Ground Source Heat Pump | N | Single Family | Turnover | 0.1487 | 0.63616 | 0.23375 | 0 | 0 | 0 | Fail TRC
[11 empty] | Residential | 21 SEER Central AC | N | Multi-Family | New | 0.17936 | 0.70833 | 0.25322 | 0 | 0 | 0 | Fail RIM | Commercial | LED Exterior Lighting | N | Hospitals | Turnover | 1.705 | 0.63049 | 2.7043 | 0 | 0 | 0.00072406 | Residential | Ground Source Heat Pump | N | Multi-Family | Turnover | 0.15729 | 0.63616 | 0.24725 | 0 | 0 | 0 | Fail TRC
[11 empty] | Residential | 21 SEER Central AC | N | Manufactured Home | New | 0.21844 | 0.70833 | 0.30838 | 0 | 0 | 0 | Fail RIM | Commercial | LED Exterior Lighting | N | Institutional | Turnover | 1.705 | 0.63049 | 2.7043 | 0 | 0 | 0 | Residential | Ground Source Heat Pump | N | Manufactured Home | Turnover | 0.1487 | 0.63616 | 0.23375 | 0 | 0 | 0 | Fail TRC
[11 empty] | Residential | Energy Star Room AC | N | Single Family | Turnover | 4.0462 | 0.60853 | 6.6491 | 0 | 0 | 0 | Fail RIM | Commercial | LED Exterior Lighting | N | Lodging/Hospitality | Turnover | 1.705 | 0.63049 | 2.7043 | 0 | 0 | 0 | Residential | Ground Source Heat Pump | N | Single Family | New | 0.1487 | 0.63616 | 0.23375 | 0 | 0 | 0 | Fail TRC
[11 empty] | Residential | Energy Star Room AC | N | Multi-Family | Turnover | 4.0462 | 0.60853 | 6.6491 | 0 | 0 | 0 | Fail RIM | Commercial | LED Exterior Lighting | N | Miscellaneous | Turnover | 1.705 | 0.63049 | 2.7043 | 0 | 0 | 0.0031351 | Residential | Ground Source Heat Pump | N | Multi-Family | New | 0.15729 | 0.63616 | 0.24725 | 0 | 0 | 0 | Fail TRC
[11 empty] | Residential | Energy Star Room AC | N | Manufactured Home | Turnover | 4.0462 | 0.60853 | 6.6491 | 0 | 0 | 0 | Fail RIM | Commercial | LED Exterior Lighting | N | Offices | Turnover | 1.705 | 0.63049 | 2.7043 | 0 | 0 | 0.0069448 | Residential | Ground Source Heat Pump | N | Manufactured Home | New | 0.1487 | 0.63616 | 0.23375 | 0 | 0 | 0 | Fail TRC
[11 empty] | Residential | Energy Star Room AC | N | Single Family | New | 4.0462 | 0.60853 | 6.6491 | 0 | 0 | 0 | Fail RIM | Commercial | LED Exterior Lighting | N | Restaurants | Turnover | 1.705 | 0.63049 | 2.7043 | 0 | 0 | 0.0015777 | Residential | Variable Refrigerant Flow (VRF) HVAC Systems | N | Single Family | Turnover | 0.33625 | 0.56431 | 0.59587 | 0 | 0 | 0 | Fail TRC
[11 empty] | Residential | Energy Star Room AC | N | Multi-Family | New | 4.0462 | 0.60853 | 6.6491 | 0 | 0 | 0 | Fail RIM | Commercial | LED Exterior Lighting | N | Retail | Turnover | 1.705 | 0.63049 | 2.7043 | 0 | 0 | 0 | Residential | Variable Refrigerant Flow (VRF) HVAC Systems | N | Multi-Family | Turnover | 0.27174 | 0.56431 | 0.48154 | 0 | 0 | 0 | Fail TRC
[11 empty] | Residential | Energy Star Room AC | N | Manufactured Home | New | 4.0462 | 0.60853 | 6.6491 | 0 | 0 | 0 | Fail RIM | Commercial | LED Exterior Lighting | N | Schools K-12 | Turnover | 1.705 | 0.63049 | 2.7043 | 0 | 0 | 0.0015854 | Residential | Variable Refrigerant Flow (VRF) HVAC Systems | N | Manufactured Home | Turnover | 0.33625 | 0.56431 | 0.59587 | 0 | 0 | 0 | Fail TRC
[11 empty] | Residential | Ground Source Heat Pump | N | Single Family | Turnover | 0.1487 | 0.63616 | 0.23375 | 0 | 0 | 0 | Fail RIM | Commercial | LED Exterior Lighting | N | Warehouse | Turnover | 1.705 | 0.63049 | 2.7043 | 0 | 0 | 0.0048586 | Residential | Variable Refrigerant Flow (VRF) HVAC Systems | N | Single Family | New | 0.42683 | 0.56431 | 0.75638 | 0 | 0 | 0 | Fail TRC
[11 empty] | Residential | Ground Source Heat Pump | N | Multi-Family | Turnover | 0.15729 | 0.63616 | 0.24725 | 0 | 0 | 0 | Fail RIM | Commercial | LED Exterior Lighting | N | Assembly | New | 1.705 | 0.63049 | 2.7043 | 0 | 0 | 0 | Residential | Variable Refrigerant Flow (VRF) HVAC Systems | N | Multi-Family | New | 0.36585 | 0.56431 | 0.64832 | 0 | 0 | 0 | Fail TRC
[11 empty] | Residential | Ground Source Heat Pump | N | Manufactured Home | Turnover | 0.1487 | 0.63616 | 0.23375 | 0 | 0 | 0 | Fail RIM | Commercial | LED Exterior Lighting | N | College and University | New | 1.705 | 0.63049 | 2.7043 | 0 | 0 | 3.1328e-05 | Residential | Variable Refrigerant Flow (VRF) HVAC Systems | N | Manufactured Home | New | 0.42683 | 0.56431 | 0.75638 | 0 | 0 | 0 | Fail TRC
[11 empty] | Residential | Ground Source Heat Pump | N | Single Family | New | 0.1487 | 0.63616 | 0.23375 | 0 | 0 | 0 | Fail RIM | Commercial | LED Exterior Lighting | N | Grocery | New | 1.705 | 0.63049 | 2.7043 | 0 | 0 | 6.4834e-05 | Residential | CFL - 15W Flood (Exterior) | N | Single Family | Turnover | 4.9532 | 0.56295 | 8.7987 | 0 | 0 | 0 | Fail 2-year Threshold
[11 empty] | Residential | Ground Source Heat Pump | N | Multi-Family | New | 0.15729 | 0.63616 | 0.24725 | 0 | 0 | 0 | Fail RIM | Commercial | LED Exterior Lighting | N | Healthcare | New | 1.705 | 0.63049 | 2.7043 | 0 | 0 | 3.558e-06 | Residential | CFL - 15W Flood (Exterior) | N | Multi-Family | Turnover | 4.9532 | 0.56295 | 8.7987 | 0 | 0 | 0 | Fail 2-year Threshold
[11 empty] | Residential | Ground Source Heat Pump | N | Manufactured Home | New | 0.1487 | 0.63616 | 0.23375 | 0 | 0 | 0 | Fail RIM | Commercial | LED Exterior Lighting | N | Hospitals | New | 1.705 | 0.63049 | 2.7043 | 0 | 0 | 1.1703e-05 | Residential | CFL - 15W Flood (Exterior) | N | Manufactured Home | Turnover | 4.9532 | 0.56295 | 8.7987 | 0 | 0 | 0 | Fail 2-year Threshold
[11 empty] | Residential | Variable Refrigerant Flow (VRF) HVAC Systems | N | Single Family | Turnover | 0.33625 | 0.56431 | 0.59587 | 0 | 0 | 0 | Fail RIM | Commercial | LED Exterior Lighting | N | Institutional | New | 1.705 | 0.63049 | 2.7043 | 0 | 0 | 0 | Residential | CFL - 15W Flood (Exterior) | N | Single Family | New | 4.9532 | 0.56295 | 8.7987 | 0 | 0 | 0 | Fail 2-year Threshold
[11 empty] | Residential | Variable Refrigerant Flow (VRF) HVAC Systems | N | Multi-Family | Turnover | 0.27174 | 0.56431 | 0.48154 | 0 | 0 | 0 | Fail RIM | Commercial | LED Exterior Lighting | N | Lodging/Hospitality | New | 1.705 | 0.63049 | 2.7043 | 0 | 0 | 0 | Residential | CFL - 15W Flood (Exterior) | N | Multi-Family | New | 4.9532 | 0.56295 | 8.7987 | 0 | 0 | 0 | Fail 2-year Threshold
[11 empty] | Residential | Variable Refrigerant Flow (VRF) HVAC Systems | N | Manufactured Home | Turnover | 0.33625 | 0.56431 | 0.59587 | 0 | 0 | 0 | Fail RIM | Commercial | LED Exterior Lighting | N | Miscellaneous | New | 1.705 | 0.63049 | 2.7043 | 0 | 0 | 4.6774e-05 | Residential | CFL - 15W Flood (Exterior) | N | Manufactured Home | New | 4.9532 | 0.56295 | 8.7987 | 0 | 0 | 0 | Fail 2-year Threshold
[11 empty] | Residential | Variable Refrigerant Flow (VRF) HVAC Systems | N | Single Family | New | 0.42683 | 0.56431 | 0.75638 | 0 | 0 | 0 | Fail RIM | Commercial | LED Exterior Lighting | N | Offices | New | 1.705 | 0.63049 | 2.7043 | 0 | 0 | 0.00011225 | Residential | CFL - 15W Flood | N | Single Family | Turnover | 0.49797 | 0.56411 | 0.88276 | 0 | 0 | 0 | Fail TRC
[11 empty] | Residential | Variable Refrigerant Flow (VRF) HVAC Systems | N | Multi-Family | New | 0.36585 | 0.56431 | 0.64832 | 0 | 0 | 0 | Fail RIM | Commercial | LED Exterior Lighting | N | Restaurants | New | 1.705 | 0.63049 | 2.7043 | 0 | 0 | 2.5499e-05 | Residential | CFL - 15W Flood | N | Multi-Family | Turnover | 0.49797 | 0.56411 | 0.88276 | 0 | 0 | 0 | Fail TRC
[11 empty] | Residential | Variable Refrigerant Flow (VRF) HVAC Systems | N | Manufactured Home | New | 0.42683 | 0.56431 | 0.75638 | 0 | 0 | 0 | Fail RIM | Commercial | LED Exterior Lighting | N | Retail | New | 1.705 | 0.63049 | 2.7043 | 0 | 0 | 0 | Residential | CFL - 15W Flood | N | Manufactured Home | Turnover | 0.49797 | 0.56411 | 0.88276 | 0 | 0 | 0 | Fail TRC
[11 empty] | Residential | CFL - 15W Flood (Exterior) | N | Single Family | Turnover | 4.9532 | 0.56295 | 8.7987 | 0 | 0 | 0 | Fail RIM | Commercial | LED Exterior Lighting | N | Schools K-12 | New | 1.705 | 0.63049 | 2.7043 | 0 | 0 | 2.3653e-05 | Residential | CFL - 15W Flood | N | Single Family | New | 0.49797 | 0.56411 | 0.88276 | 0 | 0 | 0 | Fail TRC
[11 empty] | Residential | CFL - 15W Flood (Exterior) | N | Multi-Family | Turnover | 4.9532 | 0.56295 | 8.7987 | 0 | 0 | 0 | Fail RIM | Commercial | LED Exterior Lighting | N | Warehouse | New | 1.705 | 0.63049 | 2.7043 | 0 | 0 | 7.2486e-05 | Residential | CFL - 15W Flood | N | Multi-Family | New | 0.49797 | 0.56411 | 0.88276 | 0 | 0 | 0 | Fail TRC
[11 empty] | Residential | CFL - 15W Flood (Exterior) | N | Manufactured Home | Turnover | 4.9532 | 0.56295 | 8.7987 | 0 | 0 | 0 | Fail RIM | Commercial | High Efficiency Chiller (Air Cooled, 50 tons) | N | Assembly | Turnover | 1.4515 | 0.70725 | 2.0523 | 0.1732 | 0.019748 | 0.67691 | Residential | CFL - 15W Flood | N | Manufactured Home | New | 0.49797 | 0.56411 | 0.88276 | 0 | 0 | 0 | Fail TRC
[11 empty] | Residential | CFL - 15W Flood (Exterior) | N | Single Family | New | 4.9532 | 0.56295 | 8.7987 | 0 | 0 | 0 | Fail RIM | Commercial | High Efficiency Chiller (Air Cooled, 50 tons) | N | College and University | Turnover | 1.6103 | 0.70725 | 2.2768 | 0.29582 | 0.033729 | 1.1561 | Residential | CFL-23W | N | Single Family | Turnover | 3.5724 | 0.56411 | 6.3328 | 0 | 0 | 0 | Fail 2-year Threshold
[11 empty] | Residential | CFL - 15W Flood (Exterior) | N | Multi-Family | New | 4.9532 | 0.56295 | 8.7987 | 0 | 0 | 0 | Fail RIM | Commercial | High Efficiency Chiller (Air Cooled, 50 tons) | N | Healthcare | Turnover | 3.1583 | 0.70725 | 4.4657 | 0 | 0 | 0 | Residential | CFL-23W | N | Multi-Family | Turnover | 3.5724 | 0.56411 | 6.3328 | 0 | 0 | 0 | Fail 2-year Threshold
[11 empty] | Residential | CFL - 15W Flood (Exterior) | N | Manufactured Home | New | 4.9532 | 0.56295 | 8.7987 | 0 | 0 | 0 | Fail RIM | Commercial | High Efficiency Chiller (Air Cooled, 50 tons) | N | Hospitals | Turnover | 2.9917 | 0.70725 | 4.2301 | 0.49168 | 0.056061 | 1.9216 | Residential | CFL-23W | N | Manufactured Home | Turnover | 3.5724 | 0.56411 | 6.3328 | 0 | 0 | 0 | Fail 2-year Threshold
[11 empty] | Residential | CFL - 15W Flood | N | Single Family | Turnover | 0.49797 | 0.56411 | 0.88276 | 0 | 0 | 0 | Fail RIM | Commercial | High Efficiency Chiller (Air Cooled, 50 tons) | N | Lodging/Hospitality | Turnover | 2.3976 | 0.70725 | 3.3901 | 0.058697 | 0.0066926 | 0.2294 | Residential | CFL-23W | N | Single Family | New | 3.5724 | 0.56411 | 6.3328 | 0 | 0 | 0 | Fail 2-year Threshold
[11 empty] | Residential | CFL - 15W Flood | N | Multi-Family | Turnover | 0.49797 | 0.56411 | 0.88276 | 0 | 0 | 0 | Fail RIM | Commercial | High Efficiency Chiller (Air Cooled, 50 tons) | N | Offices | Turnover | 1.6336 | 0.70725 | 2.3098 | 0.40072 | 0.04569 | 1.5661 | Residential | CFL-23W | N | Multi-Family | New | 3.5724 | 0.56411 | 6.3328 | 0 | 0 | 0 | Fail 2-year Threshold
[11 empty] | Residential | CFL - 15W Flood | N | Manufactured Home | Turnover | 0.49797 | 0.56411 | 0.88276 | 0 | 0 | 0 | Fail RIM | Commercial | High Efficiency Chiller (Air Cooled, 50 tons) | N | Restaurants | Turnover | 2.3521 | 0.70725 | 3.3257 | 0.0068846 | 0.00078498 | 0.026907 | Residential | CFL-23W | N | Manufactured Home | New | 3.5724 | 0.56411 | 6.3328 | 0 | 0 | 0 | Fail 2-year Threshold
[11 empty] | Residential | CFL - 15W Flood | N | Single Family | New | 0.49797 | 0.56411 | 0.88276 | 0 | 0 | 0 | Fail RIM | Commercial | High Efficiency Chiller (Air Cooled, 50 tons) | N | Retail | Turnover | 1.8435 | 0.70725 | 2.6065 | 0 | 0 | 0 | Residential | LED - 14W | Y | Single Family | Turnover | 4.6481 | 0.57274 | 8.1155 | 0 | 0 | 0 | Fail 2-year Threshold
[11 empty] | Residential | CFL - 15W Flood | N | Multi-Family | New | 0.49797 | 0.56411 | 0.88276 | 0 | 0 | 0 | Fail RIM | Commercial | High Efficiency Chiller (Air Cooled, 50 tons) | N | Schools K-12 | Turnover | 1.6025 | 0.70725 | 2.2658 | 0.51713 | 0.058963 | 2.0211 | Residential | LED - 14W | Y | Multi-Family | Turnover | 4.6481 | 0.57274 | 8.1155 | 0 | 0 | 0 | Fail 2-year Threshold
[11 empty] | Residential | CFL - 15W Flood | N | Manufactured Home | New | 0.49797 | 0.56411 | 0.88276 | 0 | 0 | 0 | Fail RIM | Commercial | High Efficiency Chiller (Air Cooled, 50 tons) | N | Assembly | New | 1.4515 | 0.70725 | 2.0523 | 0.0021242 | 0.0002422 | 0.008302 | Residential | LED - 14W | Y | Manufactured Home | Turnover | 4.6481 | 0.57274 | 8.1155 | 0 | 0 | 0 | Fail 2-year Threshold
[11 empty] | Residential | CFL-13W | N | Single Family | Turnover | 1.6431 | 0.56411 | 2.9128 | 0 | 0 | 0 | Fail RIM | Commercial | High Efficiency Chiller (Air Cooled, 50 tons) | N | College and University | New | 1.6103 | 0.70725 | 2.2768 | 0.0043908 | 0.00050063 | 0.01716 | Residential | LED - 14W | Y | Single Family | New | 4.6481 | 0.57274 | 8.1155 | 0 | 0 | 0 | Fail 2-year Threshold
[11 empty] | Residential | CFL-13W | N | Multi-Family | Turnover | 1.6431 | 0.56411 | 2.9128 | 0 | 0 | 0 | Fail RIM | Commercial | High Efficiency Chiller (Air Cooled, 50 tons) | N | Healthcare | New | 3.1583 | 0.70725 | 4.4657 | 0 | 0 | 0 | Residential | LED - 14W | Y | Multi-Family | New | 4.6481 | 0.57274 | 8.1155 | 0 | 0 | 0 | Fail 2-year Threshold
[11 empty] | Residential | CFL-13W | N | Manufactured Home | Turnover | 1.6431 | 0.56411 | 2.9128 | 0 | 0 | 0 | Fail RIM | Commercial | High Efficiency Chiller (Air Cooled, 50 tons) | N | Hospitals | New | 2.9917 | 0.70725 | 4.2301 | 0.0069605 | 0.00079363 | 0.027203 | Residential | LED - 14W | Y | Manufactured Home | New | 4.6481 | 0.57274 | 8.1155 | 0 | 0 | 0 | Fail 2-year Threshold
[11 empty] | Residential | CFL-13W | N | Single Family | New | 1.6431 | 0.56411 | 2.9128 | 0 | 0 | 0 | Fail RIM | Commercial | High Efficiency Chiller (Air Cooled, 50 tons) | N | Lodging/Hospitality | New | 2.3976 | 0.70725 | 3.3901 | 0.00080293 | 9.1549e-05 | 0.0031381 | Residential | LED - 9W Flood (Exterior) | N | Single Family | Turnover | 8.6849 | 0.5693 | 15.2556 | 0 | 0 | 0 | Fail 2-year Threshold
[11 empty] | Residential | CFL-13W | N | Multi-Family | New | 1.6431 | 0.56411 | 2.9128 | 0 | 0 | 0 | Fail RIM | Commercial | High Efficiency Chiller (Air Cooled, 50 tons) | N | Offices | New | 1.6336 | 0.70725 | 2.3098 | 0.0052558 | 0.00059926 | 0.020541 | Residential | LED - 9W Flood (Exterior) | N | Multi-Family | Turnover | 8.6849 | 0.5693 | 15.2556 | 0 | 0 | 0 | Fail 2-year Threshold
[11 empty] | Residential | CFL-13W | N | Manufactured Home | New | 1.6431 | 0.56411 | 2.9128 | 0 | 0 | 0 | Fail RIM | Commercial | High Efficiency Chiller (Air Cooled, 50 tons) | N | Restaurants | New | 2.3521 | 0.70725 | 3.3257 | 9.5429e-05 | 1.0881e-05 | 0.00037296 | Residential | LED - 9W Flood (Exterior) | N | Manufactured Home | Turnover | 8.6849 | 0.5693 | 15.2556 | 0 | 0 | 0 | Fail 2-year Threshold
[11 empty] | Residential | CFL-23W | N | Single Family | Turnover | 3.5724 | 0.56411 | 6.3328 | 0 | 0 | 0 | Fail RIM | Commercial | High Efficiency Chiller (Air Cooled, 50 tons) | N | Retail | New | 1.8435 | 0.70725 | 2.6065 | 0 | 0 | 0 | Residential | LED - 9W Flood (Exterior) | N | Single Family | New | 8.6849 | 0.5693 | 15.2556 | 0 | 0 | 0 | Fail 2-year Threshold
[11 empty] | Residential | CFL-23W | N | Multi-Family | Turnover | 3.5724 | 0.56411 | 6.3328 | 0 | 0 | 0 | Fail RIM | Commercial | High Efficiency Chiller (Air Cooled, 50 tons) | N | Schools K-12 | New | 1.6025 | 0.70725 | 2.2658 | 0.0073903 | 0.00084264 | 0.028883 | Residential | LED - 9W Flood (Exterior) | N | Multi-Family | New | 8.6849 | 0.5693 | 15.2556 | 0 | 0 | 0 | Fail 2-year Threshold
[11 empty] | Residential | CFL-23W | N | Manufactured Home | Turnover | 3.5724 | 0.56411 | 6.3328 | 0 | 0 | 0 | Fail RIM | Commercial | High Efficiency Chiller (Water cooled-centrifugal, 200 tons) | N | Assembly | Turnover | 1.3395 | 0.73046 | 1.8338 | 0.11599 | 0.00056445 | 0.3277 | Residential | LED - 9W Flood (Exterior) | N | Manufactured Home | New | 8.6849 | 0.5693 | 15.2556 | 0 | 0 | 0 | Fail 2-year Threshold
[11 empty] | Residential | CFL-23W | N | Single Family | New | 3.5724 | 0.56411 | 6.3328 | 0 | 0 | 0 | Fail RIM | Commercial | High Efficiency Chiller (Water cooled-centrifugal, 200 tons) | N | College and University | Turnover | 1.4861 | 0.73046 | 2.0344 | 0.19874 | 0.00096716 | 0.5615 | Residential | LED - 9W | Y | Single Family | Turnover | 4.0961 | 0.57274 | 7.1518 | 0 | 0 | 0 | Fail 2-year Threshold
[11 empty] | Residential | CFL-23W | N | Multi-Family | New | 3.5724 | 0.56411 | 6.3328 | 0 | 0 | 0 | Fail RIM | Commercial | High Efficiency Chiller (Water cooled-centrifugal, 200 tons) | N | Healthcare | Turnover | 2.9148 | 0.73046 | 3.9903 | 0 | 0 | 0 | Residential | LED - 9W | Y | Multi-Family | Turnover | 4.0961 | 0.57274 | 7.1518 | 0 | 0 | 0 | Fail 2-year Threshold
[11 empty] | Residential | CFL-23W | N | Manufactured Home | New | 3.5724 | 0.56411 | 6.3328 | 0 | 0 | 0 | Fail RIM | Commercial | High Efficiency Chiller (Water cooled-centrifugal, 200 tons) | N | Hospitals | Turnover | 2.761 | 0.73046 | 3.7799 | 0.32927 | 0.0016024 | 0.93029 | Residential | LED - 9W | Y | Manufactured Home | Turnover | 4.0961 | 0.57274 | 7.1518 | 0 | 0 | 0 | Fail 2-year Threshold
[11 empty] | Residential | LED - 14W | Y | Single Family | Turnover | 4.6481 | 0.57274 | 8.1155 | 0 | 0 | 0 | Fail RIM | Commercial | High Efficiency Chiller (Water cooled-centrifugal, 200 tons) | N | Lodging/Hospitality | Turnover | 2.2127 | 0.73046 | 3.0292 | 0.039377 | 0.00019163 | 0.11125 | Residential | LED - 9W | Y | Single Family | New | 4.0961 | 0.57274 | 7.1518 | 0 | 0 | 0 | Fail 2-year Threshold
[11 empty] | Residential | LED - 14W | Y | Multi-Family | Turnover | 4.6481 | 0.57274 | 8.1155 | 0 | 0 | 0 | Fail RIM | Commercial | High Efficiency Chiller (Water cooled-centrifugal, 200 tons) | N | Offices | Turnover | 1.5076 | 0.73046 | 2.0639 | 0.26836 | 0.0013059 | 0.75819 | Residential | LED - 9W | Y | Multi-Family | New | 4.0961 | 0.57274 | 7.1518 | 0 | 0 | 0 | Fail 2-year Threshold
[11 empty] | Residential | LED - 14W | Y | Manufactured Home | Turnover | 4.6481 | 0.57274 | 8.1155 | 0 | 0 | 0 | Fail RIM | Commercial | High Efficiency Chiller (Water cooled-centrifugal, 200 tons) | N | Restaurants | Turnover | 2.1707 | 0.73046 | 2.9717 | 0.0046253 | 2.2509e-05 | 0.013068 | Residential | LED - 9W | Y | Manufactured Home | New | 4.0961 | 0.57274 | 7.1518 | 0 | 0 | 0 | Fail 2-year Threshold
[11 empty] | Residential | LED - 14W | Y | Single Family | New | 4.6481 | 0.57274 | 8.1155 | 0 | 0 | 0 | Fail RIM | Commercial | High Efficiency Chiller (Water cooled-centrifugal, 200 tons) | N | Retail | Turnover | 1.7013 | 0.73046 | 2.3291 | 0 | 0 | 0 | Residential | Linear LED | N | Single Family | Turnover | 5.5359 | 0.64195 | 8.6236 | 0 | 0 | 0 | Fail 2-year Threshold
[11 empty] | Residential | LED - 14W | Y | Multi-Family | New | 4.6481 | 0.57274 | 8.1155 | 0 | 0 | 0 | Fail RIM | Commercial | High Efficiency Chiller (Water cooled-centrifugal, 200 tons) | N | Schools K-12 | Turnover | 1.4789 | 0.73046 | 2.0246 | 0.34742 | 0.0016907 | 0.98158 | Residential | Linear LED | N | Multi-Family | Turnover | 5.5359 | 0.64195 | 8.6236 | 0 | 0 | 0 | Fail 2-year Threshold
[11 empty] | Residential | LED - 14W | Y | Manufactured Home | New | 4.6481 | 0.57274 | 8.1155 | 0 | 0 | 0 | Fail RIM | Commercial | High Efficiency Chiller (Water cooled-centrifugal, 200 tons) | N | Assembly | New | 1.3395 | 0.73046 | 1.8338 | 6.6025e-05 | 3.2131e-07 | 0.00018654 | Residential | Linear LED | N | Manufactured Home | Turnover | 5.5359 | 0.64195 | 8.6236 | 0 | 0 | 0 | Fail 2-year Threshold
[11 empty] | Residential | LED - 9W Flood (Exterior) | N | Single Family | Turnover | 8.6849 | 0.5693 | 15.2556 | 0 | 0 | 0 | Fail RIM | Commercial | High Efficiency Chiller (Water cooled-centrifugal, 200 tons) | N | College and University | New | 1.4861 | 0.73046 | 2.0344 | 0.0027819 | 1.3538e-05 | 0.0078598 | Residential | Linear LED | N | Single Family | New | 5.5359 | 0.64195 | 8.6236 | 0 | 0 | 0 | Fail 2-year Threshold
[11 empty] | Residential | LED - 9W Flood (Exterior) | N | Multi-Family | Turnover | 8.6849 | 0.5693 | 15.2556 | 0 | 0 | 0 | Fail RIM | Commercial | High Efficiency Chiller (Water cooled-centrifugal, 200 tons) | N | Healthcare | New | 2.9148 | 0.73046 | 3.9903 | 0 | 0 | 0 | Residential | Linear LED | N | Multi-Family | New | 5.5359 | 0.64195 | 8.6236 | 0 | 0 | 0 | Fail 2-year Threshold
[11 empty] | Residential | LED - 9W Flood (Exterior) | N | Manufactured Home | Turnover | 8.6849 | 0.5693 | 15.2556 | 0 | 0 | 0 | Fail RIM | Commercial | High Efficiency Chiller (Water cooled-centrifugal, 200 tons) | N | Hospitals | New | 2.761 | 0.73046 | 3.7799 | 0.0035068 | 1.7065e-05 | 0.0099077 | Residential | Linear LED | N | Manufactured Home | New | 5.5359 | 0.64195 | 8.6236 | 0 | 0 | 0 | Fail 2-year Threshold
[11 empty] | Residential | LED - 9W Flood (Exterior) | N | Single Family | New | 8.6849 | 0.5693 | 15.2556 | 0 | 0 | 0 | Fail RIM | Commercial | High Efficiency Chiller (Water cooled-centrifugal, 200 tons) | N | Lodging/Hospitality | New | 2.2127 | 0.73046 | 3.0292 | 0 | 0 | 0 | Residential | Low Wattage T8 Fixture | N | Single Family | Turnover | 11.5917 | 0.64187 | 18.0592 | 0 | 0 | 0 | Fail 2-year Threshold
[11 empty] | Residential | LED - 9W Flood (Exterior) | N | Multi-Family | New | 8.6849 | 0.5693 | 15.2556 | 0 | 0 | 0 | Fail RIM | Commercial | High Efficiency Chiller (Water cooled-centrifugal, 200 tons) | N | Offices | New | 1.5076 | 0.73046 | 2.0639 | 0.00053258 | 2.5918e-06 | 0.0015047 | Residential | Low Wattage T8 Fixture | N | Multi-Family | Turnover | 11.5917 | 0.64187 | 18.0592 | 0 | 0 | 0 | Fail 2-year Threshold
[11 empty] | Residential | LED - 9W Flood (Exterior) | N | Manufactured Home | New | 8.6849 | 0.5693 | 15.2556 | 0 | 0 | 0 | Fail RIM | Commercial | High Efficiency Chiller (Water cooled-centrifugal, 200 tons) | N | Restaurants | New | 2.1707 | 0.73046 | 2.9717 | 1.0122e-05 | 4.9257e-08 | 2.8597e-05 | Residential | Low Wattage T8 Fixture | N | Manufactured Home | Turnover | 11.5917 | 0.64187 | 18.0592 | 0 | 0 | 0 | Fail 2-year Threshold
[11 empty] | Residential | LED - 9W Flood | N | Single Family | Turnover | 1.8263 | 0.57274 | 3.1887 | 0 | 0 | 0 | Fail RIM | Commercial | High Efficiency Chiller (Water cooled-centrifugal, 200 tons) | N | Retail | New | 1.7013 | 0.73046 | 2.3291 | 0 | 0 | 0 | Residential | Low Wattage T8 Fixture | N | Single Family | New | 11.5917 | 0.64187 | 18.0592 | 0 | 0 | 0 | Fail 2-year Threshold
[11 empty] | Residential | LED - 9W Flood | N | Multi-Family | Turnover | 1.8263 | 0.57274 | 3.1887 | 0 | 0 | 0 | Fail RIM | Commercial | High Efficiency Chiller (Water cooled-centrifugal, 200 tons) | N | Schools K-12 | New | 1.4789 | 0.73046 | 2.0246 | 0.0025573 | 1.2445e-05 | 0.0072251 | Residential | Low Wattage T8 Fixture | N | Multi-Family | New | 11.5917 | 0.64187 | 18.0592 | 0 | 0 | 0 | Fail 2-year Threshold
[11 empty] | Residential | LED - 9W Flood | N | Manufactured Home | Turnover | 1.8263 | 0.57274 | 3.1887 | 0 | 0 | 0 | Fail RIM | Commercial | High Efficiency Chiller (Water cooled-positive displacement, 100 tons) | N | Healthcare | Turnover | 1.6956 | 0.73046 | 2.3213 | 0 | 0 | 0 | Residential | Low Wattage T8 Fixture | N | Manufactured Home | New | 11.5917 | 0.64187 | 18.0592 | 0 | 0 | 0 | Fail 2-year Threshold
[11 empty] | Residential | LED - 9W Flood | N | Single Family | New | 1.8263 | 0.57274 | 3.1887 | 0 | 0 | 0 | Fail RIM | Commercial | High Efficiency Chiller (Water cooled-positive displacement, 100 tons) | N | Hospitals | Turnover | 1.6062 | 0.73046 | 2.1989 | 0.1934 | 0.00094117 | 0.54641 | Residential | Energy Star Bathroom Ventilating Fan | N | Single Family | Turnover | 0.25373 | 0.57669 | 0.43998 | 0 | 0 | 0 | Fail TRC
[11 empty] | Residential | LED - 9W Flood | N | Multi-Family | New | 1.8263 | 0.57274 | 3.1887 | 0 | 0 | 0 | Fail RIM | Commercial | High Efficiency Chiller (Water cooled-positive displacement, 100 tons) | N | Lodging/Hospitality | Turnover | 1.2872 | 0.73046 | 1.7622 | 0.023271 | 0.00011325 | 0.065747 | Residential | Energy Star Bathroom Ventilating Fan | N | Multi-Family | Turnover | 0.25373 | 0.57669 | 0.43998 | 0 | 0 | 0 | Fail TRC
[11 empty] | Residential | LED - 9W Flood | N | Manufactured Home | New | 1.8263 | 0.57274 | 3.1887 | 0 | 0 | 0 | Fail RIM | Commercial | High Efficiency Chiller (Water cooled-positive displacement, 100 tons) | N | Restaurants | Turnover | 1.2628 | 0.73046 | 1.7287 | 0.0028094 | 1.3672e-05 | 0.0079374 | Residential | Energy Star Bathroom Ventilating Fan | N | Manufactured Home | Turnover | 0.25373 | 0.57669 | 0.43998 | 0 | 0 | 0 | Fail TRC
[11 empty] | Residential | LED - 9W | Y | Single Family | Turnover | 4.0961 | 0.57274 | 7.1518 | 0 | 0 | 0 | Fail RIM | Commercial | High Efficiency Chiller (Water cooled-positive displacement, 100 tons) | N | Healthcare | New | 1.6956 | 0.73046 | 2.3213 | 0 | 0 | 0 | Residential | Energy Star Bathroom Ventilating Fan | N | Single Family | New | 0.25373 | 0.57669 | 0.43998 | 0 | 0 | 0 | Fail TRC
[11 empty] | Residential | LED - 9W | Y | Multi-Family | Turnover | 4.0961 | 0.57274 | 7.1518 | 0 | 0 | 0 | Fail RIM | Commercial | High Efficiency Chiller (Water cooled-positive displacement, 100 tons) | N | Hospitals | New | 1.6062 | 0.73046 | 2.1989 | 0.0020597 | 1.0024e-05 | 0.0058194 | Residential | Energy Star Bathroom Ventilating Fan | N | Multi-Family | New | 0.25373 | 0.57669 | 0.43998 | 0 | 0 | 0 | Fail TRC
[11 empty] | Residential | LED - 9W | Y | Manufactured Home | Turnover | 4.0961 | 0.57274 | 7.1518 | 0 | 0 | 0 | Fail RIM | Commercial | High Efficiency Chiller (Water cooled-positive displacement, 100 tons) | N | Lodging/Hospitality | New | 1.2872 | 0.73046 | 1.7622 | 0 | 0 | 0 | Residential | Energy Star Bathroom Ventilating Fan | N | Manufactured Home | New | 0.25373 | 0.57669 | 0.43998 | 0 | 0 | 0 | Fail TRC
[11 empty] | Residential | LED - 9W | Y | Single Family | New | 4.0961 | 0.57274 | 7.1518 | 0 | 0 | 0 | Fail RIM | Commercial | High Efficiency Chiller (Water cooled-positive displacement, 100 tons) | N | Restaurants | New | 1.2628 | 0.73046 | 1.7287 | 6.148e-06 | 2.9919e-08 | 1.737e-05 | Residential | Energy Star Ceiling Fan | N | Single Family | Turnover | 0.49527 | 0.66983 | 0.7394 | 0 | 0 | 0 | Fail TRC
[11 empty] | Residential | LED - 9W | Y | Multi-Family | New | 4.0961 | 0.57274 | 7.1518 | 0 | 0 | 0 | Fail RIM | Commercial | High Efficiency PTAC | N | Assembly | Turnover | 3.8966 | 0.70496 | 5.5274 | 0 | 0 | 0 | Residential | Energy Star Ceiling Fan | N | Multi-Family | Turnover | 0.49527 | 0.66983 | 0.7394 | 0 | 0 | 0 | Fail TRC
[11 empty] | Residential | LED - 9W | Y | Manufactured Home | New | 4.0961 | 0.57274 | 7.1518 | 0 | 0 | 0 | Fail RIM | Commercial | High Efficiency PTAC | N | College and University | Turnover | 3.9874 | 0.66652 | 5.9825 | 0 | 0 | 0 | Residential | Energy Star Ceiling Fan | N | Manufactured Home | Turnover | 0.49527 | 0.66983 | 0.7394 | 0 | 0 | 0 | Fail TRC
[11 empty] | Residential | LED Specialty Lamps-5W Chandelier | N | Single Family | Turnover | 1.9406 | 0.57274 | 3.3883 | 0 | 0 | 0 | Fail RIM | Commercial | High Efficiency PTAC | N | Grocery | Turnover | 2.1525 | 0.70496 | 3.0534 | 0 | 0 | 0 | Residential | Energy Star Ceiling Fan | N | Single Family | New | 0.49434 | 0.66857 | 0.7394 | 0 | 0 | 0 | Fail TRC
[11 empty] | Residential | LED Specialty Lamps-5W Chandelier | N | Multi-Family | Turnover | 1.9406 | 0.57274 | 3.3883 | 0 | 0 | 0 | Fail RIM | Commercial | High Efficiency PTAC | N | Institutional | Turnover | 2.1048 | 0.70496 | 2.9857 | 0 | 0 | 0 | Residential | Energy Star Ceiling Fan | N | Multi-Family | New | 0.49434 | 0.66857 | 0.7394 | 0 | 0 | 0 | Fail TRC
[11 empty] | Residential | LED Specialty Lamps-5W Chandelier | N | Manufactured Home | Turnover | 1.9406 | 0.57274 | 3.3883 | 0 | 0 | 0 | Fail RIM | Commercial | High Efficiency PTAC | N | Miscellaneous | Turnover | 2.1223 | 0.69414 | 3.0575 | 0 | 0 | 0 | Residential | Energy Star Ceiling Fan | N | Manufactured Home | New | 0.49434 | 0.66857 | 0.7394 | 0 | 0 | 0 | Fail TRC
[11 empty] | Residential | LED Specialty Lamps-5W Chandelier | N | Single Family | New | 1.9406 | 0.57274 | 3.3883 | 0 | 0 | 0 | Fail RIM | Commercial | High Efficiency PTAC | N | Offices | Turnover | 4.2767 | 0.69414 | 6.1611 | 0 | 0 | 0 | Residential | Energy Star Dehumidifier | N | Single Family | Turnover | 6.619 | 0.58879 | 11.2418 | 0 | 0 | 0 | Fail 2-year Threshold
[11 empty] | Residential | LED Specialty Lamps-5W Chandelier | N | Multi-Family | New | 1.9406 | 0.57274 | 3.3883 | 0 | 0 | 0 | Fail RIM | Commercial | High Efficiency PTAC | N | Schools K-12 | Turnover | 4.302 | 0.70496 | 6.1025 | 0.0010849 | 0 | 0.0024258 | Residential | Energy Star Dehumidifier | N | Multi-Family | Turnover | 6.619 | 0.58879 | 11.2418 | 0 | 0 | 0 | Fail 2-year Threshold
[11 empty] | Residential | LED Specialty Lamps-5W Chandelier | N | Manufactured Home | New | 1.9406 | 0.57274 | 3.3883 | 0 | 0 | 0 | Fail RIM | Commercial | High Efficiency PTAC | N | Assembly | New | 3.8966 | 0.70496 | 5.5274 | 0 | 0 | 0 | Residential | Energy Star Dehumidifier | N | Manufactured Home | Turnover | 6.619 | 0.58879 | 11.2418 | 0 | 0 | 0 | Fail 2-year Threshold
[11 empty] | Residential | Linear LED | N | Single Family | Turnover | 5.5359 | 0.64195 | 8.6236 | 0 | 0 | 0 | Fail RIM | Commercial | High Efficiency PTAC | N | College and University | New | 3.9874 | 0.66652 | 5.9825 | 0 | 0 | 0 | Residential | Energy Star Dehumidifier | N | Single Family | New | 6.619 | 0.58879 | 11.2418 | 0 | 0 | 0 | Fail 2-year Threshold
[11 empty] | Residential | Linear LED | N | Multi-Family | Turnover | 5.5359 | 0.64195 | 8.6236 | 0 | 0 | 0 | Fail RIM | Commercial | High Efficiency PTAC | N | Grocery | New | 2.1525 | 0.70496 | 3.0534 | 0 | 0 | 0 | Residential | Energy Star Dehumidifier | N | Multi-Family | New | 6.619 | 0.58879 | 11.2418 | 0 | 0 | 0 | Fail 2-year Threshold
[11 empty] | Residential | Linear LED | N | Manufactured Home | Turnover | 5.5359 | 0.64195 | 8.6236 | 0 | 0 | 0 | Fail RIM | Commercial | High Efficiency PTAC | N | Institutional | New | 2.1048 | 0.70496 | 2.9857 | 0 | 0 | 0 | Residential | Energy Star Dehumidifier | N | Manufactured Home | New | 6.619 | 0.58879 | 11.2418 | 0 | 0 | 0 | Fail 2-year Threshold
[11 empty] | Residential | Linear LED | N | Single Family | New | 5.5359 | 0.64195 | 8.6236 | 0 | 0 | 0 | Fail RIM | Commercial | High Efficiency PTAC | N | Miscellaneous | New | 2.1223 | 0.69414 | 3.0575 | 0 | 0 | 0 | Residential | Heat Pump Pool Heater | N | Single Family | Turnover | 8.127 | 0.62559 | 12.9908 | 0 | 0 | 0 | Fail 2-year Threshold
[11 empty] | Residential | Linear LED | N | Multi-Family | New | 5.5359 | 0.64195 | 8.6236 | 0 | 0 | 0 | Fail RIM | Commercial | High Efficiency PTAC | N | Offices | New | 4.2767 | 0.69414 | 6.1611 | 0 | 0 | 0 | Residential | Heat Pump Pool Heater | N | Multi-Family | Turnover | 8.127 | 0.62559 | 12.9908 | 0 | 0 | 0 | Fail 2-year Threshold
[11 empty] | Residential | Linear LED | N | Manufactured Home | New | 5.5359 | 0.64195 | 8.6236 | 0 | 0 | 0 | Fail RIM | Commercial | High Efficiency PTAC | N | Schools K-12 | New | 4.302 | 0.70496 | 6.1025 | 1.6187e-05 | 0 | 3.6191e-05 | Residential | Heat Pump Pool Heater | N | Manufactured Home | Turnover | 8.127 | 0.62559 | 12.9908 | 0 | 0 | 0 | Fail 2-year Threshold
[11 empty] | Residential | Low Wattage T8 Fixture | N | Single Family | Turnover | 11.5917 | 0.64187 | 18.0592 | 0 | 0 | 0 | Fail RIM | Commercial | High Efficiency PTHP | N | Assembly | Turnover | 4.0449 | 0.70494 | 5.738 | 0.015327 | 7.9502e-06 | 0.074474 | Residential | Heat Pump Pool Heater | N | Single Family | New | 8.127 | 0.62559 | 12.9908 | 0 | 0 | 0 | Fail 2-year Threshold
[11 empty] | Residential | Low Wattage T8 Fixture | N | Multi-Family | Turnover | 11.5917 | 0.64187 | 18.0592 | 0 | 0 | 0 | Fail RIM | Commercial | High Efficiency PTHP | N | College and University | Turnover | 4.1231 | 0.66639 | 6.1873 | 0.0023477 | 0.0027999 | 0.0408 | Residential | Heat Pump Pool Heater | N | Multi-Family | New | 8.127 | 0.62559 | 12.9908 | 0 | 0 | 0 | Fail 2-year Threshold
[11 empty] | Residential | Low Wattage T8 Fixture | N | Manufactured Home | Turnover | 11.5917 | 0.64187 | 18.0592 | 0 | 0 | 0 | Fail RIM | Commercial | High Efficiency PTHP | N | Grocery | Turnover | 2.4079 | 0.70494 | 3.4158 | 0 | 0 | 0 | Residential | Heat Pump Pool Heater | N | Manufactured Home | New | 8.127 | 0.62559 | 12.9908 | 0 | 0 | 0 | Fail 2-year Threshold
[11 empty] | Residential | Low Wattage T8 Fixture | N | Single Family | New | 11.5917 | 0.64187 | 18.0592 | 0 | 0 | 0 | Fail RIM | Commercial | High Efficiency PTHP | N | Institutional | Turnover | 2.2342 | 0.70494 | 3.1694 | 0.0072135 | 1.9689e-05 | 0.12262 | Residential | Solar Powered Pool Pumps | N | Single Family | Turnover | 0.6049 | 0.63965 | 0.94568 | 0 | 0 | 0 | Fail TRC
[11 empty] | Residential | Low Wattage T8 Fixture | N | Multi-Family | New | 11.5917 | 0.64187 | 18.0592 | 0 | 0 | 0 | Fail RIM | Commercial | High Efficiency PTHP | N | Miscellaneous | Turnover | 2.2582 | 0.70494 | 3.2035 | 0.022968 | 0 | 0.046179 | Residential | Solar Powered Pool Pumps | N | Multi-Family | Turnover | 0.6049 | 0.63965 | 0.94568 | 0 | 0 | 0 | Fail TRC
[11 empty] | Residential | Low Wattage T8 Fixture | N | Manufactured Home | New | 11.5917 | 0.64187 | 18.0592 | 0 | 0 | 0 | Fail RIM | Commercial | High Efficiency PTHP | N | Offices | Turnover | 4.472 | 0.70494 | 6.3439 | 0.18159 | 0.00010498 | 0.9416 | Residential | Solar Powered Pool Pumps | N | Manufactured Home | Turnover | 0.6049 | 0.63965 | 0.94568 | 0 | 0 | 0 | Fail TRC
[11 empty] | Residential | Energy Star Bathroom Ventilating Fan | N | Single Family | Turnover | 0.25373 | 0.57669 | 0.43998 | 0 | 0 | 0 | Fail RIM | Commercial | High Efficiency PTHP | N | Warehouse | Turnover | 1.027 | 0.70494 | 1.4569 | 0 | 2.5893e-05 | 0.14219 | Residential | Solar Powered Pool Pumps | N | Single Family | New | 0.6049 | 0.63965 | 0.94568 | 0 | 0 | 0 | Fail TRC
[11 empty] | Residential | Energy Star Bathroom Ventilating Fan | N | Multi-Family | Turnover | 0.25373 | 0.57669 | 0.43998 | 0 | 0 | 0 | Fail RIM | Commercial | High Efficiency PTHP | N | Assembly | New | 4.0449 | 0.70494 | 5.738 | 0.00022867 | 1.1861e-07 | 0.0011111 | Residential | Solar Powered Pool Pumps | N | Multi-Family | New | 0.6049 | 0.63965 | 0.94568 | 0 | 0 | 0 | Fail TRC
[11 empty] | Residential | Energy Star Bathroom Ventilating Fan | N | Manufactured Home | Turnover | 0.25373 | 0.57669 | 0.43998 | 0 | 0 | 0 | Fail RIM | Commercial | High Efficiency PTHP | N | College and University | New | 4.1231 | 0.66639 | 6.1873 | 3.5027e-05 | 4.1773e-05 | 0.00060871 | Residential | Solar Powered Pool Pumps | N | Manufactured Home | New | 0.6049 | 0.63965 | 0.94568 | 0 | 0 | 0 | Fail TRC
[11 empty] | Residential | Energy Star Bathroom Ventilating Fan | N | Single Family | New | 0.25373 | 0.57669 | 0.43998 | 0 | 0 | 0 | Fail RIM | Commercial | High Efficiency PTHP | N | Grocery | New | 2.4079 | 0.70494 | 3.4158 | 0 | 0 | 0 | Residential | Two Speed Pool Pump | N | Single Family | Turnover | 2.9033 | 0.63965 | 4.5389 | 0 | 0 | 0 | Fail 2-year Threshold
[11 empty] | Residential | Energy Star Bathroom Ventilating Fan | N | Multi-Family | New | 0.25373 | 0.57669 | 0.43998 | 0 | 0 | 0 | Fail RIM | Commercial | High Efficiency PTHP | N | Institutional | New | 2.2342 | 0.70494 | 3.1694 | 0.00010762 | 2.9375e-07 | 0.0018295 | Residential | Two Speed Pool Pump | N | Multi-Family | Turnover | 2.9033 | 0.63965 | 4.5389 | 0 | 0 | 0 | Fail 2-year Threshold
[11 empty] | Residential | Energy Star Bathroom Ventilating Fan | N | Manufactured Home | New | 0.25373 | 0.57669 | 0.43998 | 0 | 0 | 0 | Fail RIM | Commercial | High Efficiency PTHP | N | Miscellaneous | New | 2.2582 | 0.70494 | 3.2035 | 0.00034267 | 0 | 0.00068896 | Residential | Two Speed Pool Pump | N | Manufactured Home | Turnover | 2.9033 | 0.63965 | 4.5389 | 0 | 0 | 0 | Fail 2-year Threshold
[11 empty] | Residential | Energy Star Ceiling Fan | N | Single Family | Turnover | 0.49527 | 0.66983 | 0.7394 | 0 | 0 | 0 | Fail RIM | Commercial | High Efficiency PTHP | N | Offices | New | 4.472 | 0.70494 | 6.3439 | 0.0027093 | 1.5663e-06 | 0.014048 | Residential | Two Speed Pool Pump | N | Single Family | New | 2.9033 | 0.63965 | 4.5389 | 0 | 0 | 0 | Fail 2-year Threshold
[11 empty] | Residential | Energy Star Ceiling Fan | N | Multi-Family | Turnover | 0.49527 | 0.66983 | 0.7394 | 0 | 0 | 0 | Fail RIM | Commercial | High Efficiency PTHP | N | Warehouse | New | 1.027 | 0.70494 | 1.4569 | 0 | 3.863e-07 | 0.0021213 | Residential | Two Speed Pool Pump | N | Multi-Family | New | 2.9033 | 0.63965 | 4.5389 | 0 | 0 | 0 | Fail 2-year Threshold
[11 empty] | Residential | Energy Star Ceiling Fan | N | Manufactured Home | Turnover | 0.49527 | 0.66983 | 0.7394 | 0 | 0 | 0 | Fail RIM | Commercial | Variable Refrigerant Flow (VRF) HVAC Systems | N | Healthcare | Turnover | 1.1587 | 0.67346 | 1.7206 | 0.019913 | 0.057469 | 0.2523 | Residential | Two Speed Pool Pump | N | Manufactured Home | New | 2.9033 | 0.63965 | 4.5389 | 0 | 0 | 0 | Fail 2-year Threshold
[11 empty] | Residential | Energy Star Ceiling Fan | N | Single Family | New | 0.49434 | 0.66857 | 0.7394 | 0 | 0 | 0 | Fail RIM | Commercial | Variable Refrigerant Flow (VRF) HVAC Systems | N | Hospitals | Turnover | 1.1187 | 0.67346 | 1.6612 | 0.0064897 | 0.26223 | 0.87393 | Residential | Removal of 2nd Refrigerator-Freezer | N | Single Family | Existing | 5.7136 | 0.55631 | 10.2704 | 0 | 0 | 0 | Fail 2-year Threshold
[11 empty] | Residential | Energy Star Ceiling Fan | N | Multi-Family | New | 0.49434 | 0.66857 | 0.7394 | 0 | 0 | 0 | Fail RIM | Commercial | Variable Refrigerant Flow (VRF) HVAC Systems | N | Restaurants | Turnover | 1.0411 | 0.67346 | 1.546 | 0.0029969 | 0.039657 | 0.13879 | Residential | Removal of 2nd Refrigerator-Freezer | N | Multi-Family | Existing | 5.7136 | 0.55631 | 10.2704 | 0 | 0 | 0 | Fail 2-year Threshold
[11 empty] | Residential | Energy Star Ceiling Fan | N | Manufactured Home | New | 0.49434 | 0.66857 | 0.7394 | 0 | 0 | 0 | Fail RIM | Commercial | Variable Refrigerant Flow (VRF) HVAC Systems | N | Healthcare | New | 1.1587 | 0.67346 | 1.7206 | 0 | 0.00083731 | 0.0027224 | Residential | Removal of 2nd Refrigerator-Freezer | N | Manufactured Home | Existing | 5.7136 | 0.55631 | 10.2704 | 0 | 0 | 0 | Fail 2-year Threshold
[11 empty] | Residential | Energy Star Dehumidifier | N | Single Family | Turnover | 6.619 | 0.58879 | 11.2418 | 0 | 0 | 0 | Fail RIM | Commercial | Variable Refrigerant Flow (VRF) HVAC Systems | N | Hospitals | New | 1.1187 | 0.67346 | 1.6612 | 0 | 0.0032813 | 0.010669 | Residential | Removal of 2nd Refrigerator-Freezer | N | Single Family | New | 5.7136 | 0.55631 | 10.2704 | 0 | 0 | 0 | Fail 2-year Threshold
[11 empty] | Residential | Energy Star Dehumidifier | N | Multi-Family | Turnover | 6.619 | 0.58879 | 11.2418 | 0 | 0 | 0 | Fail RIM | Commercial | Variable Refrigerant Flow (VRF) HVAC Systems | N | Restaurants | New | 1.0411 | 0.67346 | 1.546 | 3.7418e-05 | 0.00049514 | 0.0017329 | Residential | Removal of 2nd Refrigerator-Freezer | N | Multi-Family | New | 5.7136 | 0.55631 | 10.2704 | 0 | 0 | 0 | Fail 2-year Threshold
[11 empty] | Residential | Energy Star Dehumidifier | N | Manufactured Home | Turnover | 6.619 | 0.58879 | 11.2418 | 0 | 0 | 0 | Fail RIM | Commercial | High Bay Fluorescent (T5) | N | Schools K-12 | Turnover | 3.6059 | 0.65029 | 5.545 | 0 | 0 | 0 | Residential | Removal of 2nd Refrigerator-Freezer | N | Manufactured Home | New | 5.7136 | 0.55631 | 10.2704 | 0 | 0 | 0 | Fail 2-year Threshold
[11 empty] | Residential | Energy Star Dehumidifier | N | Single Family | New | 6.619 | 0.58879 | 11.2418 | 0 | 0 | 0 | Fail RIM | Commercial | High Bay Fluorescent (T5) | N | Schools K-12 | New | 3.6059 | 0.65029 | 5.545 | 0 | 0 | 0 | Residential | Drain Water Heat Recovery | N | Single Family | Existing | 0.1706 | 0.58814 | 0.29008 | 0 | 0 | 0 | Fail TRC
[11 empty] | Residential | Energy Star Dehumidifier | N | Multi-Family | New | 6.619 | 0.58879 | 11.2418 | 0 | 0 | 0 | Fail RIM | Commercial | High Bay LED | N | Assembly | Turnover | 2.9548 | 0.65029 | 4.5439 | 2.9344 | 2.879 | 15.8677 | Residential | Drain Water Heat Recovery | N | Multi-Family | Existing | 0.14613 | 0.58814 | 0.24847 | 0 | 0 | 0 | Fail TRC
[11 empty] | Residential | Energy Star Dehumidifier | N | Manufactured Home | New | 6.619 | 0.58879 | 11.2418 | 0 | 0 | 0 | Fail RIM | Commercial | High Bay LED | N | Institutional | Turnover | 3.3894 | 0.65029 | 5.2122 | 0 | 0 | 0 | Residential | Drain Water Heat Recovery | N | Manufactured Home | Existing | 0.21637 | 0.58814 | 0.36789 | 0 | 0 | 0 | Fail TRC
[11 empty] | Residential | Heat Pump Pool Heater | N | Single Family | Turnover | 8.127 | 0.62559 | 12.9908 | 0 | 0 | 0 | Fail RIM | Commercial | High Bay LED | N | Lodging/Hospitality | Turnover | 3.8569 | 0.65029 | 5.931 | 0 | 0 | 0 | Residential | Drain Water Heat Recovery | N | Single Family | New | 0.21456 | 0.58814 | 0.36482 | 0 | 0 | 0 | Fail TRC
[11 empty] | Residential | Heat Pump Pool Heater | N | Multi-Family | Turnover | 8.127 | 0.62559 | 12.9908 | 0 | 0 | 0 | Fail RIM | Commercial | High Bay LED | N | Offices | Turnover | 3.3422 | 0.65029 | 5.1395 | 0 | 0 | 0 | Residential | Drain Water Heat Recovery | N | Multi-Family | New | 0.18379 | 0.58814 | 0.31249 | 0 | 0 | 0 | Fail TRC
[11 empty] | Residential | Heat Pump Pool Heater | N | Manufactured Home | Turnover | 8.127 | 0.62559 | 12.9908 | 0 | 0 | 0 | Fail RIM | Commercial | High Bay LED | N | Restaurants | Turnover | 3.449 | 0.65029 | 5.3038 | 0 | 0 | 0 | Residential | Drain Water Heat Recovery | N | Manufactured Home | New | 0.27212 | 0.58814 | 0.46269 | 0 | 0 | 0 | Fail TRC
[11 empty] | Residential | Heat Pump Pool Heater | N | Single Family | New | 8.127 | 0.62559 | 12.9908 | 0 | 0 | 0 | Fail RIM | Commercial | High Bay LED | N | Schools K-12 | Turnover | 2.4442 | 0.65029 | 3.7586 | 0 | 0 | 0 | Residential | Faucet Aerator | Y | Single Family | Existing | 11.7818 | 0.56334 | 20.9141 | 0 | 0 | 0 | Fail 2-year Threshold
[11 empty] | Residential | Heat Pump Pool Heater | N | Multi-Family | New | 8.127 | 0.62559 | 12.9908 | 0 | 0 | 0 | Fail RIM | Commercial | High Bay LED | N | Warehouse | Turnover | 3.9288 | 0.65029 | 6.0416 | 5.1131 | 5.0165 | 27.6486 | Residential | Faucet Aerator | Y | Multi-Family | Existing | 9.2613 | 0.56334 | 16.4399 | 0 | 0 | 0 | Fail 2-year Threshold
[11 empty] | Residential | Heat Pump Pool Heater | N | Manufactured Home | New | 8.127 | 0.62559 | 12.9908 | 0 | 0 | 0 | Fail RIM | Commercial | High Bay LED | N | Assembly | New | 2.9548 | 0.65029 | 4.5439 | 0 | 0 | 0 | Residential | Faucet Aerator | Y | Manufactured Home | Existing | 9.1875 | 0.56334 | 16.3088 | 0 | 0 | 0 | Fail 2-year Threshold
[11 empty] | Residential | Solar Pool Heater | N | Single Family | Turnover | 2.2818 | 0.62559 | 3.6474 | 0 | 0 | 0 | Fail RIM | Commercial | High Bay LED | N | Institutional | New | 3.3894 | 0.65029 | 5.2122 | 0 | 0 | 0 | Residential | Faucet Aerator | Y | Single Family | New | 4.9091 | 0.56334 | 8.7142 | 0 | 0 | 0 | Fail 2-year Threshold
[11 empty] | Residential | Solar Pool Heater | N | Multi-Family | Turnover | 2.2818 | 0.62559 | 3.6474 | 0 | 0 | 0 | Fail RIM | Commercial | High Bay LED | N | Lodging/Hospitality | New | 3.8569 | 0.65029 | 5.931 | 0 | 0 | 0 | Residential | Faucet Aerator | Y | Multi-Family | New | 3.8589 | 0.56334 | 6.8499 | 0 | 0 | 0 | Fail 2-year Threshold
[11 empty] | Residential | Solar Pool Heater | N | Manufactured Home | Turnover | 2.2818 | 0.62559 | 3.6474 | 0 | 0 | 0 | Fail RIM | Commercial | High Bay LED | N | Offices | New | 3.3422 | 0.65029 | 5.1395 | 0 | 0 | 0 | Residential | Faucet Aerator | Y | Manufactured Home | New | 3.8281 | 0.56334 | 6.7953 | 0 | 0 | 0 | Fail 2-year Threshold
[11 empty] | Residential | Solar Pool Heater | N | Single Family | New | 2.2818 | 0.62559 | 3.6474 | 0 | 0 | 0 | Fail RIM | Commercial | High Bay LED | N | Restaurants | New | 3.449 | 0.65029 | 5.3038 | 0 | 0 | 0 | Residential | Heat Trap | N | Single Family | Existing | 0.57508 | 0.56334 | 1.0208 | 0 | 0 | 0 | Fail TRC
[11 empty] | Residential | Solar Pool Heater | N | Multi-Family | New | 2.2818 | 0.62559 | 3.6474 | 0 | 0 | 0 | Fail RIM | Commercial | High Bay LED | N | Schools K-12 | New | 2.4442 | 0.65029 | 3.7586 | 0 | 0 | 0 | Residential | Heat Trap | N | Multi-Family | Existing | 0.45205 | 0.56334 | 0.80245 | 0 | 0 | 0 | Fail TRC
[11 empty] | Residential | Solar Pool Heater | N | Manufactured Home | New | 2.2818 | 0.62559 | 3.6474 | 0 | 0 | 0 | Fail RIM | Commercial | High Bay LED | N | Warehouse | New | 3.9288 | 0.65029 | 6.0416 | 0 | 0 | 0 | Residential | Heat Trap | N | Manufactured Home | Existing | 0.44845 | 0.56334 | 0.79605 | 0 | 0 | 0 | Fail TRC
[11 empty] | Residential | Solar Powered Pool Pumps | N | Single Family | Turnover | 0.6049 | 0.63965 | 0.94568 | 0 | 0 | 0 | Fail RIM | Commercial | Premium T8 - Fixture Replacement | N | Grocery | Turnover | 1.2473 | 0.6118 | 2.0387 | 0.29334 | 1.607e-05 | 1.2028 | Residential | Heat Trap | N | Single Family | New | 0.57508 | 0.56334 | 1.0208 | 0 | 0 | 0 | Fail TRC
[11 empty] | Residential | Solar Powered Pool Pumps | N | Multi-Family | Turnover | 0.6049 | 0.63965 | 0.94568 | 0 | 0 | 0 | Fail RIM | Commercial | Premium T8 - Fixture Replacement | N | Healthcare | Turnover | 1.093 | 0.59125 | 1.8486 | 0.04969 | 0.011367 | 0.20499 | Residential | Heat Trap | N | Multi-Family | New | 0.45205 | 0.56334 | 0.80245 | 0 | 0 | 0 | Fail TRC
[11 empty] | Residential | Solar Powered Pool Pumps | N | Manufactured Home | Turnover | 0.6049 | 0.63965 | 0.94568 | 0 | 0 | 0 | Fail RIM | Commercial | Premium T8 - Fixture Replacement | N | Hospitals | Turnover | 1.4812 | 0.60209 | 2.4601 | 0.092856 | 0.086129 | 0.8861 | Residential | Heat Trap | N | Manufactured Home | New | 0.44845 | 0.56334 | 0.79605 | 0 | 0 | 0 | Fail TRC
[11 empty] | Residential | Solar Powered Pool Pumps | N | Single Family | New | 0.6049 | 0.63965 | 0.94568 | 0 | 0 | 0 | Fail RIM | Commercial | Premium T8 - Fixture Replacement | N | Retail | Turnover | 1.1213 | 0.6118 | 1.8328 | 0.45647 | 2.5007e-05 | 1.8718 | Residential | Hot Water Pipe Insulation | Y | Single Family | Existing | 5.3205 | 0.57896 | 9.1898 | 0 | 0 | 0 | Fail 2-year Threshold
[11 empty] | Residential | Solar Powered Pool Pumps | N | Multi-Family | New | 0.6049 | 0.63965 | 0.94568 | 0 | 0 | 0 | Fail RIM | Commercial | Premium T8 - Fixture Replacement | N | Grocery | New | 1.2473 | 0.6118 | 2.0387 | 0 | 0 | 0 | Residential | Hot Water Pipe Insulation | Y | Multi-Family | Existing | 4.5587 | 0.57896 | 7.874 | 0 | 0 | 0 | Fail 2-year Threshold
[11 empty] | Residential | Solar Powered Pool Pumps | N | Manufactured Home | New | 0.6049 | 0.63965 | 0.94568 | 0 | 0 | 0 | Fail RIM | Commercial | Premium T8 - Fixture Replacement | N | Healthcare | New | 1.093 | 0.59125 | 1.8486 | 0 | 0 | 0 | Residential | Hot Water Pipe Insulation | Y | Manufactured Home | Existing | 6.7458 | 0.57896 | 11.6516 | 0 | 0 | 0 | Fail 2-year Threshold
[11 empty] | Residential | Two Speed Pool Pump | N | Single Family | Turnover | 2.9033 | 0.63965 | 4.5389 | 0 | 0 | 0 | Fail RIM | Commercial | Premium T8 - Fixture Replacement | N | Hospitals | New | 1.4812 | 0.60209 | 2.4601 | 0 | 0 | 0 | Residential | Hot Water Pipe Insulation | Y | Single Family | New | 5.3205 | 0.57896 | 9.1898 | 0 | 0 | 0 | Fail 2-year Threshold
[11 empty] | Residential | Two Speed Pool Pump | N | Multi-Family | Turnover | 2.9033 | 0.63965 | 4.5389 | 0 | 0 | 0 | Fail RIM | Commercial | Premium T8 - Fixture Replacement | N | Retail | New | 1.1213 | 0.6118 | 1.8328 | 0 | 0 | 0 | Residential | Hot Water Pipe Insulation | Y | Multi-Family | New | 4.5587 | 0.57896 | 7.874 | 0 | 0 | 0 | Fail 2-year Threshold
[11 empty] | Residential | Two Speed Pool Pump | N | Manufactured Home | Turnover | 2.9033 | 0.63965 | 4.5389 | 0 | 0 | 0 | Fail RIM | Commercial | Efficient Battery Charger | N | Assembly | Turnover | 1.0672 | 0.59886 | 1.782 | 0.099208 | 0 | 0.18105 | Residential | Hot Water Pipe Insulation | Y | Manufactured Home | New | 6.7458 | 0.57896 | 11.6516 | 0 | 0 | 0 | Fail 2-year Threshold
[11 empty] | Residential | Two Speed Pool Pump | N | Single Family | New | 2.9033 | 0.63965 | 4.5389 | 0 | 0 | 0 | Fail RIM | Commercial | Efficient Battery Charger | N | College and University | Turnover | 1.0672 | 0.59886 | 1.782 | 0 | 0 | 0 | Residential | Low Flow Showerhead | Y | Single Family | Existing | 19.3762 | 0.55794 | 34.7281 | 0 | 0 | 0 | Fail 2-year Threshold
[11 empty] | Residential | Two Speed Pool Pump | N | Multi-Family | New | 2.9033 | 0.63965 | 4.5389 | 0 | 0 | 0 | Fail RIM | Commercial | Efficient Battery Charger | N | Grocery | Turnover | 1.0672 | 0.59886 | 1.782 | 0.088242 | 0 | 0.16104 | Residential | Low Flow Showerhead | Y | Multi-Family | Existing | 15.231 | 0.55794 | 27.2986 | 0 | 0 | 0 | Fail 2-year Threshold
[11 empty] | Residential | Two Speed Pool Pump | N | Manufactured Home | New | 2.9033 | 0.63965 | 4.5389 | 0 | 0 | 0 | Fail RIM | Commercial | Efficient Battery Charger | N | Healthcare | Turnover | 1.0672 | 0.59886 | 1.782 | 0.02804 | 0 | 0.051173 | Residential | Low Flow Showerhead | Y | Manufactured Home | Existing | 15.1096 | 0.55794 | 27.0809 | 0 | 0 | 0 | Fail 2-year Threshold
[11 empty] | Residential | Variable Speed Pool Pump | N | Single Family | Turnover | 1.0008 | 0.63965 | 1.5645 | 0 | 0 | 0 | Fail RIM | Commercial | Efficient Battery Charger | N | Hospitals | Turnover | 1.0672 | 0.59886 | 1.782 | 0.58171 | 0 | 1.0616 | Residential | Low Flow Showerhead | Y | Single Family | New | 19.3762 | 0.55794 | 34.7281 | 0 | 0 | 0 | Fail 2-year Threshold
[11 empty] | Residential | Variable Speed Pool Pump | N | Multi-Family | Turnover | 1.0008 | 0.63965 | 1.5645 | 0 | 0 | 0 | Fail RIM | Commercial | Efficient Battery Charger | N | Institutional | Turnover | 1.0672 | 0.59886 | 1.782 | 0.024147 | 0 | 0.044069 | Residential | Low Flow Showerhead | Y | Multi-Family | New | 15.231 | 0.55794 | 27.2986 | 0 | 0 | 0 | Fail 2-year Threshold
[11 empty] | Residential | Variable Speed Pool Pump | N | Manufactured Home | Turnover | 1.0008 | 0.63965 | 1.5645 | 0 | 0 | 0 | Fail RIM | Commercial | Efficient Battery Charger | N | Lodging/Hospitality | Turnover | 1.0672 | 0.59886 | 1.782 | 0.14149 | 0 | 0.25823 | Residential | Low Flow Showerhead | Y | Manufactured Home | New | 15.1096 | 0.55794 | 27.0809 | 0 | 0 | 0 | Fail 2-year Threshold
[11 empty] | Residential | Variable Speed Pool Pump | N | Single Family | New | 1.0008 | 0.63965 | 1.5645 | 0 | 0 | 0 | Fail RIM | Commercial | Efficient Battery Charger | N | Miscellaneous | Turnover | 1.0672 | 0.59886 | 1.782 | 0 | 0 | 0 | Residential | Water Heater Blanket | N | Single Family | Existing | 0.57318 | 0.55123 | 1.0398 | 0 | 0 | 0 | Fail TRC
[11 empty] | Residential | Variable Speed Pool Pump | N | Multi-Family | New | 1.0008 | 0.63965 | 1.5645 | 0 | 0 | 0 | Fail RIM | Commercial | Efficient Battery Charger | N | Offices | Turnover | 1.0672 | 0.59886 | 1.782 | 0.68864 | 0 | 1.2568 | Residential | Water Heater Blanket | N | Multi-Family | Existing | 0.57318 | 0.55123 | 1.0398 | 0 | 0 | 0 | Fail TRC
[11 empty] | Residential | Variable Speed Pool Pump | N | Manufactured Home | New | 1.0008 | 0.63965 | 1.5645 | 0 | 0 | 0 | Fail RIM | Commercial | Efficient Battery Charger | N | Restaurants | Turnover | 1.0672 | 0.59886 | 1.782 | 0 | 0 | 0 | Residential | Water Heater Blanket | N | Manufactured Home | Existing | 0.57318 | 0.55123 | 1.0398 | 0 | 0 | 0 | Fail TRC
[11 empty] | Residential | Removal of 2nd Refrigerator-Freezer | N | Single Family | Existing | 5.7136 | 0.55631 | 10.2704 | 0 | 0 | 0 | Fail RIM | Commercial | Efficient Battery Charger | N | Retail | Turnover | 1.0672 | 0.59886 | 1.782 | 0.19368 | 0 | 0.35347 | Residential | Water Heater Blanket | N | Single Family | New | 0.54831 | 0.55123 | 0.9947 | 0 | 0 | 0 | Fail TRC
[11 empty] | Residential | Removal of 2nd Refrigerator-Freezer | N | Multi-Family | Existing | 5.7136 | 0.55631 | 10.2704 | 0 | 0 | 0 | Fail RIM | Commercial | Efficient Battery Charger | N | Schools K-12 | Turnover | 1.0672 | 0.59886 | 1.782 | 0 | 0 | 0 | Residential | Water Heater Blanket | N | Multi-Family | New | 0.54831 | 0.55123 | 0.9947 | 0 | 0 | 0 | Fail TRC
[11 empty] | Residential | Removal of 2nd Refrigerator-Freezer | N | Manufactured Home | Existing | 5.7136 | 0.55631 | 10.2704 | 0 | 0 | 0 | Fail RIM | Commercial | Efficient Battery Charger | N | Warehouse | Turnover | 1.0672 | 0.59886 | 1.782 | 0.16296 | 0 | 0.29741 | Residential | Water Heater Blanket | N | Manufactured Home | New | 0.54831 | 0.55123 | 0.9947 | 0 | 0 | 0 | Fail TRC
[11 empty] | Residential | Removal of 2nd Refrigerator-Freezer | N | Single Family | New | 5.7136 | 0.55631 | 10.2704 | 0 | 0 | 0 | Fail RIM | Commercial | Efficient Battery Charger | N | Assembly | New | 1.0672 | 0.59886 | 1.782 | 0.001411 | 0 | 0.0025751 | Residential | Water Heater Thermostat Setback | N | Single Family | Existing | 4.8583 | 0.55246 | 8.794 | 0 | 0 | 0 | Fail 2-year Threshold
[11 empty] | Residential | Removal of 2nd Refrigerator-Freezer | N | Multi-Family | New | 5.7136 | 0.55631 | 10.2704 | 0 | 0 | 0 | Fail RIM | Commercial | Efficient Battery Charger | N | College and University | New | 1.0672 | 0.59886 | 1.782 | 0 | 0 | 0 | Residential | Water Heater Thermostat Setback | N | Multi-Family | Existing | 4.8583 | 0.55246 | 8.794 | 0 | 0 | 0 | Fail 2-year Threshold
[11 empty] | Residential | Removal of 2nd Refrigerator-Freezer | N | Manufactured Home | New | 5.7136 | 0.55631 | 10.2704 | 0 | 0 | 0 | Fail RIM | Commercial | Efficient Battery Charger | N | Grocery | New | 1.0672 | 0.59886 | 1.782 | 0.0013165 | 0 | 0.0024026 | Residential | Water Heater Thermostat Setback | N | Manufactured Home | Existing | 4.8583 | 0.55246 | 8.794 | 0 | 0 | 0 | Fail 2-year Threshold
[11 empty] | Residential | Drain Water Heat Recovery | N | Single Family | Existing | 0.1706 | 0.58814 | 0.29008 | 0 | 0 | 0 | Fail RIM | Commercial | Efficient Battery Charger | N | Healthcare | New | 1.0672 | 0.59886 | 1.782 | 0.0003922 | 0 | 0.00071577 | Residential | Water Heater Thermostat Setback | N | Single Family | New | 4.8583 | 0.55246 | 8.794 | 0 | 0 | 0 | Fail 2-year Threshold
[11 empty] | Residential | Drain Water Heat Recovery | N | Multi-Family | Existing | 0.14613 | 0.58814 | 0.24847 | 0 | 0 | 0 | Fail RIM | Commercial | Efficient Battery Charger | N | Hospitals | New | 1.0672 | 0.59886 | 1.782 | 0.0082736 | 0 | 0.015099 | Residential | Water Heater Thermostat Setback | N | Multi-Family | New | 4.8583 | 0.55246 | 8.794 | 0 | 0 | 0 | Fail 2-year Threshold
[11 empty] | Residential | Drain Water Heat Recovery | N | Manufactured Home | Existing | 0.21637 | 0.58814 | 0.36789 | 0 | 0 | 0 | Fail RIM | Commercial | Efficient Battery Charger | N | Institutional | New | 1.0672 | 0.59886 | 1.782 | 0.00034344 | 0 | 0.00062679 | Residential | Water Heater Thermostat Setback | N | Manufactured Home | New | 4.8583 | 0.55246 | 8.794 | 0 | 0 | 0 | Fail 2-year Threshold
[11 empty] | Residential | Drain Water Heat Recovery | N | Single Family | New | 0.21456 | 0.58814 | 0.36482 | 0 | 0 | 0 | Fail RIM | Commercial | Efficient Battery Charger | N | Lodging/Hospitality | New | 1.0672 | 0.59886 | 1.782 | 0.0019791 | 0 | 0.0036119 | Residential | Water Heater Timeclock | N | Single Family | Existing | 0.69573 | 1.5613 | 0.44561 | 0 | 0 | 0 | Fail TRC
[11 empty] | Residential | Drain Water Heat Recovery | N | Multi-Family | New | 0.18379 | 0.58814 | 0.31249 | 0 | 0 | 0 | Fail RIM | Commercial | Efficient Battery Charger | N | Miscellaneous | New | 1.0672 | 0.59886 | 1.782 | 0 | 0 | 0 | Residential | Water Heater Timeclock | N | Multi-Family | Existing | 0.59593 | 1.5613 | 0.38169 | 0 | 0 | 0 | Fail TRC
[11 empty] | Residential | Drain Water Heat Recovery | N | Manufactured Home | New | 0.27212 | 0.58814 | 0.46269 | 0 | 0 | 0 | Fail RIM | Commercial | Efficient Battery Charger | N | Offices | New | 1.0672 | 0.59886 | 1.782 | 0.0097944 | 0 | 0.017875 | Residential | Water Heater Timeclock | N | Manufactured Home | Existing | 0.88237 | 1.5613 | 0.56515 | 0 | 0 | 0 | Fail TRC
[11 empty] | Residential | Faucet Aerator | Y | Single Family | Existing | 11.7818 | 0.56334 | 20.9141 | 0 | 0 | 0 | Fail RIM | Commercial | Efficient Battery Charger | N | Restaurants | New | 1.0672 | 0.59886 | 1.782 | 0 | 0 | 0 | Residential | Water Heater Timeclock | N | Single Family | New | 0.69573 | 1.5613 | 0.44561 | 0 | 0 | 0 | Fail TRC
[11 empty] | Residential | Faucet Aerator | Y | Multi-Family | Existing | 9.2613 | 0.56334 | 16.4399 | 0 | 0 | 0 | Fail RIM | Commercial | Efficient Battery Charger | N | Retail | New | 1.0672 | 0.59886 | 1.782 | 0.0027091 | 0 | 0.0049441 | Residential | Water Heater Timeclock | N | Multi-Family | New | 0.59593 | 1.5613 | 0.38169 | 0 | 0 | 0 | Fail TRC
[11 empty] | Residential | Faucet Aerator | Y | Manufactured Home | Existing | 9.1875 | 0.56334 | 16.3088 | 0 | 0 | 0 | Fail RIM | Commercial | Efficient Battery Charger | N | Schools K-12 | New | 1.0672 | 0.59886 | 1.782 | 0 | 0 | 0 | Residential | Water Heater Timeclock | N | Manufactured Home | New | 0.88237 | 1.5613 | 0.56515 | 0 | 0 | 0 | Fail TRC
[11 empty] | Residential | Faucet Aerator | Y | Single Family | New | 4.9091 | 0.56334 | 8.7142 | 0 | 0 | 0 | Fail RIM | Commercial | Efficient Battery Charger | N | Warehouse | New | 1.0672 | 0.59886 | 1.782 | 0.0022794 | 0 | 0.0041599 | Residential | Smart Power Strip | N | Single Family | Existing | 1.461 | 0.55661 | 2.6248 | 0 | 0 | 0 | Fail 2-year Threshold
[11 empty] | Residential | Faucet Aerator | Y | Multi-Family | New | 3.8589 | 0.56334 | 6.8499 | 0 | 0 | 0 | Fail RIM | Commercial | Solar Pool Heater | N | Assembly | Turnover | 2.0217 | 0.60985 | 3.3151 | 0 | 3.0669e-05 | 0.00083957 | Residential | Smart Power Strip | N | Multi-Family | Existing | 1.461 | 0.55661 | 2.6248 | 0 | 0 | 0 | Fail 2-year Threshold
[11 empty] | Residential | Faucet Aerator | Y | Manufactured Home | New | 3.8281 | 0.56334 | 6.7953 | 0 | 0 | 0 | Fail RIM | Commercial | Solar Pool Heater | N | College and University | Turnover | 2.0217 | 0.60985 | 3.3151 | 0 | 0 | 0 | Residential | Smart Power Strip | N | Manufactured Home | Existing | 1.461 | 0.55661 | 2.6248 | 0 | 0 | 0 | Fail 2-year Threshold
[11 empty] | Residential | Heat Trap | N | Single Family | Existing | 0.57508 | 0.56334 | 1.0208 | 0 | 0 | 0 | Fail RIM | Commercial | Solar Pool Heater | N | Grocery | Turnover | 2.0217 | 0.60985 | 3.3151 | 0 | 0 | 0 | Residential | Smart Power Strip | N | Single Family | New | 1.461 | 0.55661 | 2.6248 | 0 | 0 | 0 | Fail 2-year Threshold
[11 empty] | Residential | Heat Trap | N | Multi-Family | Existing | 0.45205 | 0.56334 | 0.80245 | 0 | 0 | 0 | Fail RIM | Commercial | Solar Pool Heater | N | Healthcare | Turnover | 2.0217 | 0.60985 | 3.3151 | 0 | 0 | 0 | Residential | Smart Power Strip | N | Multi-Family | New | 1.461 | 0.55661 | 2.6248 | 0 | 0 | 0 | Fail 2-year Threshold
[11 empty] | Residential | Heat Trap | N | Manufactured Home | Existing | 0.44845 | 0.56334 | 0.79605 | 0 | 0 | 0 | Fail RIM | Commercial | Solar Pool Heater | N | Hospitals | Turnover | 2.0217 | 0.60985 | 3.3151 | 0 | 0 | 0 | Residential | Smart Power Strip | N | Manufactured Home | New | 1.461 | 0.55661 | 2.6248 | 0 | 0 | 0 | Fail 2-year Threshold
[11 empty] | Residential | Heat Trap | N | Single Family | New | 0.57508 | 0.56334 | 1.0208 | 0 | 0 | 0 | Fail RIM | Commercial | Solar Pool Heater | N | Institutional | Turnover | 2.0217 | 0.60985 | 3.3151 | 0 | 0 | 0 | Residential | Air Sealing-Infiltration Control | Y | Single Family | Existing | 0.63203 | 0.62892 | 1.0049 | 0 | 0 | 0 | Fail TRC
[11 empty] | Residential | Heat Trap | N | Multi-Family | New | 0.45205 | 0.56334 | 0.80245 | 0 | 0 | 0 | Fail RIM | Commercial | Solar Pool Heater | N | Lodging/Hospitality | Turnover | 2.0217 | 0.60985 | 3.3151 | 0 | 0.00053239 | 0.014574 | Residential | Air Sealing-Infiltration Control | Y | Multi-Family | Existing | 0.68463 | 0.62156 | 1.1015 | 0 | 0 | 0 | Fail TRC
[11 empty] | Residential | Heat Trap | N | Manufactured Home | New | 0.44845 | 0.56334 | 0.79605 | 0 | 0 | 0 | Fail RIM | Commercial | Solar Pool Heater | N | Miscellaneous | Turnover | 2.0217 | 0.60985 | 3.3151 | 0 | 0 | 0 | Residential | Air Sealing-Infiltration Control | Y | Manufactured Home | Existing | 0.9733 | 0.6197 | 1.5706 | 0 | 0 | 0 | Fail TRC
[11 empty] | Residential | Hot Water Pipe Insulation | Y | Single Family | Existing | 5.3205 | 0.57896 | 9.1898 | 0 | 0 | 0 | Fail RIM | Commercial | Solar Pool Heater | N | Offices | Turnover | 2.0217 | 0.60985 | 3.3151 | 0 | 0 | 0 | Residential | Air Sealing-Infiltration Control | Y | Single Family | New | 0 | 0 | 0 | 0 | 0 | 0 | Fail TRC
[11 empty] | Residential | Hot Water Pipe Insulation | Y | Multi-Family | Existing | 4.5587 | 0.57896 | 7.874 | 0 | 0 | 0 | Fail RIM | Commercial | Solar Pool Heater | N | Restaurants | Turnover | 2.0217 | 0.60985 | 3.3151 | 0 | 0 | 0 | Residential | Air Sealing-Infiltration Control | Y | Multi-Family | New | 0 | 0 | 0 | 0 | 0 | 0 | Fail TRC
[11 empty] | Residential | Hot Water Pipe Insulation | Y | Manufactured Home | Existing | 6.7458 | 0.57896 | 11.6516 | 0 | 0 | 0 | Fail RIM | Commercial | Solar Pool Heater | N | Retail | Turnover | 2.0217 | 0.60985 | 3.3151 | 0 | 0 | 0 | Residential | Air Sealing-Infiltration Control | Y | Manufactured Home | New | 0 | 0 | 0 | 0 | 0 | 0 | Fail TRC
[11 empty] | Residential | Hot Water Pipe Insulation | Y | Single Family | New | 5.3205 | 0.57896 | 9.1898 | 0 | 0 | 0 | Fail RIM | Commercial | Solar Pool Heater | N | Schools K-12 | Turnover | 2.0217 | 0.60985 | 3.3151 | 0 | 0 | 0 | Residential | Ceiling Insulation(R12 to R38) | N | Multi-Family | Existing | 0.77593 | 0.67119 | 1.156 | 0 | 0 | 0 | Fail TRC
[11 empty] | Residential | Hot Water Pipe Insulation | Y | Multi-Family | New | 4.5587 | 0.57896 | 7.874 | 0 | 0 | 0 | Fail RIM | Commercial | Solar Pool Heater | N | Warehouse | Turnover | 2.0217 | 0.60985 | 3.3151 | 0 | 0 | 0 | Residential | Ceiling Insulation(R12 to R38) | N | Manufactured Home | Existing | 0.72874 | 0.67119 | 1.0857 | 0 | 0 | 0 | Fail TRC
[11 empty] | Residential | Hot Water Pipe Insulation | Y | Manufactured Home | New | 6.7458 | 0.57896 | 11.6516 | 0 | 0 | 0 | Fail RIM | Commercial | Solar Pool Heater | N | Assembly | New | 2.0217 | 0.60985 | 3.3151 | 0 | 4.5756e-07 | 1.2526e-05 | Residential | Ceiling Insulation(R12 to R38) | N | Multi-Family | New | 0.77593 | 0.67119 | 1.156 | 0 | 0 | 0 | Fail TRC
[11 empty] | Residential | Low Flow Showerhead | Y | Single Family | Existing | 19.3762 | 0.55794 | 34.7281 | 0 | 0 | 0 | Fail RIM | Commercial | Solar Pool Heater | N | College and University | New | 2.0217 | 0.60985 | 3.3151 | 0 | 0 | 0 | Residential | Ceiling Insulation(R12 to R38) | N | Manufactured Home | New | 0.72874 | 0.67119 | 1.0857 | 0 | 0 | 0 | Fail TRC
[11 empty] | Residential | Low Flow Showerhead | Y | Multi-Family | Existing | 15.231 | 0.55794 | 27.2986 | 0 | 0 | 0 | Fail RIM | Commercial | Solar Pool Heater | N | Grocery | New | 2.0217 | 0.60985 | 3.3151 | 0 | 0 | 0 | Residential | Ceiling Insulation(R19 to R38) | N | Single Family | Existing | 0.61555 | 0.67314 | 0.91446 | 0 | 0 | 0 | Fail TRC
[11 empty] | Residential | Low Flow Showerhead | Y | Manufactured Home | Existing | 15.1096 | 0.55794 | 27.0809 | 0 | 0 | 0 | Fail RIM | Commercial | Solar Pool Heater | N | Healthcare | New | 2.0217 | 0.60985 | 3.3151 | 0 | 0 | 0 | Residential | Ceiling Insulation(R19 to R38) | N | Multi-Family | Existing | 0.461 | 0.67314 | 0.68485 | 0 | 0 | 0 | Fail TRC
[11 empty] | Residential | Low Flow Showerhead | Y | Single Family | New | 19.3762 | 0.55794 | 34.7281 | 0 | 0 | 0 | Fail RIM | Commercial | Solar Pool Heater | N | Hospitals | New | 2.0217 | 0.60985 | 3.3151 | 0 | 0 | 0 | Residential | Ceiling Insulation(R19 to R38) | N | Manufactured Home | Existing | 0.41952 | 0.67314 | 0.62323 | 0 | 0 | 0 | Fail TRC
[11 empty] | Residential | Low Flow Showerhead | Y | Multi-Family | New | 15.231 | 0.55794 | 27.2986 | 0 | 0 | 0 | Fail RIM | Commercial | Solar Pool Heater | N | Institutional | New | 2.0217 | 0.60985 | 3.3151 | 0 | 0 | 0 | Residential | Ceiling Insulation(R19 to R38) | N | Single Family | New | 0.61555 | 0.67314 | 0.91446 | 0 | 0 | 0 | Fail TRC
[11 empty] | Residential | Low Flow Showerhead | Y | Manufactured Home | New | 15.1096 | 0.55794 | 27.0809 | 0 | 0 | 0 | Fail RIM | Commercial | Solar Pool Heater | N | Lodging/Hospitality | New | 2.0217 | 0.60985 | 3.3151 | 0 | 7.9429e-06 | 0.00021744 | Residential | Ceiling Insulation(R19 to R38) | N | Multi-Family | New | 0.461 | 0.67314 | 0.68485 | 0 | 0 | 0 | Fail TRC
[11 empty] | Residential | Thermostatic Shower Restriction Valve | N | Single Family | Existing | 1.5707 | 0.56334 | 2.7881 | 0 | 0 | 0 | Fail RIM | Commercial | Solar Pool Heater | N | Miscellaneous | New | 2.0217 | 0.60985 | 3.3151 | 0 | 0 | 0 | Residential | Ceiling Insulation(R19 to R38) | N | Manufactured Home | New | 0.41952 | 0.67314 | 0.62323 | 0 | 0 | 0 | Fail TRC
[11 empty] | Residential | Thermostatic Shower Restriction Valve | N | Multi-Family | Existing | 1.2346 | 0.56334 | 2.1916 | 0 | 0 | 0 | Fail RIM | Commercial | Solar Pool Heater | N | Offices | New | 2.0217 | 0.60985 | 3.3151 | 0 | 0 | 0 | Residential | Ceiling Insulation(R30 to R38) | N | Single Family | Existing | 0.24073 | 0.67257 | 0.35793 | 0 | 0 | 0 | Fail TRC
[11 empty] | Residential | Thermostatic Shower Restriction Valve | N | Manufactured Home | Existing | 1.2248 | 0.56334 | 2.1742 | 0 | 0 | 0 | Fail RIM | Commercial | Solar Pool Heater | N | Restaurants | New | 2.0217 | 0.60985 | 3.3151 | 0 | 0 | 0 | Residential | Ceiling Insulation(R30 to R38) | N | Multi-Family | Existing | 0.17672 | 0.67257 | 0.26276 | 0 | 0 | 0 | Fail TRC
[11 empty] | Residential | Thermostatic Shower Restriction Valve | N | Single Family | New | 1.5707 | 0.56334 | 2.7881 | 0 | 0 | 0 | Fail RIM | Commercial | Solar Pool Heater | N | Retail | New | 2.0217 | 0.60985 | 3.3151 | 0 | 0 | 0 | Residential | Ceiling Insulation(R30 to R38) | N | Manufactured Home | Existing | 0.16015 | 0.67257 | 0.23811 | 0 | 0 | 0 | Fail TRC
[11 empty] | Residential | Thermostatic Shower Restriction Valve | N | Multi-Family | New | 1.2346 | 0.56334 | 2.1916 | 0 | 0 | 0 | Fail RIM | Commercial | Solar Pool Heater | N | Schools K-12 | New | 2.0217 | 0.60985 | 3.3151 | 0 | 0 | 0 | Residential | Ceiling Insulation(R30 to R38) | N | Single Family | New | 0.24073 | 0.67257 | 0.35793 | 0 | 0 | 0 | Fail TRC
[11 empty] | Residential | Thermostatic Shower Restriction Valve | N | Manufactured Home | New | 1.2248 | 0.56334 | 2.1742 | 0 | 0 | 0 | Fail RIM | Commercial | Solar Pool Heater | N | Warehouse | New | 2.0217 | 0.60985 | 3.3151 | 0 | 0 | 0 | Residential | Ceiling Insulation(R30 to R38) | N | Multi-Family | New | 0.17672 | 0.67257 | 0.26276 | 0 | 0 | 0 | Fail TRC
[11 empty] | Residential | Water Heater Blanket | N | Single Family | Existing | 0.57318 | 0.55123 | 1.0398 | 0 | 0 | 0 | Fail RIM | Commercial | Variable Speed Pool Pump | N | Assembly | Turnover | 1.5616 | 0.62236 | 2.5091 | 0.00060626 | 9.4105e-05 | 0.0025761 | Residential | Ceiling Insulation(R30 to R38) | N | Manufactured Home | New | 0.16015 | 0.67257 | 0.23811 | 0 | 0 | 0 | Fail TRC
[11 empty] | Residential | Water Heater Blanket | N | Multi-Family | Existing | 0.57318 | 0.55123 | 1.0398 | 0 | 0 | 0 | Fail RIM | Commercial | Variable Speed Pool Pump | N | College and University | Turnover | 1.5616 | 0.62236 | 2.5091 | 0 | 0 | 0 | Residential | Central AC Tune Up | N | Single Family | Existing | 0.14513 | 0.66166 | 0.21934 | 0 | 0 | 0 | Fail TRC
[11 empty] | Residential | Water Heater Blanket | N | Manufactured Home | Existing | 0.57318 | 0.55123 | 1.0398 | 0 | 0 | 0 | Fail RIM | Commercial | Variable Speed Pool Pump | N | Grocery | Turnover | 1.5616 | 0.62236 | 2.5091 | 0 | 0 | 0 | Residential | Central AC Tune Up | N | Multi-Family | Existing | 0.070297 | 0.66166 | 0.10624 | 0 | 0 | 0 | Fail TRC
[11 empty] | Residential | Water Heater Blanket | N | Single Family | New | 0.54831 | 0.55123 | 0.9947 | 0 | 0 | 0 | Fail RIM | Commercial | Variable Speed Pool Pump | N | Healthcare | Turnover | 1.5616 | 0.62236 | 2.5091 | 0 | 0 | 0 | Residential | Central AC Tune Up | N | Manufactured Home | Existing | 0.096557 | 0.66166 | 0.14593 | 0 | 0 | 0 | Fail TRC
[11 empty] | Residential | Water Heater Blanket | N | Multi-Family | New | 0.54831 | 0.55123 | 0.9947 | 0 | 0 | 0 | Fail RIM | Commercial | Variable Speed Pool Pump | N | Hospitals | Turnover | 1.5616 | 0.62236 | 2.5091 | 0 | 0 | 0 | Residential | Central AC Tune Up | N | Single Family | New | 0 | 0 | 0 | 0 | 0 | 0 | Fail TRC
[11 empty] | Residential | Water Heater Blanket | N | Manufactured Home | New | 0.54831 | 0.55123 | 0.9947 | 0 | 0 | 0 | Fail RIM | Commercial | Variable Speed Pool Pump | N | Institutional | Turnover | 1.5616 | 0.62236 | 2.5091 | 0 | 0 | 0 | Residential | Central AC Tune Up | N | Multi-Family | New | 0 | 0 | 0 | 0 | 0 | 0 | Fail TRC
[11 empty] | Residential | Water Heater Thermostat Setback | N | Single Family | Existing | 4.8583 | 0.55246 | 8.794 | 0 | 0 | 0 | Fail RIM | Commercial | Variable Speed Pool Pump | N | Lodging/Hospitality | Turnover | 1.5616 | 0.62236 | 2.5091 | 0.026151 | 0.0040591 | 0.11112 | Residential | Central AC Tune Up | N | Manufactured Home | New | 0 | 0 | 0 | 0 | 0 | 0 | Fail TRC
[11 empty] | Residential | Water Heater Thermostat Setback | N | Multi-Family | Existing | 4.8583 | 0.55246 | 8.794 | 0 | 0 | 0 | Fail RIM | Commercial | Variable Speed Pool Pump | N | Miscellaneous | Turnover | 1.5616 | 0.62236 | 2.5091 | 0 | 0 | 0 | Residential | Duct Insulation | N | Single Family | Existing | 0.072473 | 0.64848 | 0.11176 | 0 | 0 | 0 | Fail TRC
[11 empty] | Residential | Water Heater Thermostat Setback | N | Manufactured Home | Existing | 4.8583 | 0.55246 | 8.794 | 0 | 0 | 0 | Fail RIM | Commercial | Variable Speed Pool Pump | N | Offices | Turnover | 1.5616 | 0.62236 | 2.5091 | 0 | 0 | 0 | Residential | Duct Insulation | N | Multi-Family | Existing | 0.055542 | 0.63483 | 0.08749 | 0 | 0 | 0 | Fail TRC
[11 empty] | Residential | Water Heater Thermostat Setback | N | Single Family | New | 4.8583 | 0.55246 | 8.794 | 0 | 0 | 0 | Fail RIM | Commercial | Variable Speed Pool Pump | N | Restaurants | Turnover | 1.5616 | 0.62236 | 2.5091 | 0 | 0 | 0 | Residential | Duct Insulation | N | Manufactured Home | Existing | 0.078766 | 0.63137 | 0.12475 | 0 | 0 | 0 | Fail TRC
[11 empty] | Residential | Water Heater Thermostat Setback | N | Multi-Family | New | 4.8583 | 0.55246 | 8.794 | 0 | 0 | 0 | Fail RIM | Commercial | Variable Speed Pool Pump | N | Retail | Turnover | 1.5616 | 0.62236 | 2.5091 | 0 | 0 | 0 | Residential | Duct Insulation | N | Single Family | New | 0 | 0 | 0 | 0 | 0 | 0 | Fail TRC
[11 empty] | Residential | Water Heater Thermostat Setback | N | Manufactured Home | New | 4.8583 | 0.55246 | 8.794 | 0 | 0 | 0 | Fail RIM | Commercial | Variable Speed Pool Pump | N | Schools K-12 | Turnover | 1.5616 | 0.62236 | 2.5091 | 0 | 0 | 0 | Residential | Duct Insulation | N | Multi-Family | New | 0 | 0 | 0 | 0 | 0 | 0 | Fail TRC
[11 empty] | Residential | Water Heater Timeclock | N | Single Family | Existing | 0.69573 | 1.5613 | 0.44561 | 0 | 0 | 0 | Fail PCT | Commercial | Variable Speed Pool Pump | N | Assembly | New | 1.5616 | 0.62236 | 2.5091 | 9.045e-06 | 1.404e-06 | 3.8434e-05 | Residential | Duct Insulation | N | Manufactured Home | New | 0 | 0 | 0 | 0 | 0 | 0 | Fail TRC
[11 empty] | Residential | Water Heater Timeclock | N | Multi-Family | Existing | 0.59593 | 1.5613 | 0.38169 | 0 | 0 | 0 | Fail PCT | Commercial | Variable Speed Pool Pump | N | College and University | New | 1.5616 | 0.62236 | 2.5091 | 0 | 0 | 0 | Residential | Duct Repair | N | Single Family | New | 0 | 0 | 0 | 0 | 0 | 0 | Fail TRC
[11 empty] | Residential | Water Heater Timeclock | N | Manufactured Home | Existing | 0.88237 | 1.5613 | 0.56515 | 0 | 0 | 0 | Fail PCT | Commercial | Variable Speed Pool Pump | N | Grocery | New | 1.5616 | 0.62236 | 2.5091 | 0 | 0 | 0 | Residential | Duct Repair | N | Multi-Family | New | 0 | 0 | 0 | 0 | 0 | 0 | Fail TRC
[11 empty] | Residential | Water Heater Timeclock | N | Single Family | New | 0.69573 | 1.5613 | 0.44561 | 0 | 0 | 0 | Fail PCT | Commercial | Variable Speed Pool Pump | N | Healthcare | New | 1.5616 | 0.62236 | 2.5091 | 0 | 0 | 0 | Residential | Duct Repair | N | Manufactured Home | New | 0 | 0 | 0 | 0 | 0 | 0 | Fail TRC
[11 empty] | Residential | Water Heater Timeclock | N | Multi-Family | New | 0.59593 | 1.5613 | 0.38169 | 0 | 0 | 0 | Fail PCT | Commercial | Variable Speed Pool Pump | N | Hospitals | New | 1.5616 | 0.62236 | 2.5091 | 0 | 0 | 0 | Residential | Energy Star Certified Roof Products | N | Single Family | Existing | 999 | 0.6824 | 999 | 0 | 0 | 0 | Fail 2-year Threshold
[11 empty] | Residential | Water Heater Timeclock | N | Manufactured Home | New | 0.88237 | 1.5613 | 0.56515 | 0 | 0 | 0 | Fail PCT | Commercial | Variable Speed Pool Pump | N | Institutional | New | 1.5616 | 0.62236 | 2.5091 | 0 | 0 | 0 | Residential | Energy Star Certified Roof Products | N | Multi-Family | Existing | 999 | 0.66453 | 999 | 0 | 0 | 0 | Fail 2-year Threshold
[11 empty] | Residential | Smart Power Strip | N | Single Family | Existing | 1.461 | 0.55661 | 2.6248 | 0 | 0 | 0 | Fail RIM | Commercial | Variable Speed Pool Pump | N | Lodging/Hospitality | New | 1.5616 | 0.62236 | 2.5091 | 0.00039015 | 6.0559e-05 | 0.0016578 | Residential | Energy Star Certified Roof Products | N | Manufactured Home | Existing | 999 | 0.66 | 999 | 0 | 0 | 0 | Fail 2-year Threshold
[11 empty] | Residential | Smart Power Strip | N | Multi-Family | Existing | 1.461 | 0.55661 | 2.6248 | 0 | 0 | 0 | Fail RIM | Commercial | Variable Speed Pool Pump | N | Miscellaneous | New | 1.5616 | 0.62236 | 2.5091 | 0 | 0 | 0 | Residential | Energy Star Certified Roof Products | N | Single Family | New | 999 | 0.6824 | 999 | 0 | 0 | 0 | Fail 2-year Threshold
[11 empty] | Residential | Smart Power Strip | N | Manufactured Home | Existing | 1.461 | 0.55661 | 2.6248 | 0 | 0 | 0 | Fail RIM | Commercial | Variable Speed Pool Pump | N | Offices | New | 1.5616 | 0.62236 | 2.5091 | 0 | 0 | 0 | Residential | Energy Star Certified Roof Products | N | Multi-Family | New | 999 | 0.66453 | 999 | 0 | 0 | 0 | Fail 2-year Threshold
[11 empty] | Residential | Smart Power Strip | N | Single Family | New | 1.461 | 0.55661 | 2.6248 | 0 | 0 | 0 | Fail RIM | Commercial | Variable Speed Pool Pump | N | Restaurants | New | 1.5616 | 0.62236 | 2.5091 | 0 | 0 | 0 | Residential | Energy Star Certified Roof Products | N | Manufactured Home | New | 999 | 0.66 | 999 | 0 | 0 | 0 | Fail 2-year Threshold
[11 empty] | Residential | Smart Power Strip | N | Multi-Family | New | 1.461 | 0.55661 | 2.6248 | 0 | 0 | 0 | Fail RIM | Commercial | Variable Speed Pool Pump | N | Retail | New | 1.5616 | 0.62236 | 2.5091 | 0 | 0 | 0 | Residential | Energy Star Door | N | Single Family | Existing | 0.57132 | 0.60831 | 0.93919 | 0 | 0 | 0 | Fail TRC
[11 empty] | Residential | Smart Power Strip | N | Manufactured Home | New | 1.461 | 0.55661 | 2.6248 | 0 | 0 | 0 | Fail RIM | Commercial | Variable Speed Pool Pump | N | Schools K-12 | New | 1.5616 | 0.62236 | 2.5091 | 0 | 0 | 0 | Residential | Energy Star Door | N | Multi-Family | Existing | 0.57132 | 0.60831 | 0.93919 | 0 | 0 | 0 | Fail TRC
[11 empty] | Residential | Air Sealing-Infiltration Control | Y | Single Family | Existing | 0.63203 | 0.62892 | 1.0049 | 0 | 0 | 0 | Fail RIM | Commercial | Energy Star Uninterruptable Power Supply | N | Assembly | Turnover | 1.7584 | 0.612 | 2.8732 | 0 | 0 | 0 | Residential | Energy Star Door | N | Manufactured Home | Existing | 0.57132 | 0.60831 | 0.93919 | 0 | 0 | 0 | Fail TRC
[11 empty] | Residential | Air Sealing-Infiltration Control | Y | Multi-Family | Existing | 0.68463 | 0.62156 | 1.1015 | 0 | 0 | 0 | Fail RIM | Commercial | Energy Star Uninterruptable Power Supply | N | College and University | Turnover | 1.7584 | 0.612 | 2.8732 | 0.0016247 | 0.0016247 | 0.014232 | Residential | Energy Star Door | N | Single Family | New | 0.40545 | 0.60831 | 0.66652 | 0 | 0 | 0 | Fail TRC
[11 empty] | Residential | Air Sealing-Infiltration Control | Y | Manufactured Home | Existing | 0.9733 | 0.6197 | 1.5706 | 0 | 0 | 0 | Fail RIM | Commercial | Energy Star Uninterruptable Power Supply | N | Grocery | Turnover | 1.7584 | 0.612 | 2.8732 | 0 | 0 | 0 | Residential | Energy Star Door | N | Multi-Family | New | 0.40545 | 0.60831 | 0.66652 | 0 | 0 | 0 | Fail TRC
[11 empty] | Residential | Air Sealing-Infiltration Control | Y | Single Family | New | 0 | 0 | 0 | 0 | 0 | 0 | Fail RIM | Commercial | Energy Star Uninterruptable Power Supply | N | Healthcare | Turnover | 1.7584 | 0.612 | 2.8732 | 0.00034884 | 0.00034884 | 0.0030558 | Residential | Energy Star Door | N | Manufactured Home | New | 0.40545 | 0.60831 | 0.66652 | 0 | 0 | 0 | Fail TRC
[11 empty] | Residential | Air Sealing-Infiltration Control | Y | Multi-Family | New | 0 | 0 | 0 | 0 | 0 | 0 | Fail RIM | Commercial | Energy Star Uninterruptable Power Supply | N | Hospitals | Turnover | 1.7584 | 0.612 | 2.8732 | 0.00095254 | 0.00095254 | 0.0083443 | Residential | Energy Star Windows | N | Single Family | New | 0.46554 | 0.56603 | 0.82247 | 0 | 0 | 0 | Fail TRC
[11 empty] | Residential | Air Sealing-Infiltration Control | Y | Manufactured Home | New | 0 | 0 | 0 | 0 | 0 | 0 | Fail RIM | Commercial | Energy Star Uninterruptable Power Supply | N | Institutional | Turnover | 1.7584 | 0.612 | 2.8732 | 0.00041083 | 0.00041083 | 0.0035989 | Residential | Energy Star Windows | N | Multi-Family | New | 0.46554 | 0.56603 | 0.82247 | 0 | 0 | 0 | Fail TRC
[11 empty] | Residential | Ceiling Insulation(R12 to R38) | N | Single Family | Existing | 1.0408 | 0.67119 | 1.5507 | 0 | 0 | 0 | Fail RIM | Commercial | Energy Star Uninterruptable Power Supply | N | Lodging/Hospitality | Turnover | 1.7584 | 0.612 | 2.8732 | 0.0014807 | 0.0014807 | 0.012971 | Residential | Energy Star Windows | N | Manufactured Home | New | 0.46554 | 0.56603 | 0.82247 | 0 | 0 | 0 | Fail TRC
[11 empty] | Residential | Ceiling Insulation(R12 to R38) | N | Multi-Family | Existing | 0.77593 | 0.67119 | 1.156 | 0 | 0 | 0 | Fail RIM | Commercial | Energy Star Uninterruptable Power Supply | N | Miscellaneous | Turnover | 1.7584 | 0.612 | 2.8732 | 0.0024672 | 0.0024672 | 0.021613 | Residential | Floor Insulation | N | Single Family | Existing | 0.029454 | 0.57346 | 0.051363 | 0 | 0 | 0 | Fail TRC
[11 empty] | Residential | Ceiling Insulation(R12 to R38) | N | Manufactured Home | Existing | 0.72874 | 0.67119 | 1.0857 | 0 | 0 | 0 | Fail RIM | Commercial | Energy Star Uninterruptable Power Supply | N | Offices | Turnover | 1.7584 | 0.612 | 2.8732 | 0.018347 | 0.018347 | 0.16072 | Residential | Floor Insulation | N | Multi-Family | Existing | 0.014573 | 0.57346 | 0.025412 | 0 | 0 | 0 | Fail TRC
[11 empty] | Residential | Ceiling Insulation(R12 to R38) | N | Single Family | New | 1.0408 | 0.67119 | 1.5507 | 0 | 0 | 0 | Fail RIM | Commercial | Energy Star Uninterruptable Power Supply | N | Restaurants | Turnover | 1.7584 | 0.612 | 2.8732 | 0 | 0 | 0 | Residential | Floor Insulation | N | Manufactured Home | Existing | 0.027167 | 0.57346 | 0.047374 | 0 | 0 | 0 | Fail TRC
[11 empty] | Residential | Ceiling Insulation(R12 to R38) | N | Multi-Family | New | 0.77593 | 0.67119 | 1.156 | 0 | 0 | 0 | Fail RIM | Commercial | Energy Star Uninterruptable Power Supply | N | Retail | Turnover | 1.7584 | 0.612 | 2.8732 | 0 | 0 | 0 | Residential | Floor Insulation | N | Single Family | New | 0 | 0 | 0 | 0 | 0 | 0 | Fail TRC
[11 empty] | Residential | Ceiling Insulation(R12 to R38) | N | Manufactured Home | New | 0.72874 | 0.67119 | 1.0857 | 0 | 0 | 0 | Fail RIM | Commercial | Energy Star Uninterruptable Power Supply | N | Schools K-12 | Turnover | 1.7584 | 0.612 | 2.8732 | 0.0013762 | 0.0013762 | 0.012056 | Residential | Floor Insulation | N | Multi-Family | New | 0 | 0 | 0 | 0 | 0 | 0 | Fail TRC
[11 empty] | Residential | Ceiling Insulation(R19 to R38) | N | Single Family | Existing | 0.61555 | 0.67314 | 0.91446 | 0 | 0 | 0 | Fail RIM | Commercial | Energy Star Uninterruptable Power Supply | N | Warehouse | Turnover | 1.7584 | 0.612 | 2.8732 | 0 | 0 | 0 | Residential | Floor Insulation | N | Manufactured Home | New | 0 | 0 | 0 | 0 | 0 | 0 | Fail TRC
[11 empty] | Residential | Ceiling Insulation(R19 to R38) | N | Multi-Family | Existing | 0.461 | 0.67314 | 0.68485 | 0 | 0 | 0 | Fail RIM | Commercial | Energy Star Uninterruptable Power Supply | N | Assembly | New | 1.7584 | 0.612 | 2.8732 | 0 | 0 | 0 | Residential | Green Roof | N | Single Family | Existing | 0.03931 | 0.6824 | 0.057605 | 0 | 0 | 0 | Fail TRC
[11 empty] | Residential | Ceiling Insulation(R19 to R38) | N | Manufactured Home | Existing | 0.41952 | 0.67314 | 0.62323 | 0 | 0 | 0 | Fail RIM | Commercial | Energy Star Uninterruptable Power Supply | N | College and University | New | 1.7584 | 0.612 | 2.8732 | 2.4239e-05 | 2.4239e-05 | 0.00021233 | Residential | Green Roof | N | Multi-Family | Existing | 0.029969 | 0.66453 | 0.045098 | 0 | 0 | 0 | Fail TRC
[11 empty] | Residential | Ceiling Insulation(R19 to R38) | N | Single Family | New | 0.61555 | 0.67314 | 0.91446 | 0 | 0 | 0 | Fail RIM | Commercial | Energy Star Uninterruptable Power Supply | N | Grocery | New | 1.7584 | 0.612 | 2.8732 | 0 | 0 | 0 | Residential | Green Roof | N | Manufactured Home | Existing | 0.042442 | 0.66 | 0.064306 | 0 | 0 | 0 | Fail TRC
[11 empty] | Residential | Ceiling Insulation(R19 to R38) | N | Multi-Family | New | 0.461 | 0.67314 | 0.68485 | 0 | 0 | 0 | Fail RIM | Commercial | Energy Star Uninterruptable Power Supply | N | Healthcare | New | 1.7584 | 0.612 | 2.8732 | 5.2045e-06 | 5.2045e-06 | 4.5591e-05 | Residential | Green Roof | N | Single Family | New | 0.03931 | 0.6824 | 0.057605 | 0 | 0 | 0 | Fail TRC
[11 empty] | Residential | Ceiling Insulation(R19 to R38) | N | Manufactured Home | New | 0.41952 | 0.67314 | 0.62323 | 0 | 0 | 0 | Fail RIM | Commercial | Energy Star Uninterruptable Power Supply | N | Hospitals | New | 1.7584 | 0.612 | 2.8732 | 1.4211e-05 | 1.4211e-05 | 0.00012449 | Residential | Green Roof | N | Multi-Family | New | 0.029969 | 0.66453 | 0.045098 | 0 | 0 | 0 | Fail TRC
[11 empty] | Residential | Ceiling Insulation(R2 to R38) | Y | Single Family | Existing | 3.2201 | 0.6515 | 4.9426 | 0 | 0 | 0 | Fail RIM | Commercial | Energy Star Uninterruptable Power Supply | N | Institutional | New | 1.7584 | 0.612 | 2.8732 | 6.1293e-06 | 6.1293e-06 | 5.3692e-05 | Residential | Green Roof | N | Manufactured Home | New | 0.042442 | 0.66 | 0.064306 | 0 | 0 | 0 | Fail TRC
[11 empty] | Residential | Ceiling Insulation(R2 to R38) | Y | Multi-Family | Existing | 2.3349 | 0.6515 | 3.5839 | 0 | 0 | 0 | Fail RIM | Commercial | Energy Star Uninterruptable Power Supply | N | Lodging/Hospitality | New | 1.7584 | 0.612 | 2.8732 | 2.2091e-05 | 2.2091e-05 | 0.00019352 | Residential | Heat Pump Tune Up | N | Single Family | Existing | 0.23959 | 0.61853 | 0.38735 | 0 | 0 | 0 | Fail TRC
[11 empty] | Residential | Ceiling Insulation(R2 to R38) | Y | Manufactured Home | Existing | 2.2798 | 0.6515 | 3.4994 | 0 | 0 | 0 | Fail RIM | Commercial | Energy Star Uninterruptable Power Supply | N | Miscellaneous | New | 1.7584 | 0.612 | 2.8732 | 3.6809e-05 | 3.6809e-05 | 0.00032245 | Residential | Heat Pump Tune Up | N | Multi-Family | Existing | 0.15452 | 0.61344 | 0.25188 | 0 | 0 | 0 | Fail TRC
[11 empty] | Residential | Ceiling Insulation(R2 to R38) | Y | Single Family | New | 3.2201 | 0.6515 | 4.9426 | 0 | 0 | 0 | Fail RIM | Commercial | Energy Star Uninterruptable Power Supply | N | Offices | New | 1.7584 | 0.612 | 2.8732 | 0.00027373 | 0.00027373 | 0.0023978 | Residential | Heat Pump Tune Up | N | Manufactured Home | Existing | 0.23195 | 0.61215 | 0.37891 | 0 | 0 | 0 | Fail TRC
[11 empty] | Residential | Ceiling Insulation(R2 to R38) | Y | Multi-Family | New | 2.3349 | 0.6515 | 3.5839 | 0 | 0 | 0 | Fail RIM | Commercial | Energy Star Uninterruptable Power Supply | N | Restaurants | New | 1.7584 | 0.612 | 2.8732 | 0 | 0 | 0 | Residential | Heat Pump Tune Up | N | Single Family | New | 0 | 0 | 0 | 0 | 0 | 0 | Fail TRC
[11 empty] | Residential | Ceiling Insulation(R2 to R38) | Y | Manufactured Home | New | 2.2798 | 0.6515 | 3.4994 | 0 | 0 | 0 | Fail RIM | Commercial | Energy Star Uninterruptable Power Supply | N | Retail | New | 1.7584 | 0.612 | 2.8732 | 0 | 0 | 0 | Residential | Heat Pump Tune Up | N | Multi-Family | New | 0 | 0 | 0 | 0 | 0 | 0 | Fail TRC
[11 empty] | Residential | Ceiling Insulation(R30 to R38) | N | Single Family | Existing | 0.24073 | 0.67257 | 0.35793 | 0 | 0 | 0 | Fail RIM | Commercial | Energy Star Uninterruptable Power Supply | N | Schools K-12 | New | 1.7584 | 0.612 | 2.8732 | 2.0532e-05 | 2.0532e-05 | 0.00017986 | Residential | Heat Pump Tune Up | N | Manufactured Home | New | 0 | 0 | 0 | 0 | 0 | 0 | Fail TRC
[11 empty] | Residential | Ceiling Insulation(R30 to R38) | N | Multi-Family | Existing | 0.17672 | 0.67257 | 0.26276 | 0 | 0 | 0 | Fail RIM | Commercial | Energy Star Uninterruptable Power Supply | N | Warehouse | New | 1.7584 | 0.612 | 2.8732 | 0 | 0 | 0 | Residential | Home Energy Management System | N | Single Family | Existing | 0.82561 | 0.58371 | 1.4144 | 0 | 0 | 0 | Fail TRC
[11 empty] | Residential | Ceiling Insulation(R30 to R38) | N | Manufactured Home | Existing | 0.16015 | 0.67257 | 0.23811 | 0 | 0 | 0 | Fail RIM | Commercial | Energy Star Commercial Solid Door Refrigerator | N | Assembly | Turnover | 3.1788 | 0.6321 | 5.029 | 0 | 0 | 0 | Residential | Home Energy Management System | N | Multi-Family | Existing | 0.59487 | 0.58371 | 1.0191 | 0 | 0 | 0 | Fail TRC
[11 empty] | Residential | Ceiling Insulation(R30 to R38) | N | Single Family | New | 0.24073 | 0.67257 | 0.35793 | 0 | 0 | 0 | Fail RIM | Commercial | Energy Star Commercial Solid Door Refrigerator | N | College and University | Turnover | 3.1557 | 0.62899 | 5.0171 | 0 | 0 | 0 | Residential | Home Energy Management System | N | Manufactured Home | Existing | 0.917 | 0.58371 | 1.571 | 0 | 0 | 0 | Fail TRC
[11 empty] | Residential | Ceiling Insulation(R30 to R38) | N | Multi-Family | New | 0.17672 | 0.67257 | 0.26276 | 0 | 0 | 0 | Fail RIM | Commercial | Energy Star Commercial Solid Door Refrigerator | N | Grocery | Turnover | 3.1788 | 0.6321 | 5.029 | 8.8584 | 3.9585 | 59.3082 | Residential | Home Energy Management System | N | Single Family | New | 0.82405 | 0.58261 | 1.4144 | 0 | 0 | 0 | Fail TRC
[11 empty] | Residential | Ceiling Insulation(R30 to R38) | N | Manufactured Home | New | 0.16015 | 0.67257 | 0.23811 | 0 | 0 | 0 | Fail RIM | Commercial | Energy Star Commercial Solid Door Refrigerator | N | Healthcare | Turnover | 3.1557 | 0.62899 | 5.0171 | 0 | 0 | 0 | Residential | Home Energy Management System | N | Multi-Family | New | 0.59375 | 0.58261 | 1.0191 | 0 | 0 | 0 | Fail TRC
[11 empty] | Residential | Central AC Tune Up | N | Single Family | Existing | 0.14513 | 0.66166 | 0.21934 | 0 | 0 | 0 | Fail RIM | Commercial | Energy Star Commercial Solid Door Refrigerator | N | Hospitals | Turnover | 3.1557 | 0.62899 | 5.0171 | 0 | 0 | 0 | Residential | Home Energy Management System | N | Manufactured Home | New | 0.91527 | 0.58261 | 1.571 | 0 | 0 | 0 | Fail TRC
[11 empty] | Residential | Central AC Tune Up | N | Multi-Family | Existing | 0.070297 | 0.66166 | 0.10624 | 0 | 0 | 0 | Fail RIM | Commercial | Energy Star Commercial Solid Door Refrigerator | N | Institutional | Turnover | 3.1788 | 0.6321 | 5.029 | 0 | 0 | 0 | Residential | HVAC ECM Motor | N | Single Family | Existing | 0.12444 | 0.59416 | 0.20945 | 0 | 0 | 0 | Fail TRC
[11 empty] | Residential | Central AC Tune Up | N | Manufactured Home | Existing | 0.096557 | 0.66166 | 0.14593 | 0 | 0 | 0 | Fail RIM | Commercial | Energy Star Commercial Solid Door Refrigerator | N | Lodging/Hospitality | Turnover | 3.1557 | 0.62899 | 5.0171 | 0 | 0 | 0 | Residential | HVAC ECM Motor | N | Multi-Family | Existing | 0.12444 | 0.59416 | 0.20945 | 0 | 0 | 0 | Fail TRC
[11 empty] | Residential | Central AC Tune Up | N | Single Family | New | 0 | 0 | 0 | 0 | 0 | 0 | Fail RIM | Commercial | Energy Star Commercial Solid Door Refrigerator | N | Miscellaneous | Turnover | 3.1788 | 0.6321 | 5.029 | 0 | 0 | 0 | Residential | HVAC ECM Motor | N | Manufactured Home | Existing | 0.12444 | 0.59416 | 0.20945 | 0 | 0 | 0 | Fail TRC
[11 empty] | Residential | Central AC Tune Up | N | Multi-Family | New | 0 | 0 | 0 | 0 | 0 | 0 | Fail RIM | Commercial | Energy Star Commercial Solid Door Refrigerator | N | Offices | Turnover | 3.1788 | 0.6321 | 5.029 | 0 | 0 | 0 | Residential | HVAC ECM Motor | N | Single Family | New | 0.12444 | 0.59416 | 0.20945 | 0 | 0 | 0 | Fail TRC
[11 empty] | Residential | Central AC Tune Up | N | Manufactured Home | New | 0 | 0 | 0 | 0 | 0 | 0 | Fail RIM | Commercial | Energy Star Commercial Solid Door Refrigerator | N | Restaurants | Turnover | 3.1557 | 0.62899 | 5.0171 | 0 | 0 | 0 | Residential | HVAC ECM Motor | N | Multi-Family | New | 0.12444 | 0.59416 | 0.20945 | 0 | 0 | 0 | Fail TRC
[11 empty] | Residential | Duct Insulation | N | Single Family | Existing | 0.072473 | 0.64848 | 0.11176 | 0 | 0 | 0 | Fail RIM | Commercial | Energy Star Commercial Solid Door Refrigerator | N | Retail | Turnover | 3.1788 | 0.6321 | 5.029 | 0.11981 | 0.053537 | 0.80212 | Residential | HVAC ECM Motor | N | Manufactured Home | New | 0.12444 | 0.59416 | 0.20945 | 0 | 0 | 0 | Fail TRC
[11 empty] | Residential | Duct Insulation | N | Multi-Family | Existing | 0.055542 | 0.63483 | 0.08749 | 0 | 0 | 0 | Fail RIM | Commercial | Energy Star Commercial Solid Door Refrigerator | N | Schools K-12 | Turnover | 3.1557 | 0.62899 | 5.0171 | 0 | 0 | 0 | Residential | Programmable Thermostat | N | Single Family | Existing | 0.36128 | 0.56901 | 0.63492 | 0 | 0 | 0 | Fail TRC
[11 empty] | Residential | Duct Insulation | N | Manufactured Home | Existing | 0.078766 | 0.63137 | 0.12475 | 0 | 0 | 0 | Fail RIM | Commercial | Energy Star Commercial Solid Door Refrigerator | N | Warehouse | Turnover | 3.1788 | 0.6321 | 5.029 | 0 | 0 | 0 | Residential | Programmable Thermostat | N | Multi-Family | Existing | 0.23493 | 0.56901 | 0.41287 | 0 | 0 | 0 | Fail TRC
[11 empty] | Residential | Duct Insulation | N | Single Family | New | 0 | 0 | 0 | 0 | 0 | 0 | Fail RIM | Commercial | Energy Star Commercial Solid Door Refrigerator | N | Assembly | New | 3.1788 | 0.6321 | 5.029 | 0 | 0 | 0 | Residential | Programmable Thermostat | N | Manufactured Home | Existing | 0.3534 | 0.56901 | 0.62108 | 0 | 0 | 0 | Fail TRC
[11 empty] | Residential | Duct Insulation | N | Multi-Family | New | 0 | 0 | 0 | 0 | 0 | 0 | Fail RIM | Commercial | Energy Star Commercial Solid Door Refrigerator | N | College and University | New | 3.1557 | 0.62899 | 5.0171 | 0 | 0 | 0 | Residential | Radiant Barrier | N | Single Family | Existing | 0.48791 | 0.67292 | 0.72506 | 0 | 0 | 0 | Fail TRC
[11 empty] | Residential | Duct Insulation | N | Manufactured Home | New | 0 | 0 | 0 | 0 | 0 | 0 | Fail RIM | Commercial | Energy Star Commercial Solid Door Refrigerator | N | Grocery | New | 3.1788 | 0.6321 | 5.029 | 0.13216 | 0.059058 | 0.88484 | Residential | Radiant Barrier | N | Multi-Family | Existing | 0.38831 | 0.67292 | 0.57705 | 0 | 0 | 0 | Fail TRC
[11 empty] | Residential | Duct Repair | N | Single Family | Existing | 1.7203 | 0.61031 | 2.8187 | 0 | 0 | 0 | Fail RIM | Commercial | Energy Star Commercial Solid Door Refrigerator | N | Healthcare | New | 3.1557 | 0.62899 | 5.0171 | 0 | 0 | 0 | Residential | Radiant Barrier | N | Manufactured Home | Existing | 0.56647 | 0.67292 | 0.84181 | 0 | 0 | 0 | Fail TRC
[11 empty] | Residential | Duct Repair | N | Multi-Family | Existing | 1.1052 | 0.60296 | 1.8329 | 0 | 0 | 0 | Fail RIM | Commercial | Energy Star Commercial Solid Door Refrigerator | N | Hospitals | New | 3.1557 | 0.62899 | 5.0171 | 0 | 0 | 0 | Residential | Radiant Barrier | N | Single Family | New | 0.48791 | 0.67292 | 0.72506 | 0 | 0 | 0 | Fail TRC
[11 empty] | Residential | Duct Repair | N | Manufactured Home | Existing | 1.6574 | 0.60109 | 2.7573 | 0 | 0 | 0 | Fail RIM | Commercial | Energy Star Commercial Solid Door Refrigerator | N | Institutional | New | 3.1788 | 0.6321 | 5.029 | 0 | 0 | 0 | Residential | Radiant Barrier | N | Multi-Family | New | 0.38831 | 0.67292 | 0.57705 | 0 | 0 | 0 | Fail TRC
[11 empty] | Residential | Duct Repair | N | Single Family | New | 0 | 0 | 0 | 0 | 0 | 0 | Fail RIM | Commercial | Energy Star Commercial Solid Door Refrigerator | N | Lodging/Hospitality | New | 3.1557 | 0.62899 | 5.0171 | 0 | 0 | 0 | Residential | Radiant Barrier | N | Manufactured Home | New | 0.56647 | 0.67292 | 0.84181 | 0 | 0 | 0 | Fail TRC
[11 empty] | Residential | Duct Repair | N | Multi-Family | New | 0 | 0 | 0 | 0 | 0 | 0 | Fail RIM | Commercial | Energy Star Commercial Solid Door Refrigerator | N | Miscellaneous | New | 3.1788 | 0.6321 | 5.029 | 0 | 0 | 0 | Residential | Sealed crawlspace | N | Single Family | Existing | 0.01592 | 0.55349 | 0.028763 | 0 | 0 | 0 | Fail TRC
[11 empty] | Residential | Duct Repair | N | Manufactured Home | New | 0 | 0 | 0 | 0 | 0 | 0 | Fail RIM | Commercial | Energy Star Commercial Solid Door Refrigerator | N | Offices | New | 3.1788 | 0.6321 | 5.029 | 0 | 0 | 0 | Residential | Sealed crawlspace | N | Multi-Family | Existing | 0.0078769 | 0.55349 | 0.014231 | 0 | 0 | 0 | Fail TRC
[11 empty] | Residential | Energy Star Certified Roof Products | N | Single Family | Existing | 999 | 0.6824 | 999 | 0 | 0 | 0 | Fail RIM | Commercial | Energy Star Commercial Solid Door Refrigerator | N | Restaurants | New | 3.1557 | 0.62899 | 5.0171 | 0 | 0 | 0 | Residential | Sealed crawlspace | N | Manufactured Home | Existing | 0.014684 | 0.55349 | 0.02653 | 0 | 0 | 0 | Fail TRC
[11 empty] | Residential | Energy Star Certified Roof Products | N | Multi-Family | Existing | 999 | 0.66453 | 999 | 0 | 0 | 0 | Fail RIM | Commercial | Energy Star Commercial Solid Door Refrigerator | N | Retail | New | 3.1788 | 0.6321 | 5.029 | 0.0017874 | 0.00079874 | 0.011967 | Residential | Sealed crawlspace | N | Single Family | New | 0 | 0 | 0 | 0 | 0 | 0 | Fail TRC
[11 empty] | Residential | Energy Star Certified Roof Products | N | Manufactured Home | Existing | 999 | 0.66 | 999 | 0 | 0 | 0 | Fail RIM | Commercial | Energy Star Commercial Solid Door Refrigerator | N | Schools K-12 | New | 3.1557 | 0.62899 | 5.0171 | 0 | 0 | 0 | Residential | Sealed crawlspace | N | Multi-Family | New | 0 | 0 | 0 | 0 | 0 | 0 | Fail TRC
[11 empty] | Residential | Energy Star Certified Roof Products | N | Single Family | New | 999 | 0.6824 | 999 | 0 | 0 | 0 | Fail RIM | Commercial | Energy Star Commercial Solid Door Refrigerator | N | Warehouse | New | 3.1788 | 0.6321 | 5.029 | 0 | 0 | 0 | Residential | Sealed crawlspace | N | Manufactured Home | New | 0 | 0 | 0 | 0 | 0 | 0 | Fail TRC
[11 empty] | Residential | Energy Star Certified Roof Products | N | Multi-Family | New | 999 | 0.66453 | 999 | 0 | 0 | 0 | Fail RIM | Commercial | Refrigerated Display Case LED Lighting | N | Assembly | Turnover | 1.2306 | 0.61051 | 2.0157 | 0 | 0 | 0 | Residential | Smart Thermostat | N | Single Family | Existing | 0.53658 | 0.56901 | 0.943 | 0 | 0 | 0 | Fail TRC
[11 empty] | Residential | Energy Star Certified Roof Products | N | Manufactured Home | New | 999 | 0.66 | 999 | 0 | 0 | 0 | Fail RIM | Commercial | Refrigerated Display Case LED Lighting | N | College and University | Turnover | 1.2151 | 0.60424 | 2.011 | 0 | 0 | 0 | Residential | Smart Thermostat | N | Multi-Family | Existing | 0.34892 | 0.56901 | 0.61321 | 0 | 0 | 0 | Fail TRC
[11 empty] | Residential | Energy Star Door | N | Single Family | Existing | 0.57132 | 0.60831 | 0.93919 | 0 | 0 | 0 | Fail RIM | Commercial | Refrigerated Display Case LED Lighting | N | Grocery | Turnover | 1.2306 | 0.61051 | 2.0157 | 0.38721 | 0.21092 | 2.5971 | Residential | Smart Thermostat | N | Manufactured Home | Existing | 0.52489 | 0.56901 | 0.92245 | 0 | 0 | 0 | Fail TRC
[11 empty] | Residential | Energy Star Door | N | Multi-Family | Existing | 0.57132 | 0.60831 | 0.93919 | 0 | 0 | 0 | Fail RIM | Commercial | Refrigerated Display Case LED Lighting | N | Healthcare | Turnover | 1.2151 | 0.60424 | 2.011 | 0 | 0 | 0 | Residential | Smart Thermostat | N | Multi-Family | New | 0.7051 | 0.55399 | 1.2728 | 0 | 0 | 0 | Fail TRC
[11 empty] | Residential | Energy Star Door | N | Manufactured Home | Existing | 0.57132 | 0.60831 | 0.93919 | 0 | 0 | 0 | Fail RIM | Commercial | Refrigerated Display Case LED Lighting | N | Hospitals | Turnover | 1.2151 | 0.60424 | 2.011 | 0 | 0 | 0 | Residential | Spray Foam Insulation(Base R12) | Y | Single Family | Existing | 0.24236 | 0.6515 | 0.372 | 0 | 0 | 0 | Fail TRC
[11 empty] | Residential | Energy Star Door | N | Single Family | New | 0.40545 | 0.60831 | 0.66652 | 0 | 0 | 0 | Fail RIM | Commercial | Refrigerated Display Case LED Lighting | N | Institutional | Turnover | 1.2306 | 0.61051 | 2.0157 | 0 | 0 | 0 | Residential | Spray Foam Insulation(Base R12) | Y | Multi-Family | Existing | 0.19468 | 0.6515 | 0.29881 | 0 | 0 | 0 | Fail TRC
[11 empty] | Residential | Energy Star Door | N | Multi-Family | New | 0.40545 | 0.60831 | 0.66652 | 0 | 0 | 0 | Fail RIM | Commercial | Refrigerated Display Case LED Lighting | N | Lodging/Hospitality | Turnover | 1.2151 | 0.60424 | 2.011 | 0 | 0 | 0 | Residential | Spray Foam Insulation(Base R12) | Y | Manufactured Home | Existing | 0.22913 | 0.6515 | 0.3517 | 0 | 0 | 0 | Fail TRC
[11 empty] | Residential | Energy Star Door | N | Manufactured Home | New | 0.40545 | 0.60831 | 0.66652 | 0 | 0 | 0 | Fail RIM | Commercial | Refrigerated Display Case LED Lighting | N | Miscellaneous | Turnover | 1.2306 | 0.61051 | 2.0157 | 0 | 0 | 0 | Residential | Spray Foam Insulation(Base R12) | Y | Single Family | New | 0.24236 | 0.6515 | 0.372 | 0 | 0 | 0 | Fail TRC
[11 empty] | Residential | Energy Star Windows | N | Single Family | Existing | 1.509 | 0.62767 | 2.4041 | 0 | 0 | 0 | Fail RIM | Commercial | Refrigerated Display Case LED Lighting | N | Offices | Turnover | 1.2306 | 0.61051 | 2.0157 | 0 | 0 | 0 | Residential | Spray Foam Insulation(Base R12) | Y | Multi-Family | New | 0.19468 | 0.6515 | 0.29881 | 0 | 0 | 0 | Fail TRC
[11 empty] | Residential | Energy Star Windows | N | Multi-Family | Existing | 1.509 | 0.62767 | 2.4041 | 0 | 0 | 0 | Fail RIM | Commercial | Refrigerated Display Case LED Lighting | N | Restaurants | Turnover | 1.2151 | 0.60424 | 2.011 | 0 | 0 | 0 | Residential | Spray Foam Insulation(Base R12) | Y | Manufactured Home | New | 0.22913 | 0.6515 | 0.3517 | 0 | 0 | 0 | Fail TRC
[11 empty] | Residential | Energy Star Windows | N | Manufactured Home | Existing | 1.509 | 0.62767 | 2.4041 | 0 | 0 | 0 | Fail RIM | Commercial | Refrigerated Display Case LED Lighting | N | Retail | Turnover | 1.2306 | 0.61051 | 2.0157 | 0 | 0 | 0 | Residential | Spray Foam Insulation(Base R19) | N | Single Family | Existing | 0.17629 | 0.67314 | 0.26189 | 0 | 0 | 0 | Fail TRC
[11 empty] | Residential | Energy Star Windows | N | Single Family | New | 0.46554 | 0.56603 | 0.82247 | 0 | 0 | 0 | Fail RIM | Commercial | Refrigerated Display Case LED Lighting | N | Schools K-12 | Turnover | 1.2151 | 0.60424 | 2.011 | 0 | 0 | 0 | Residential | Spray Foam Insulation(Base R19) | N | Multi-Family | Existing | 0.14543 | 0.67314 | 0.21605 | 0 | 0 | 0 | Fail TRC
[11 empty] | Residential | Energy Star Windows | N | Multi-Family | New | 0.46554 | 0.56603 | 0.82247 | 0 | 0 | 0 | Fail RIM | Commercial | Refrigerated Display Case LED Lighting | N | Warehouse | Turnover | 1.2306 | 0.61051 | 2.0157 | 0 | 0 | 0 | Residential | Spray Foam Insulation(Base R19) | N | Manufactured Home | Existing | 0.18207 | 0.67314 | 0.27048 | 0 | 0 | 0 | Fail TRC
[11 empty] | Residential | Energy Star Windows | N | Manufactured Home | New | 0.46554 | 0.56603 | 0.82247 | 0 | 0 | 0 | Fail RIM | Commercial | High Speed Fans | N | Assembly | Turnover | 1.255 | 0.60539 | 2.0731 | 4.9977e-06 | 4.5783e-07 | 3.5907e-05 | Residential | Spray Foam Insulation(Base R19) | N | Single Family | New | 0.17629 | 0.67314 | 0.26189 | 0 | 0 | 0 | Fail TRC
[11 empty] | Residential | Floor Insulation | N | Single Family | Existing | 0.029454 | 0.57346 | 0.051363 | 0 | 0 | 0 | Fail RIM | Commercial | High Speed Fans | N | College and University | Turnover | 1.2436 | 0.60056 | 2.0707 | 0 | 0 | 0 | Residential | Spray Foam Insulation(Base R19) | N | Multi-Family | New | 0.14543 | 0.67314 | 0.21605 | 0 | 0 | 0 | Fail TRC
[11 empty] | Residential | Floor Insulation | N | Multi-Family | Existing | 0.014573 | 0.57346 | 0.025412 | 0 | 0 | 0 | Fail RIM | Commercial | High Speed Fans | N | Grocery | Turnover | 1.255 | 0.60539 | 2.0731 | 0.00011216 | 1.0274e-05 | 0.00080581 | Residential | Spray Foam Insulation(Base R19) | N | Manufactured Home | New | 0.18207 | 0.67314 | 0.27048 | 0 | 0 | 0 | Fail TRC
[11 empty] | Residential | Floor Insulation | N | Manufactured Home | Existing | 0.027167 | 0.57346 | 0.047374 | 0 | 0 | 0 | Fail RIM | Commercial | High Speed Fans | N | Healthcare | Turnover | 1.2436 | 0.60056 | 2.0707 | 8.4243e-05 | 7.0564e-05 | 0.00064975 | Residential | Spray Foam Insulation(Base R2) | N | Single Family | Existing | 0.69612 | 0.67119 | 1.0371 | 0 | 0 | 0 | Fail TRC
[11 empty] | Residential | Floor Insulation | N | Single Family | New | 0 | 0 | 0 | 0 | 0 | 0 | Fail RIM | Commercial | High Speed Fans | N | Hospitals | Turnover | 1.2436 | 0.60056 | 2.0707 | 0.0026327 | 0.0022052 | 0.020305 | Residential | Spray Foam Insulation(Base R2) | N | Multi-Family | Existing | 0.51848 | 0.67119 | 0.77247 | 0 | 0 | 0 | Fail TRC
[11 empty] | Residential | Floor Insulation | N | Multi-Family | New | 0 | 0 | 0 | 0 | 0 | 0 | Fail RIM | Commercial | High Speed Fans | N | Institutional | Turnover | 1.255 | 0.60539 | 2.0731 | 0 | 0 | 0 | Residential | Spray Foam Insulation(Base R2) | N | Manufactured Home | Existing | 0.55714 | 0.67119 | 0.83008 | 0 | 0 | 0 | Fail TRC
[11 empty] | Residential | Floor Insulation | N | Manufactured Home | New | 0 | 0 | 0 | 0 | 0 | 0 | Fail RIM | Commercial | High Speed Fans | N | Lodging/Hospitality | Turnover | 1.2436 | 0.60056 | 2.0707 | 0.00018097 | 0.00015159 | 0.0013958 | Residential | Spray Foam Insulation(Base R2) | N | Single Family | New | 0.69612 | 0.67119 | 1.0371 | 0 | 0 | 0 | Fail TRC
[11 empty] | Residential | Green Roof | N | Single Family | Existing | 0.03931 | 0.6824 | 0.057605 | 0 | 0 | 0 | Fail RIM | Commercial | High Speed Fans | N | Miscellaneous | Turnover | 1.255 | 0.60539 | 2.0731 | 2.3172e-05 | 2.1228e-06 | 0.00016649 | Residential | Spray Foam Insulation(Base R2) | N | Multi-Family | New | 0.51848 | 0.67119 | 0.77247 | 0 | 0 | 0 | Fail TRC
[11 empty] | Residential | Green Roof | N | Multi-Family | Existing | 0.029969 | 0.66453 | 0.045098 | 0 | 0 | 0 | Fail RIM | Commercial | High Speed Fans | N | Offices | Turnover | 1.255 | 0.60539 | 2.0731 | 0.0001324 | 1.2129e-05 | 0.00095126 | Residential | Spray Foam Insulation(Base R2) | N | Manufactured Home | New | 0.55714 | 0.67119 | 0.83008 | 0 | 0 | 0 | Fail TRC
[11 empty] | Residential | Green Roof | N | Manufactured Home | Existing | 0.042442 | 0.66 | 0.064306 | 0 | 0 | 0 | Fail RIM | Commercial | High Speed Fans | N | Restaurants | Turnover | 1.2436 | 0.60056 | 2.0707 | 3.8253e-05 | 3.2041e-05 | 0.00029503 | Residential | Spray Foam Insulation(Base R30) | N | Single Family | Existing | 0.1237 | 0.67257 | 0.18392 | 0 | 0 | 0 | Fail TRC
[11 empty] | Residential | Green Roof | N | Single Family | New | 0.03931 | 0.6824 | 0.057605 | 0 | 0 | 0 | Fail RIM | Commercial | High Speed Fans | N | Retail | Turnover | 1.255 | 0.60539 | 2.0731 | 0.00042242 | 3.8697e-05 | 0.003035 | Residential | Spray Foam Insulation(Base R30) | N | Multi-Family | Existing | 0.10338 | 0.67257 | 0.15371 | 0 | 0 | 0 | Fail TRC
[11 empty] | Residential | Green Roof | N | Multi-Family | New | 0.029969 | 0.66453 | 0.045098 | 0 | 0 | 0 | Fail RIM | Commercial | High Speed Fans | N | Schools K-12 | Turnover | 1.2436 | 0.60056 | 2.0707 | 0.00024483 | 0.00020508 | 0.0018883 | Residential | Spray Foam Insulation(Base R30) | N | Manufactured Home | Existing | 0.14514 | 0.67257 | 0.2158 | 0 | 0 | 0 | Fail TRC
[11 empty] | Residential | Green Roof | N | Manufactured Home | New | 0.042442 | 0.66 | 0.064306 | 0 | 0 | 0 | Fail RIM | Commercial | High Speed Fans | N | Warehouse | Turnover | 1.255 | 0.60539 | 2.0731 | 1.8161e-06 | 1.6637e-07 | 1.3048e-05 | Residential | Spray Foam Insulation(Base R30) | N | Single Family | New | 0.14994 | 0.67257 | 0.22293 | 0 | 0 | 0 | Fail TRC
[11 empty] | Residential | Heat Pump Tune Up | N | Single Family | Existing | 0.23959 | 0.61853 | 0.38735 | 0 | 0 | 0 | Fail RIM | Commercial | High Speed Fans | N | Assembly | New | 1.255 | 0.60539 | 2.0731 | 7.5043e-08 | 6.8745e-09 | 5.3917e-07 | Residential | Spray Foam Insulation(Base R30) | N | Multi-Family | New | 0.12531 | 0.67257 | 0.18631 | 0 | 0 | 0 | Fail TRC
[11 empty] | Residential | Heat Pump Tune Up | N | Multi-Family | Existing | 0.15452 | 0.61344 | 0.25188 | 0 | 0 | 0 | Fail RIM | Commercial | High Speed Fans | N | College and University | New | 1.2436 | 0.60056 | 2.0707 | 0 | 0 | 0 | Residential | Spray Foam Insulation(Base R30) | N | Manufactured Home | New | 0.17593 | 0.67257 | 0.26158 | 0 | 0 | 0 | Fail TRC
[11 empty] | Residential | Heat Pump Tune Up | N | Manufactured Home | Existing | 0.23195 | 0.61215 | 0.37891 | 0 | 0 | 0 | Fail RIM | Commercial | High Speed Fans | N | Grocery | New | 1.255 | 0.60539 | 2.0731 | 1.6733e-06 | 1.5329e-07 | 1.2022e-05 | Residential | Storm Door | N | Single Family | Existing | 0.42046 | 0.61595 | 0.68263 | 0 | 0 | 0 | Fail TRC
[11 empty] | Residential | Heat Pump Tune Up | N | Single Family | New | 0 | 0 | 0 | 0 | 0 | 0 | Fail RIM | Commercial | High Speed Fans | N | Healthcare | New | 1.2436 | 0.60056 | 2.0707 | 1.2568e-06 | 1.0528e-06 | 9.6938e-06 | Residential | Storm Door | N | Multi-Family | Existing | 0.42046 | 0.61595 | 0.68263 | 0 | 0 | 0 | Fail TRC
[11 empty] | Residential | Heat Pump Tune Up | N | Multi-Family | New | 0 | 0 | 0 | 0 | 0 | 0 | Fail RIM | Commercial | High Speed Fans | N | Hospitals | New | 1.2436 | 0.60056 | 2.0707 | 3.9278e-05 | 3.29e-05 | 0.00030294 | Residential | Storm Door | N | Manufactured Home | Existing | 0.42046 | 0.61595 | 0.68263 | 0 | 0 | 0 | Fail TRC
[11 empty] | Residential | Heat Pump Tune Up | N | Manufactured Home | New | 0 | 0 | 0 | 0 | 0 | 0 | Fail RIM | Commercial | High Speed Fans | N | Institutional | New | 1.255 | 0.60539 | 2.0731 | 0 | 0 | 0 | Residential | Storm Door | N | Single Family | New | 0.27856 | 0.61595 | 0.45224 | 0 | 0 | 0 | Fail TRC
[11 empty] | Residential | Home Energy Management System | N | Single Family | Existing | 0.82561 | 0.58371 | 1.4144 | 0 | 0 | 0 | Fail RIM | Commercial | High Speed Fans | N | Lodging/Hospitality | New | 1.2436 | 0.60056 | 2.0707 | 2.7e-06 | 2.2616e-06 | 2.0824e-05 | Residential | Storm Door | N | Multi-Family | New | 0.27856 | 0.61595 | 0.45224 | 0 | 0 | 0 | Fail TRC
[11 empty] | Residential | Home Energy Management System | N | Multi-Family | Existing | 0.59487 | 0.58371 | 1.0191 | 0 | 0 | 0 | Fail RIM | Commercial | High Speed Fans | N | Miscellaneous | New | 1.255 | 0.60539 | 2.0731 | 3.4571e-07 | 3.167e-08 | 2.4839e-06 | Residential | Storm Door | N | Manufactured Home | New | 0.27856 | 0.61595 | 0.45224 | 0 | 0 | 0 | Fail TRC
[11 empty] | Residential | Home Energy Management System | N | Manufactured Home | Existing | 0.917 | 0.58371 | 1.571 | 0 | 0 | 0 | Fail RIM | Commercial | High Speed Fans | N | Offices | New | 1.255 | 0.60539 | 2.0731 | 2.0026e-06 | 1.8345e-07 | 1.4388e-05 | Residential | Wall Insulation | N | Single Family | Existing | 0.58434 | 0.63937 | 0.91393 | 0 | 0 | 0 | Fail TRC
[11 empty] | Residential | Home Energy Management System | N | Single Family | New | 0.82405 | 0.58261 | 1.4144 | 0 | 0 | 0 | Fail RIM | Commercial | High Speed Fans | N | Restaurants | New | 1.2436 | 0.60056 | 2.0707 | 5.707e-07 | 4.7803e-07 | 4.4017e-06 | Residential | Wall Insulation | N | Multi-Family | Existing | 0.31075 | 0.63008 | 0.4932 | 0 | 0 | 0 | Fail TRC
[11 empty] | Residential | Home Energy Management System | N | Multi-Family | New | 0.59375 | 0.58261 | 1.0191 | 0 | 0 | 0 | Fail RIM | Commercial | High Speed Fans | N | Retail | New | 1.255 | 0.60539 | 2.0731 | 6.3022e-06 | 5.7734e-07 | 4.528e-05 | Residential | Wall Insulation | N | Manufactured Home | Existing | 0.67075 | 0.63583 | 1.0549 | 0 | 0 | 0 | Fail TRC
[11 empty] | Residential | Home Energy Management System | N | Manufactured Home | New | 0.91527 | 0.58261 | 1.571 | 0 | 0 | 0 | Fail RIM | Commercial | High Speed Fans | N | Schools K-12 | New | 1.2436 | 0.60056 | 2.0707 | 3.7859e-06 | 3.1712e-06 | 2.92e-05 | Residential | Wall Insulation | N | Single Family | New | 0 | 0 | 0 | 0 | 0 | 0 | Fail TRC
[11 empty] | Residential | HVAC ECM Motor | N | Single Family | Existing | 0.12444 | 0.59416 | 0.20945 | 0 | 0 | 0 | Fail RIM | Commercial | High Speed Fans | N | Warehouse | New | 1.255 | 0.60539 | 2.0731 | 2.7095e-08 | 2.4821e-09 | 1.9467e-07 | Residential | Wall Insulation | N | Multi-Family | New | 0 | 0 | 0 | 0 | 0 | 0 | Fail TRC
[11 empty] | Residential | HVAC ECM Motor | N | Multi-Family | Existing | 0.12444 | 0.59416 | 0.20945 | 0 | 0 | 0 | Fail RIM | Commercial | Hot Water Circulation Pump Control | N | Assembly | Existing | 1.0298 | 0.63446 | 1.6231 | 0.014837 | 0.015586 | 0.31195 | Residential | Wall Insulation | N | Manufactured Home | New | 0 | 0 | 0 | 0 | 0 | 0 | Fail TRC
[11 empty] | Residential | HVAC ECM Motor | N | Manufactured Home | Existing | 0.12444 | 0.59416 | 0.20945 | 0 | 0 | 0 | Fail RIM | Commercial | Hot Water Circulation Pump Control | N | College and University | Existing | 1.0573 | 0.64539 | 1.6382 | 0.032023 | 0.032023 | 0.25715 | Residential | Window Sun Protection | N | Single Family | Existing | 0.064137 | 0.85172 | 0.075303 | 0 | 0 | 0 | Fail TRC
[11 empty] | Residential | HVAC ECM Motor | N | Single Family | New | 0.12444 | 0.59416 | 0.20945 | 0 | 0 | 0 | Fail RIM | Commercial | Hot Water Circulation Pump Control | N | Healthcare | Existing | 1.0298 | 0.63446 | 1.6231 | 0.010458 | 0.010987 | 0.21989 | Residential | Window Sun Protection | N | Multi-Family | Existing | 0.090085 | 0.85172 | 0.10577 | 0 | 0 | 0 | Fail TRC
[11 empty] | Residential | HVAC ECM Motor | N | Multi-Family | New | 0.12444 | 0.59416 | 0.20945 | 0 | 0 | 0 | Fail RIM | Commercial | Hot Water Circulation Pump Control | N | Hospitals | Existing | 1.0573 | 0.64539 | 1.6382 | 0.016658 | 0.016658 | 0.13376 | Residential | Window Sun Protection | N | Manufactured Home | Existing | 0.068314 | 0.85172 | 0.080207 | 0 | 0 | 0 | Fail TRC
[11 empty] | Residential | HVAC ECM Motor | N | Manufactured Home | New | 0.12444 | 0.59416 | 0.20945 | 0 | 0 | 0 | Fail RIM | Commercial | Hot Water Circulation Pump Control | N | Institutional | Existing | 1.0298 | 0.63446 | 1.6231 | 0.00056443 | 0.00059295 | 0.011868 | Residential | Window Sun Protection | N | Single Family | New | 0.064137 | 0.85172 | 0.075303 | 0 | 0 | 0 | Fail TRC
[11 empty] | Residential | Programmable Thermostat | N | Single Family | Existing | 0.36128 | 0.56901 | 0.63492 | 0 | 0 | 0 | Fail RIM | Commercial | Hot Water Circulation Pump Control | N | Miscellaneous | Existing | 1.0298 | 0.63446 | 1.6231 | 0.0036465 | 0.0038307 | 0.07667 | Residential | Window Sun Protection | N | Multi-Family | New | 0.090085 | 0.85172 | 0.10577 | 0 | 0 | 0 | Fail TRC
[11 empty] | Residential | Programmable Thermostat | N | Multi-Family | Existing | 0.23493 | 0.56901 | 0.41287 | 0 | 0 | 0 | Fail RIM | Commercial | Hot Water Circulation Pump Control | N | Offices | Existing | 1.0298 | 0.63446 | 1.6231 | 0.021224 | 0.022297 | 0.44626 | Residential | Window Sun Protection | N | Manufactured Home | New | 0.068314 | 0.85172 | 0.080207 | 0 | 0 | 0 | Fail TRC
[11 empty] | Residential | Programmable Thermostat | N | Manufactured Home | Existing | 0.3534 | 0.56901 | 0.62108 | 0 | 0 | 0 | Fail RIM | Commercial | Hot Water Circulation Pump Control | N | Schools K-12 | Existing | 1.0298 | 0.63446 | 1.6231 | 0.076741 | 0.080618 | 1.6135 | Residential | Exterior Lighting Controls | N | Single Family | Existing | 0.55814 | 0.5693 | 0.98041 | 0 | 0 | 0 | Fail TRC
[11 empty] | Residential | Programmable Thermostat | N | Single Family | New | 1.8652 | 0.55399 | 3.3668 | 0 | 0 | 0 | Fail RIM | Commercial | Hot Water Circulation Pump Control | N | Warehouse | Existing | 1.0298 | 0.63446 | 1.6231 | 0.00376 | 0.00395 | 0.079057 | Residential | Exterior Lighting Controls | N | Multi-Family | Existing | 0.55814 | 0.5693 | 0.98041 | 0 | 0 | 0 | Fail TRC
[11 empty] | Residential | Programmable Thermostat | N | Multi-Family | New | 1.2129 | 0.55399 | 2.1893 | 0 | 0 | 0 | Fail RIM | Commercial | Hot Water Circulation Pump Control | N | Assembly | New | 1.0298 | 0.63446 | 1.6231 | 0 | 0 | 0 | Residential | Exterior Lighting Controls | N | Manufactured Home | Existing | 0.55814 | 0.5693 | 0.98041 | 0 | 0 | 0 | Fail TRC
[11 empty] | Residential | Programmable Thermostat | N | Manufactured Home | New | 1.8245 | 0.55399 | 3.2934 | 0 | 0 | 0 | Fail RIM | Commercial | Hot Water Circulation Pump Control | N | College and University | New | 1.0573 | 0.64539 | 1.6382 | 0 | 0 | 0 | Residential | Exterior Lighting Controls | N | Single Family | New | 0.55814 | 0.5693 | 0.98041 | 0 | 0 | 0 | Fail TRC
[11 empty] | Residential | Radiant Barrier | N | Single Family | Existing | 0.48791 | 0.67292 | 0.72506 | 0 | 0 | 0 | Fail RIM | Commercial | Hot Water Circulation Pump Control | N | Healthcare | New | 1.0298 | 0.63446 | 1.6231 | 0 | 0 | 0 | Residential | Exterior Lighting Controls | N | Multi-Family | New | 0.55814 | 0.5693 | 0.98041 | 0 | 0 | 0 | Fail TRC
[11 empty] | Residential | Radiant Barrier | N | Multi-Family | Existing | 0.38831 | 0.67292 | 0.57705 | 0 | 0 | 0 | Fail RIM | Commercial | Hot Water Circulation Pump Control | N | Hospitals | New | 1.0573 | 0.64539 | 1.6382 | 0 | 0 | 0 | Residential | Exterior Lighting Controls | N | Manufactured Home | New | 0.55814 | 0.5693 | 0.98041 | 0 | 0 | 0 | Fail TRC
[11 empty] | Residential | Radiant Barrier | N | Manufactured Home | Existing | 0.56647 | 0.67292 | 0.84181 | 0 | 0 | 0 | Fail RIM | Commercial | Hot Water Circulation Pump Control | N | Institutional | New | 1.0298 | 0.63446 | 1.6231 | 8.8028e-06 | 9.2476e-06 | 0.00018509 | Residential | Interior Lighting Controls | N | Single Family | Existing | 0.23725 | 0.55853 | 0.42478 | 0 | 0 | 0 | Fail TRC
[11 empty] | Residential | Radiant Barrier | N | Single Family | New | 0.48791 | 0.67292 | 0.72506 | 0 | 0 | 0 | Fail RIM | Commercial | Hot Water Circulation Pump Control | N | Miscellaneous | New | 1.0298 | 0.63446 | 1.6231 | 5.687e-05 | 5.9744e-05 | 0.0011957 | Residential | Interior Lighting Controls | N | Multi-Family | Existing | 0.23725 | 0.55853 | 0.42478 | 0 | 0 | 0 | Fail TRC
[11 empty] | Residential | Radiant Barrier | N | Multi-Family | New | 0.38831 | 0.67292 | 0.57705 | 0 | 0 | 0 | Fail RIM | Commercial | Hot Water Circulation Pump Control | N | Offices | New | 1.0298 | 0.63446 | 1.6231 | 0 | 0 | 0 | Residential | Interior Lighting Controls | N | Manufactured Home | Existing | 0.23725 | 0.55853 | 0.42478 | 0 | 0 | 0 | Fail TRC
[11 empty] | Residential | Radiant Barrier | N | Manufactured Home | New | 0.56647 | 0.67292 | 0.84181 | 0 | 0 | 0 | Fail RIM | Commercial | Hot Water Circulation Pump Control | N | Schools K-12 | New | 1.0298 | 0.63446 | 1.6231 | 0 | 0 | 0 | Residential | Interior Lighting Controls | N | Single Family | New | 0.23725 | 0.55853 | 0.42478 | 0 | 0 | 0 | Fail TRC
[11 empty] | Residential | Sealed crawlspace | N | Single Family | Existing | 0.01592 | 0.55349 | 0.028763 | 0 | 0 | 0 | Fail RIM | Commercial | Hot Water Circulation Pump Control | N | Warehouse | New | 1.0298 | 0.63446 | 1.6231 | 0 | 0 | 0 | Residential | Interior Lighting Controls | N | Multi-Family | New | 0.23725 | 0.55853 | 0.42478 | 0 | 0 | 0 | Fail TRC
[11 empty] | Residential | Sealed crawlspace | N | Multi-Family | Existing | 0.0078769 | 0.55349 | 0.014231 | 0 | 0 | 0 | Fail RIM | Commercial | Bi-Level Lighting Control (Exterior) | N | Assembly | Existing | 1.573 | 0.61715 | 2.5487 | 0 | 0 | 0.18485 | Residential | Interior Lighting Controls | N | Manufactured Home | New | 0.23725 | 0.55853 | 0.42478 | 0 | 0 | 0 | Fail TRC
[11 empty] | Residential | Sealed crawlspace | N | Manufactured Home | Existing | 0.014684 | 0.55349 | 0.02653 | 0 | 0 | 0 | Fail RIM | Commercial | Bi-Level Lighting Control (Exterior) | N | College and University | Existing | 1.573 | 0.61715 | 2.5487 | 0 | 0 | 0.24954 | Residential | Solar Attic Fan | N | Single Family | Existing | 0.31315 | 0.63979 | 0.48946 | 0 | 0 | 0 | Fail TRC
[11 empty] | Residential | Sealed crawlspace | N | Single Family | New | 0 | 0 | 0 | 0 | 0 | 0 | Fail RIM | Commercial | Bi-Level Lighting Control (Exterior) | N | Grocery | Existing | 1.573 | 0.61715 | 2.5487 | 0 | 0 | 0.38703 | Residential | Solar Attic Fan | N | Multi-Family | Existing | 0.15169 | 0.63979 | 0.23709 | 0 | 0 | 0 | Fail TRC
[11 empty] | Residential | Sealed crawlspace | N | Multi-Family | New | 0 | 0 | 0 | 0 | 0 | 0 | Fail RIM | Commercial | Bi-Level Lighting Control (Exterior) | N | Healthcare | Existing | 1.573 | 0.61715 | 2.5487 | 0 | 0 | 0.031175 | Residential | Solar Attic Fan | N | Manufactured Home | Existing | 0.20835 | 0.63979 | 0.32565 | 0 | 0 | 0 | Fail TRC
[11 empty] | Residential | Sealed crawlspace | N | Manufactured Home | New | 0 | 0 | 0 | 0 | 0 | 0 | Fail RIM | Commercial | Bi-Level Lighting Control (Exterior) | N | Hospitals | Existing | 1.573 | 0.61715 | 2.5487 | 0 | 0 | 0.168 | Residential | Solar Attic Fan | N | Single Family | New | 0.31315 | 0.63979 | 0.48946 | 0 | 0 | 0 | Fail TRC
[11 empty] | Residential | Smart Thermostat | N | Single Family | Existing | 0.53658 | 0.56901 | 0.943 | 0 | 0 | 0 | Fail RIM | Commercial | Bi-Level Lighting Control (Exterior) | N | Institutional | Existing | 1.573 | 0.61715 | 2.5487 | 0 | 0 | 0.053887 | Residential | Solar Attic Fan | N | Multi-Family | New | 0.15169 | 0.63979 | 0.23709 | 0 | 0 | 0 | Fail TRC
[11 empty] | Residential | Smart Thermostat | N | Multi-Family | Existing | 0.34892 | 0.56901 | 0.61321 | 0 | 0 | 0 | Fail RIM | Commercial | Bi-Level Lighting Control (Exterior) | N | Lodging/Hospitality | Existing | 1.573 | 0.61715 | 2.5487 | 0 | 0 | 0.39761 | Residential | Solar Attic Fan | N | Manufactured Home | New | 0.20835 | 0.63979 | 0.32565 | 0 | 0 | 0 | Fail TRC
[11 empty] | Residential | Smart Thermostat | N | Manufactured Home | Existing | 0.52489 | 0.56901 | 0.92245 | 0 | 0 | 0 | Fail RIM | Commercial | Bi-Level Lighting Control (Exterior) | N | Miscellaneous | Existing | 1.573 | 0.61715 | 2.5487 | 0 | 0 | 0.32535 | Residential | Solar Plus Storage | N | Residential | New | 0.00064015 | 999 | 0.00064015 | 0 | 0 | 0 | Fail TRC
[11 empty] | Residential | Smart Thermostat | N | Single Family | New | 1.0843 | 0.55399 | 1.9573 | 0 | 0 | 0 | Fail RIM | Commercial | Bi-Level Lighting Control (Exterior) | N | Offices | Existing | 1.573 | 0.61715 | 2.5487 | 0 | 0 | 1.0742 | Residential | Solar Voltaic | N | Single Family | New | 0.48293 | 0.60892 | 0.79309 | 0 | 0 | 0 | Fail TRC
[11 empty] | Residential | Smart Thermostat | N | Multi-Family | New | 0.7051 | 0.55399 | 1.2728 | 0 | 0 | 0 | Fail RIM | Commercial | Bi-Level Lighting Control (Exterior) | N | Restaurants | Existing | 1.573 | 0.61715 | 2.5487 | 0 | 0 | 0.076262 | Residential | Solar Voltaic | N | Multi-Family | New | 0.48293 | 0.60892 | 0.79309 | 0 | 0 | 0 | Fail TRC
[11 empty] | Residential | Smart Thermostat | N | Manufactured Home | New | 1.0607 | 0.55399 | 1.9146 | 0 | 0 | 0 | Fail RIM | Commercial | Bi-Level Lighting Control (Exterior) | N | Retail | Existing | 1.573 | 0.61715 | 2.5487 | 0 | 0 | 0.45459 | Commercial | Energy Star Commercial Oven | N | Assembly | Turnover | 3.3344 | 0.64165 | 5.1966 | 0 | 0 | 0 | Fail 2-year Threshold
[11 empty] | Residential | Spray Foam Insulation(Base R12) | Y | Single Family | Existing | 0.24236 | 0.6515 | 0.372 | 0 | 0 | 0 | Fail RIM | Commercial | Bi-Level Lighting Control (Exterior) | N | Schools K-12 | Existing | 1.573 | 0.61715 | 2.5487 | 0 | 0 | 0.11752 | Commercial | Energy Star Commercial Oven | N | College and University | Turnover | 3.3344 | 0.64165 | 5.1966 | 0 | 0 | 0 | Fail 2-year Threshold
[11 empty] | Residential | Spray Foam Insulation(Base R12) | Y | Multi-Family | Existing | 0.19468 | 0.6515 | 0.29881 | 0 | 0 | 0 | Fail RIM | Commercial | Bi-Level Lighting Control (Exterior) | N | Warehouse | Existing | 1.573 | 0.61715 | 2.5487 | 0 | 0 | 0.57557 | Commercial | Energy Star Commercial Oven | N | Grocery | Turnover | 3.3344 | 0.64165 | 5.1966 | 0 | 0 | 0 | Fail 2-year Threshold
[11 empty] | Residential | Spray Foam Insulation(Base R12) | Y | Manufactured Home | Existing | 0.22913 | 0.6515 | 0.3517 | 0 | 0 | 0 | Fail RIM | Commercial | Bi-Level Lighting Control (Exterior) | N | Assembly | New | 1.573 | 0.61715 | 2.5487 | 0 | 0 | 0 | Commercial | Energy Star Commercial Oven | N | Healthcare | Turnover | 3.3344 | 0.64165 | 5.1966 | 0 | 0 | 0 | Fail 2-year Threshold
[11 empty] | Residential | Spray Foam Insulation(Base R12) | Y | Single Family | New | 0.24236 | 0.6515 | 0.372 | 0 | 0 | 0 | Fail RIM | Commercial | Bi-Level Lighting Control (Exterior) | N | College and University | New | 1.573 | 0.61715 | 2.5487 | 0 | 0 | 0.003723 | Commercial | Energy Star Commercial Oven | N | Hospitals | Turnover | 3.3344 | 0.64165 | 5.1966 | 0 | 0 | 0 | Fail 2-year Threshold
[11 empty] | Residential | Spray Foam Insulation(Base R12) | Y | Multi-Family | New | 0.19468 | 0.6515 | 0.29881 | 0 | 0 | 0 | Fail RIM | Commercial | Bi-Level Lighting Control (Exterior) | N | Grocery | New | 1.573 | 0.61715 | 2.5487 | 0 | 0 | 0 | Commercial | Energy Star Commercial Oven | N | Institutional | Turnover | 3.3344 | 0.64165 | 5.1966 | 0 | 0 | 0 | Fail 2-year Threshold
[11 empty] | Residential | Spray Foam Insulation(Base R12) | Y | Manufactured Home | New | 0.22913 | 0.6515 | 0.3517 | 0 | 0 | 0 | Fail RIM | Commercial | Bi-Level Lighting Control (Exterior) | N | Healthcare | New | 1.573 | 0.61715 | 2.5487 | 0 | 0 | 0.00046511 | Commercial | Energy Star Commercial Oven | N | Lodging/Hospitality | Turnover | 3.3344 | 0.64165 | 5.1966 | 0 | 0 | 0 | Fail 2-year Threshold
[11 empty] | Residential | Spray Foam Insulation(Base R19) | N | Single Family | Existing | 0.17629 | 0.67314 | 0.26189 | 0 | 0 | 0 | Fail RIM | Commercial | Bi-Level Lighting Control (Exterior) | N | Hospitals | New | 1.573 | 0.61715 | 2.5487 | 0 | 0 | 0 | Commercial | Energy Star Commercial Oven | N | Miscellaneous | Turnover | 3.3344 | 0.64165 | 5.1966 | 0 | 0 | 0 | Fail 2-year Threshold
[11 empty] | Residential | Spray Foam Insulation(Base R19) | N | Multi-Family | Existing | 0.14543 | 0.67314 | 0.21605 | 0 | 0 | 0 | Fail RIM | Commercial | Bi-Level Lighting Control (Exterior) | N | Institutional | New | 1.573 | 0.61715 | 2.5487 | 0 | 0 | 0.00080396 | Commercial | Energy Star Commercial Oven | N | Offices | Turnover | 3.3344 | 0.64165 | 5.1966 | 0 | 0 | 0 | Fail 2-year Threshold
[11 empty] | Residential | Spray Foam Insulation(Base R19) | N | Manufactured Home | Existing | 0.18207 | 0.67314 | 0.27048 | 0 | 0 | 0 | Fail RIM | Commercial | Bi-Level Lighting Control (Exterior) | N | Lodging/Hospitality | New | 1.573 | 0.61715 | 2.5487 | 0 | 0 | 0 | Commercial | Energy Star Commercial Oven | N | Restaurants | Turnover | 3.3344 | 0.64165 | 5.1966 | 0 | 0 | 0 | Fail 2-year Threshold
[11 empty] | Residential | Spray Foam Insulation(Base R19) | N | Single Family | New | 0.17629 | 0.67314 | 0.26189 | 0 | 0 | 0 | Fail RIM | Commercial | Bi-Level Lighting Control (Exterior) | N | Miscellaneous | New | 1.573 | 0.61715 | 2.5487 | 0 | 0 | 0.004854 | Commercial | Energy Star Commercial Oven | N | Retail | Turnover | 3.3344 | 0.64165 | 5.1966 | 0 | 0 | 0 | Fail 2-year Threshold
[11 empty] | Residential | Spray Foam Insulation(Base R19) | N | Multi-Family | New | 0.14543 | 0.67314 | 0.21605 | 0 | 0 | 0 | Fail RIM | Commercial | Bi-Level Lighting Control (Exterior) | N | Offices | New | 1.573 | 0.61715 | 2.5487 | 0 | 0 | 0 | Commercial | Energy Star Commercial Oven | N | Schools K-12 | Turnover | 3.3344 | 0.64165 | 5.1966 | 0 | 0 | 0 | Fail 2-year Threshold
[11 empty] | Residential | Spray Foam Insulation(Base R19) | N | Manufactured Home | New | 0.18207 | 0.67314 | 0.27048 | 0 | 0 | 0 | Fail RIM | Commercial | Bi-Level Lighting Control (Exterior) | N | Restaurants | New | 1.573 | 0.61715 | 2.5487 | 0 | 0 | 0 | Commercial | Energy Star Commercial Oven | N | Warehouse | Turnover | 3.3344 | 0.64165 | 5.1966 | 0 | 0 | 0 | Fail 2-year Threshold
[11 empty] | Residential | Spray Foam Insulation(Base R2) | N | Single Family | Existing | 0.69612 | 0.67119 | 1.0371 | 0 | 0 | 0 | Fail RIM | Commercial | Bi-Level Lighting Control (Exterior) | N | Retail | New | 1.573 | 0.61715 | 2.5487 | 0 | 0 | 0 | Commercial | Energy Star Commercial Oven | N | Assembly | New | 3.3344 | 0.64165 | 5.1966 | 0 | 0 | 0 | Fail 2-year Threshold
[11 empty] | Residential | Spray Foam Insulation(Base R2) | N | Multi-Family | Existing | 0.51848 | 0.67119 | 0.77247 | 0 | 0 | 0 | Fail RIM | Commercial | Bi-Level Lighting Control (Exterior) | N | Schools K-12 | New | 1.573 | 0.61715 | 2.5487 | 0 | 0 | 0.0017533 | Commercial | Energy Star Commercial Oven | N | College and University | New | 3.3344 | 0.64165 | 5.1966 | 0 | 0 | 0 | Fail 2-year Threshold
[11 empty] | Residential | Spray Foam Insulation(Base R2) | N | Manufactured Home | Existing | 0.55714 | 0.67119 | 0.83008 | 0 | 0 | 0 | Fail RIM | Commercial | Bi-Level Lighting Control (Exterior) | N | Warehouse | New | 1.573 | 0.61715 | 2.5487 | 0 | 0 | 0.0085871 | Commercial | Energy Star Commercial Oven | N | Grocery | New | 3.3344 | 0.64165 | 5.1966 | 0 | 0 | 0 | Fail 2-year Threshold
[11 empty] | Residential | Spray Foam Insulation(Base R2) | N | Single Family | New | 0.69612 | 0.67119 | 1.0371 | 0 | 0 | 0 | Fail RIM | Commercial | Outdoor Lighting Controls | N | Assembly | Existing | 1.731 | 0.59151 | 2.9265 | 0 | 0 | 0.67491 | Commercial | Energy Star Commercial Oven | N | Healthcare | New | 3.3344 | 0.64165 | 5.1966 | 0 | 0 | 0 | Fail 2-year Threshold
[11 empty] | Residential | Spray Foam Insulation(Base R2) | N | Multi-Family | New | 0.51848 | 0.67119 | 0.77247 | 0 | 0 | 0 | Fail RIM | Commercial | Outdoor Lighting Controls | N | College and University | Existing | 1.731 | 0.59151 | 2.9265 | 0 | 0 | 0.56903 | Commercial | Energy Star Commercial Oven | N | Hospitals | New | 3.3344 | 0.64165 | 5.1966 | 0 | 0 | 0 | Fail 2-year Threshold
[11 empty] | Residential | Spray Foam Insulation(Base R2) | N | Manufactured Home | New | 0.55714 | 0.67119 | 0.83008 | 0 | 0 | 0 | Fail RIM | Commercial | Outdoor Lighting Controls | N | Grocery | Existing | 1.731 | 0.59151 | 2.9265 | 0 | 0 | 1.4131 | Commercial | Energy Star Commercial Oven | N | Institutional | New | 3.3344 | 0.64165 | 5.1966 | 0 | 0 | 0 | Fail 2-year Threshold
[11 empty] | Residential | Spray Foam Insulation(Base R30) | N | Single Family | Existing | 0.1237 | 0.67257 | 0.18392 | 0 | 0 | 0 | Fail RIM | Commercial | Outdoor Lighting Controls | N | Healthcare | Existing | 1.731 | 0.59151 | 2.9265 | 0 | 0 | 0.071087 | Commercial | Energy Star Commercial Oven | N | Lodging/Hospitality | New | 3.3344 | 0.64165 | 5.1966 | 0 | 0 | 0 | Fail 2-year Threshold
[11 empty] | Residential | Spray Foam Insulation(Base R30) | N | Multi-Family | Existing | 0.10338 | 0.67257 | 0.15371 | 0 | 0 | 0 | Fail RIM | Commercial | Outdoor Lighting Controls | N | Hospitals | Existing | 1.731 | 0.59151 | 2.9265 | 0 | 0 | 0.38261 | Commercial | Energy Star Commercial Oven | N | Miscellaneous | New | 3.3344 | 0.64165 | 5.1966 | 0 | 0 | 0 | Fail 2-year Threshold
[11 empty] | Residential | Spray Foam Insulation(Base R30) | N | Manufactured Home | Existing | 0.14514 | 0.67257 | 0.2158 | 0 | 0 | 0 | Fail RIM | Commercial | Outdoor Lighting Controls | N | Institutional | Existing | 1.731 | 0.59151 | 2.9265 | 0 | 0 | 0.197 | Commercial | Energy Star Commercial Oven | N | Offices | New | 3.3344 | 0.64165 | 5.1966 | 0 | 0 | 0 | Fail 2-year Threshold
[11 empty] | Residential | Spray Foam Insulation(Base R30) | N | Single Family | New | 0.14994 | 0.67257 | 0.22293 | 0 | 0 | 0 | Fail RIM | Commercial | Outdoor Lighting Controls | N | Lodging/Hospitality | Existing | 1.731 | 0.59151 | 2.9265 | 0 | 0 | 0.90553 | Commercial | Energy Star Commercial Oven | N | Restaurants | New | 3.3344 | 0.64165 | 5.1966 | 0 | 0 | 0 | Fail 2-year Threshold
[11 empty] | Residential | Spray Foam Insulation(Base R30) | N | Multi-Family | New | 0.12531 | 0.67257 | 0.18631 | 0 | 0 | 0 | Fail RIM | Commercial | Outdoor Lighting Controls | N | Miscellaneous | Existing | 1.731 | 0.59151 | 2.9265 | 0 | 0 | 1.1894 | Commercial | Energy Star Commercial Oven | N | Retail | New | 3.3344 | 0.64165 | 5.1966 | 0 | 0 | 0 | Fail 2-year Threshold
[11 empty] | Residential | Spray Foam Insulation(Base R30) | N | Manufactured Home | New | 0.17593 | 0.67257 | 0.26158 | 0 | 0 | 0 | Fail RIM | Commercial | Outdoor Lighting Controls | N | Offices | Existing | 1.731 | 0.59151 | 2.9265 | 0 | 0 | 2.4465 | Commercial | Energy Star Commercial Oven | N | Schools K-12 | New | 3.3344 | 0.64165 | 5.1966 | 0 | 0 | 0 | Fail 2-year Threshold
[11 empty] | Residential | Storm Door | N | Single Family | Existing | 0.42046 | 0.61595 | 0.68263 | 0 | 0 | 0 | Fail RIM | Commercial | Outdoor Lighting Controls | N | Restaurants | Existing | 1.731 | 0.59151 | 2.9265 | 0 | 0 | 0.69473 | Commercial | Energy Star Commercial Oven | N | Warehouse | New | 3.3344 | 0.64165 | 5.1966 | 0 | 0 | 0 | Fail 2-year Threshold
[11 empty] | Residential | Storm Door | N | Multi-Family | Existing | 0.42046 | 0.61595 | 0.68263 | 0 | 0 | 0 | Fail RIM | Commercial | Outdoor Lighting Controls | N | Retail | Existing | 1.731 | 0.59151 | 2.9265 | 0 | 0 | 1.0353 | Commercial | Energy Star Fryer | N | Assembly | Turnover | 0.26118 | 0.6467 | 0.40386 | 0 | 0 | 0 | Fail TRC
[11 empty] | Residential | Storm Door | N | Manufactured Home | Existing | 0.42046 | 0.61595 | 0.68263 | 0 | 0 | 0 | Fail RIM | Commercial | Outdoor Lighting Controls | N | Schools K-12 | Existing | 1.731 | 0.59151 | 2.9265 | 0 | 0 | 0.42961 | Commercial | Energy Star Fryer | N | College and University | Turnover | 0.26118 | 0.6467 | 0.40386 | 0 | 0 | 0 | Fail TRC
[11 empty] | Residential | Storm Door | N | Single Family | New | 0.27856 | 0.61595 | 0.45224 | 0 | 0 | 0 | Fail RIM | Commercial | Outdoor Lighting Controls | N | Warehouse | Existing | 1.731 | 0.59151 | 2.9265 | 0 | 0 | 1.3166 | Commercial | Energy Star Fryer | N | Grocery | Turnover | 0.26118 | 0.6467 | 0.40386 | 0 | 0 | 0 | Fail TRC
[11 empty] | Residential | Storm Door | N | Multi-Family | New | 0.27856 | 0.61595 | 0.45224 | 0 | 0 | 0 | Fail RIM | Commercial | Outdoor Lighting Controls | N | Assembly | New | 1.731 | 0.59151 | 2.9265 | 0 | 0 | 0.010069 | Commercial | Energy Star Fryer | N | Healthcare | Turnover | 0.26118 | 0.6467 | 0.40386 | 0 | 0 | 0 | Fail TRC
[11 empty] | Residential | Storm Door | N | Manufactured Home | New | 0.27856 | 0.61595 | 0.45224 | 0 | 0 | 0 | Fail RIM | Commercial | Outdoor Lighting Controls | N | College and University | New | 1.731 | 0.59151 | 2.9265 | 0 | 0 | 0.0084895 | Commercial | Energy Star Fryer | N | Hospitals | Turnover | 0.26118 | 0.6467 | 0.40386 | 0 | 0 | 0 | Fail TRC
[11 empty] | Residential | Wall Insulation | N | Single Family | Existing | 0.58434 | 0.63937 | 0.91393 | 0 | 0 | 0 | Fail RIM | Commercial | Outdoor Lighting Controls | N | Grocery | New | 1.731 | 0.59151 | 2.9265 | 0 | 0 | 0.021083 | Commercial | Energy Star Fryer | N | Institutional | Turnover | 0.26118 | 0.6467 | 0.40386 | 0 | 0 | 0 | Fail TRC
[11 empty] | Residential | Wall Insulation | N | Multi-Family | Existing | 0.31075 | 0.63008 | 0.4932 | 0 | 0 | 0 | Fail RIM | Commercial | Outdoor Lighting Controls | N | Healthcare | New | 1.731 | 0.59151 | 2.9265 | 0 | 0 | 0.0010606 | Commercial | Energy Star Fryer | N | Lodging/Hospitality | Turnover | 0.26118 | 0.6467 | 0.40386 | 0 | 0 | 0 | Fail TRC
[11 empty] | Residential | Wall Insulation | N | Manufactured Home | Existing | 0.67075 | 0.63583 | 1.0549 | 0 | 0 | 0 | Fail RIM | Commercial | Outdoor Lighting Controls | N | Hospitals | New | 1.731 | 0.59151 | 2.9265 | 0 | 0 | 0.0057082 | Commercial | Energy Star Fryer | N | Miscellaneous | Turnover | 0.26118 | 0.6467 | 0.40386 | 0 | 0 | 0 | Fail TRC
[11 empty] | Residential | Wall Insulation | N | Single Family | New | 0 | 0 | 0 | 0 | 0 | 0 | Fail RIM | Commercial | Outdoor Lighting Controls | N | Institutional | New | 1.731 | 0.59151 | 2.9265 | 0 | 0 | 0.0029391 | Commercial | Energy Star Fryer | N | Offices | Turnover | 0.26118 | 0.6467 | 0.40386 | 0 | 0 | 0 | Fail TRC
[11 empty] | Residential | Wall Insulation | N | Multi-Family | New | 0 | 0 | 0 | 0 | 0 | 0 | Fail RIM | Commercial | Outdoor Lighting Controls | N | Lodging/Hospitality | New | 1.731 | 0.59151 | 2.9265 | 0 | 0 | 0.01351 | Commercial | Energy Star Fryer | N | Restaurants | Turnover | 0.26118 | 0.6467 | 0.40386 | 0 | 0 | 0 | Fail TRC
[11 empty] | Residential | Wall Insulation | N | Manufactured Home | New | 0 | 0 | 0 | 0 | 0 | 0 | Fail RIM | Commercial | Outdoor Lighting Controls | N | Miscellaneous | New | 1.731 | 0.59151 | 2.9265 | 0 | 0 | 0.017745 | Commercial | Energy Star Fryer | N | Retail | Turnover | 0.26118 | 0.6467 | 0.40386 | 0 | 0 | 0 | Fail TRC
[11 empty] | Residential | Window Sun Protection | N | Single Family | Existing | 0.064137 | 0.85172 | 0.075303 | 0 | 0 | 0 | Fail RIM | Commercial | Outdoor Lighting Controls | N | Offices | New | 1.731 | 0.59151 | 2.9265 | 0 | 0 | 0.0365 | Commercial | Energy Star Fryer | N | Schools K-12 | Turnover | 0.26118 | 0.6467 | 0.40386 | 0 | 0 | 0 | Fail TRC
[11 empty] | Residential | Window Sun Protection | N | Multi-Family | Existing | 0.090085 | 0.85172 | 0.10577 | 0 | 0 | 0 | Fail RIM | Commercial | Outdoor Lighting Controls | N | Restaurants | New | 1.731 | 0.59151 | 2.9265 | 0 | 0 | 0.010365 | Commercial | Energy Star Fryer | N | Warehouse | Turnover | 0.26118 | 0.6467 | 0.40386 | 0 | 0 | 0 | Fail TRC
[11 empty] | Residential | Window Sun Protection | N | Manufactured Home | Existing | 0.068314 | 0.85172 | 0.080207 | 0 | 0 | 0 | Fail RIM | Commercial | Outdoor Lighting Controls | N | Retail | New | 1.731 | 0.59151 | 2.9265 | 0 | 0 | 0.015446 | Commercial | Energy Star Fryer | N | Assembly | New | 0.26118 | 0.6467 | 0.40386 | 0 | 0 | 0 | Fail TRC
[11 empty] | Residential | Window Sun Protection | N | Single Family | New | 0.064137 | 0.85172 | 0.075303 | 0 | 0 | 0 | Fail RIM | Commercial | Outdoor Lighting Controls | N | Schools K-12 | New | 1.731 | 0.59151 | 2.9265 | 0 | 0 | 0.0064095 | Commercial | Energy Star Fryer | N | College and University | New | 0.26118 | 0.6467 | 0.40386 | 0 | 0 | 0 | Fail TRC
[11 empty] | Residential | Window Sun Protection | N | Multi-Family | New | 0.090085 | 0.85172 | 0.10577 | 0 | 0 | 0 | Fail RIM | Commercial | Outdoor Lighting Controls | N | Warehouse | New | 1.731 | 0.59151 | 2.9265 | 0 | 0 | 0.019643 | Commercial | Energy Star Fryer | N | Grocery | New | 0.26118 | 0.6467 | 0.40386 | 0 | 0 | 0 | Fail TRC
[11 empty] | Residential | Window Sun Protection | N | Manufactured Home | New | 0.068314 | 0.85172 | 0.080207 | 0 | 0 | 0 | Fail RIM | Commercial | Ceiling Insulation(R2 to R38) | N | Assembly | Existing | 2.3724 | 0.64347 | 3.687 | 0 | 0 | 0 | Commercial | Energy Star Fryer | N | Healthcare | New | 0.26118 | 0.6467 | 0.40386 | 0 | 0 | 0 | Fail TRC
[11 empty] | Residential | Exterior Lighting Controls | N | Single Family | Existing | 0.55814 | 0.5693 | 0.98041 | 0 | 0 | 0 | Fail RIM | Commercial | Ceiling Insulation(R2 to R38) | N | College and University | Existing | 3.0887 | 0.72098 | 4.284 | 0 | 0 | 0 | Commercial | Energy Star Fryer | N | Hospitals | New | 0.26118 | 0.6467 | 0.40386 | 0 | 0 | 0 | Fail TRC
[11 empty] | Residential | Exterior Lighting Controls | N | Multi-Family | Existing | 0.55814 | 0.5693 | 0.98041 | 0 | 0 | 0 | Fail RIM | Commercial | Ceiling Insulation(R2 to R38) | N | Grocery | Existing | 2.8492 | 0.68168 | 4.1796 | 0 | 0 | 0 | Commercial | Energy Star Fryer | N | Institutional | New | 0.26118 | 0.6467 | 0.40386 | 0 | 0 | 0 | Fail TRC
[11 empty] | Residential | Exterior Lighting Controls | N | Manufactured Home | Existing | 0.55814 | 0.5693 | 0.98041 | 0 | 0 | 0 | Fail RIM | Commercial | Ceiling Insulation(R2 to R38) | N | Healthcare | Existing | 2.6305 | 0.64347 | 4.0879 | 0.024325 | 0.36947 | 2.0347 | Commercial | Energy Star Fryer | N | Lodging/Hospitality | New | 0.26118 | 0.6467 | 0.40386 | 0 | 0 | 0 | Fail TRC
[11 empty] | Residential | Exterior Lighting Controls | N | Single Family | New | 0.55814 | 0.5693 | 0.98041 | 0 | 0 | 0 | Fail RIM | Commercial | Ceiling Insulation(R2 to R38) | N | Hospitals | Existing | 3.0887 | 0.72098 | 4.284 | 0 | 0 | 0 | Commercial | Energy Star Fryer | N | Miscellaneous | New | 0.26118 | 0.6467 | 0.40386 | 0 | 0 | 0 | Fail TRC
[11 empty] | Residential | Exterior Lighting Controls | N | Multi-Family | New | 0.55814 | 0.5693 | 0.98041 | 0 | 0 | 0 | Fail RIM | Commercial | Ceiling Insulation(R2 to R38) | N | Institutional | Existing | 2.6305 | 0.64347 | 4.0879 | 0 | 0 | 0 | Commercial | Energy Star Fryer | N | Offices | New | 0.26118 | 0.6467 | 0.40386 | 0 | 0 | 0 | Fail TRC
[11 empty] | Residential | Exterior Lighting Controls | N | Manufactured Home | New | 0.55814 | 0.5693 | 0.98041 | 0 | 0 | 0 | Fail RIM | Commercial | Ceiling Insulation(R2 to R38) | N | Lodging/Hospitality | Existing | 3.0887 | 0.72098 | 4.284 | 0 | 0 | 0 | Commercial | Energy Star Fryer | N | Restaurants | New | 0.26118 | 0.6467 | 0.40386 | 0 | 0 | 0 | Fail TRC
[11 empty] | Residential | Interior Lighting Controls | N | Single Family | Existing | 0.23725 | 0.55853 | 0.42478 | 0 | 0 | 0 | Fail RIM | Commercial | Ceiling Insulation(R2 to R38) | N | Miscellaneous | Existing | 2.6305 | 0.64347 | 4.0879 | 0 | 0 | 0 | Commercial | Energy Star Fryer | N | Retail | New | 0.26118 | 0.6467 | 0.40386 | 0 | 0 | 0 | Fail TRC
[11 empty] | Residential | Interior Lighting Controls | N | Multi-Family | Existing | 0.23725 | 0.55853 | 0.42478 | 0 | 0 | 0 | Fail RIM | Commercial | Ceiling Insulation(R2 to R38) | N | Offices | Existing | 2.6305 | 0.64347 | 4.0879 | 0.044382 | 0.33282 | 2.9558 | Commercial | Energy Star Fryer | N | Schools K-12 | New | 0.26118 | 0.6467 | 0.40386 | 0 | 0 | 0 | Fail TRC
[11 empty] | Residential | Interior Lighting Controls | N | Manufactured Home | Existing | 0.23725 | 0.55853 | 0.42478 | 0 | 0 | 0 | Fail RIM | Commercial | Ceiling Insulation(R2 to R38) | N | Restaurants | Existing | 2.8492 | 0.68168 | 4.1796 | 0 | 0 | 0 | Commercial | Energy Star Fryer | N | Warehouse | New | 0.26118 | 0.6467 | 0.40386 | 0 | 0 | 0 | Fail TRC
[11 empty] | Residential | Interior Lighting Controls | N | Single Family | New | 0.23725 | 0.55853 | 0.42478 | 0 | 0 | 0 | Fail RIM | Commercial | Ceiling Insulation(R2 to R38) | N | Retail | Existing | 2.8492 | 0.68168 | 4.1796 | 0 | 0 | 0 | Commercial | Energy Star Griddle | N | Assembly | Turnover | 999 | 0.64327 | 999 | 0 | 0 | 0 | Fail 2-year Threshold
[11 empty] | Residential | Interior Lighting Controls | N | Multi-Family | New | 0.23725 | 0.55853 | 0.42478 | 0 | 0 | 0 | Fail RIM | Commercial | Ceiling Insulation(R2 to R38) | N | Schools K-12 | Existing | 2.6305 | 0.64347 | 4.0879 | 0 | 0 | 0 | Commercial | Energy Star Griddle | N | College and University | Turnover | 999 | 0.64327 | 999 | 0 | 0 | 0 | Fail 2-year Threshold
[11 empty] | Residential | Interior Lighting Controls | N | Manufactured Home | New | 0.23725 | 0.55853 | 0.42478 | 0 | 0 | 0 | Fail RIM | Commercial | Ceiling Insulation(R2 to R38) | N | Warehouse | Existing | 1.9663 | 0.66779 | 2.9444 | 0 | 0 | 0 | Commercial | Energy Star Griddle | N | Grocery | Turnover | 999 | 0.64327 | 999 | 0 | 0 | 0 | Fail 2-year Threshold
[11 empty] | Residential | Solar Attic Fan | N | Single Family | Existing | 0.31315 | 0.63979 | 0.48946 | 0 | 0 | 0 | Fail RIM | Commercial | Ceiling Insulation(R2 to R38) | N | Assembly | New | 2.3724 | 0.64347 | 3.687 | 0 | 0 | 0 | Commercial | Energy Star Griddle | N | Healthcare | Turnover | 999 | 0.64327 | 999 | 0 | 0 | 0 | Fail 2-year Threshold
[11 empty] | Residential | Solar Attic Fan | N | Multi-Family | Existing | 0.15169 | 0.63979 | 0.23709 | 0 | 0 | 0 | Fail RIM | Commercial | Ceiling Insulation(R2 to R38) | N | College and University | New | 2.973 | 0.72098 | 4.1235 | 0 | 0 | 0 | Commercial | Energy Star Griddle | N | Hospitals | Turnover | 999 | 0.64327 | 999 | 0 | 0 | 0 | Fail 2-year Threshold
[11 empty] | Residential | Solar Attic Fan | N | Manufactured Home | Existing | 0.20835 | 0.63979 | 0.32565 | 0 | 0 | 0 | Fail RIM | Commercial | Ceiling Insulation(R2 to R38) | N | Grocery | New | 2.7425 | 0.68168 | 4.0231 | 0 | 0 | 0 | Commercial | Energy Star Griddle | N | Institutional | Turnover | 999 | 0.64327 | 999 | 0 | 0 | 0 | Fail 2-year Threshold
[11 empty] | Residential | Solar Attic Fan | N | Single Family | New | 0.31315 | 0.63979 | 0.48946 | 0 | 0 | 0 | Fail RIM | Commercial | Ceiling Insulation(R2 to R38) | N | Healthcare | New | 2.532 | 0.64347 | 3.9349 | 0 | 0 | 0 | Commercial | Energy Star Griddle | N | Lodging/Hospitality | Turnover | 999 | 0.64327 | 999 | 0 | 0 | 0 | Fail 2-year Threshold
[11 empty] | Residential | Solar Attic Fan | N | Multi-Family | New | 0.15169 | 0.63979 | 0.23709 | 0 | 0 | 0 | Fail RIM | Commercial | Ceiling Insulation(R2 to R38) | N | Hospitals | New | 2.973 | 0.72098 | 4.1235 | 0 | 0 | 0 | Commercial | Energy Star Griddle | N | Miscellaneous | Turnover | 999 | 0.64327 | 999 | 0 | 0 | 0 | Fail 2-year Threshold
[11 empty] | Residential | Solar Attic Fan | N | Manufactured Home | New | 0.20835 | 0.63979 | 0.32565 | 0 | 0 | 0 | Fail RIM | Commercial | Ceiling Insulation(R2 to R38) | N | Institutional | New | 2.532 | 0.64347 | 3.9349 | 0 | 0 | 0 | Commercial | Energy Star Griddle | N | Offices | Turnover | 999 | 0.64327 | 999 | 0 | 0 | 0 | Fail 2-year Threshold
[11 empty] | Commercial | Efficient Exhaust Hood | N | Assembly | Turnover | 3.1311 | 0.66059 | 4.7399 | 0 | 0 | 0 | Fail RIM | Commercial | Ceiling Insulation(R2 to R38) | N | Lodging/Hospitality | New | 2.973 | 0.72098 | 4.1235 | 0 | 0 | 0 | Commercial | Energy Star Griddle | N | Restaurants | Turnover | 999 | 0.64327 | 999 | 0 | 0 | 0 | Fail 2-year Threshold
[11 empty] | Commercial | Efficient Exhaust Hood | N | College and University | Turnover | 3.1311 | 0.66059 | 4.7399 | 0 | 0 | 0 | Fail RIM | Commercial | Ceiling Insulation(R2 to R38) | N | Miscellaneous | New | 2.532 | 0.64347 | 3.9349 | 0 | 0 | 0 | Commercial | Energy Star Griddle | N | Retail | Turnover | 999 | 0.64327 | 999 | 0 | 0 | 0 | Fail 2-year Threshold
[11 empty] | Commercial | Efficient Exhaust Hood | N | Grocery | Turnover | 3.1311 | 0.66059 | 4.7399 | 0 | 0 | 0 | Fail RIM | Commercial | Ceiling Insulation(R2 to R38) | N | Offices | New | 2.532 | 0.64347 | 3.9349 | 0 | 0 | 0 | Commercial | Energy Star Griddle | N | Schools K-12 | Turnover | 999 | 0.64327 | 999 | 0 | 0 | 0 | Fail 2-year Threshold
[11 empty] | Commercial | Efficient Exhaust Hood | N | Healthcare | Turnover | 3.1311 | 0.66059 | 4.7399 | 0 | 0 | 0 | Fail RIM | Commercial | Ceiling Insulation(R2 to R38) | N | Restaurants | New | 2.7425 | 0.68168 | 4.0231 | 0 | 0 | 0 | Commercial | Energy Star Griddle | N | Warehouse | Turnover | 999 | 0.64327 | 999 | 0 | 0 | 0 | Fail 2-year Threshold
[11 empty] | Commercial | Efficient Exhaust Hood | N | Hospitals | Turnover | 3.1311 | 0.66059 | 4.7399 | 0 | 0 | 0 | Fail RIM | Commercial | Ceiling Insulation(R2 to R38) | N | Retail | New | 2.7425 | 0.68168 | 4.0231 | 0 | 0 | 0 | Commercial | Energy Star Griddle | N | Assembly | New | 999 | 0.64327 | 999 | 0 | 0 | 0 | Fail 2-year Threshold
[11 empty] | Commercial | Efficient Exhaust Hood | N | Institutional | Turnover | 3.1311 | 0.66059 | 4.7399 | 0 | 0 | 0 | Fail RIM | Commercial | Ceiling Insulation(R2 to R38) | N | Schools K-12 | New | 2.532 | 0.64347 | 3.9349 | 0 | 0 | 0 | Commercial | Energy Star Griddle | N | College and University | New | 999 | 0.64327 | 999 | 0 | 0 | 0 | Fail 2-year Threshold
[11 empty] | Commercial | Efficient Exhaust Hood | N | Lodging/Hospitality | Turnover | 3.1311 | 0.66059 | 4.7399 | 0 | 0 | 0 | Fail RIM | Commercial | Ceiling Insulation(R2 to R38) | N | Warehouse | New | 1.9663 | 0.66779 | 2.9444 | 0 | 0 | 0 | Commercial | Energy Star Griddle | N | Grocery | New | 999 | 0.64327 | 999 | 0 | 0 | 0 | Fail 2-year Threshold
[11 empty] | Commercial | Efficient Exhaust Hood | N | Miscellaneous | Turnover | 3.1311 | 0.66059 | 4.7399 | 0 | 0 | 0 | Fail RIM | Commercial | Chilled Water System - Variable Speed Drives | N | Assembly | Existing | 3.0923 | 0.63072 | 4.9028 | 0.53555 | 0.060171 | 5.2185 | Commercial | Energy Star Griddle | N | Healthcare | New | 999 | 0.64327 | 999 | 0 | 0 | 0 | Fail 2-year Threshold
[11 empty] | Commercial | Efficient Exhaust Hood | N | Offices | Turnover | 3.1311 | 0.66059 | 4.7399 | 0 | 0 | 0 | Fail RIM | Commercial | Chilled Water System - Variable Speed Drives | N | College and University | Existing | 3.0923 | 0.63072 | 4.9028 | 0.066079 | 0.0074242 | 0.64389 | Commercial | Energy Star Griddle | N | Hospitals | New | 999 | 0.64327 | 999 | 0 | 0 | 0 | Fail 2-year Threshold
[11 empty] | Commercial | Efficient Exhaust Hood | N | Restaurants | Turnover | 3.1311 | 0.66059 | 4.7399 | 0 | 0 | 0 | Fail RIM | Commercial | Chilled Water System - Variable Speed Drives | N | Grocery | Existing | 3.0923 | 0.63072 | 4.9028 | 0 | 0 | 0 | Commercial | Energy Star Griddle | N | Institutional | New | 999 | 0.64327 | 999 | 0 | 0 | 0 | Fail 2-year Threshold
[11 empty] | Commercial | Efficient Exhaust Hood | N | Retail | Turnover | 3.1311 | 0.66059 | 4.7399 | 0 | 0 | 0 | Fail RIM | Commercial | Chilled Water System - Variable Speed Drives | N | Healthcare | Existing | 3.0923 | 0.63072 | 4.9028 | 0 | 0 | 0 | Commercial | Energy Star Griddle | N | Lodging/Hospitality | New | 999 | 0.64327 | 999 | 0 | 0 | 0 | Fail 2-year Threshold
[11 empty] | Commercial | Efficient Exhaust Hood | N | Schools K-12 | Turnover | 3.1311 | 0.66059 | 4.7399 | 0 | 0 | 0 | Fail RIM | Commercial | Chilled Water System - Variable Speed Drives | N | Hospitals | Existing | 3.0923 | 0.63072 | 4.9028 | 0.45481 | 0.051099 | 4.4318 | Commercial | Energy Star Griddle | N | Miscellaneous | New | 999 | 0.64327 | 999 | 0 | 0 | 0 | Fail 2-year Threshold
[11 empty] | Commercial | Efficient Exhaust Hood | N | Warehouse | Turnover | 3.1311 | 0.66059 | 4.7399 | 0 | 0 | 0 | Fail RIM | Commercial | Chilled Water System - Variable Speed Drives | N | Institutional | Existing | 3.0923 | 0.63072 | 4.9028 | 0.25205 | 0.028318 | 2.456 | Commercial | Energy Star Griddle | N | Offices | New | 999 | 0.64327 | 999 | 0 | 0 | 0 | Fail 2-year Threshold
[11 empty] | Commercial | Efficient Exhaust Hood | N | Assembly | New | 3.1311 | 0.66059 | 4.7399 | 0 | 0 | 0 | Fail RIM | Commercial | Chilled Water System - Variable Speed Drives | N | Lodging/Hospitality | Existing | 3.0923 | 0.63072 | 4.9028 | 0.21229 | 0.023851 | 2.0686 | Commercial | Energy Star Griddle | N | Restaurants | New | 999 | 0.64327 | 999 | 0 | 0 | 0 | Fail 2-year Threshold
[11 empty] | Commercial | Efficient Exhaust Hood | N | College and University | New | 3.1311 | 0.66059 | 4.7399 | 0 | 0 | 0 | Fail RIM | Commercial | Chilled Water System - Variable Speed Drives | N | Miscellaneous | Existing | 3.0923 | 0.63072 | 4.9028 | 0.17875 | 0.020083 | 1.7417 | Commercial | Energy Star Griddle | N | Retail | New | 999 | 0.64327 | 999 | 0 | 0 | 0 | Fail 2-year Threshold
[11 empty] | Commercial | Efficient Exhaust Hood | N | Grocery | New | 3.1311 | 0.66059 | 4.7399 | 0 | 0 | 0 | Fail RIM | Commercial | Chilled Water System - Variable Speed Drives | N | Offices | Existing | 3.0923 | 0.63072 | 4.9028 | 1.2328 | 0.13851 | 12.0127 | Commercial | Energy Star Griddle | N | Schools K-12 | New | 999 | 0.64327 | 999 | 0 | 0 | 0 | Fail 2-year Threshold
[11 empty] | Commercial | Efficient Exhaust Hood | N | Healthcare | New | 3.1311 | 0.66059 | 4.7399 | 0 | 0 | 0 | Fail RIM | Commercial | Chilled Water System - Variable Speed Drives | N | Restaurants | Existing | 3.0923 | 0.63072 | 4.9028 | 0.021247 | 0.0023872 | 0.20704 | Commercial | Energy Star Griddle | N | Warehouse | New | 999 | 0.64327 | 999 | 0 | 0 | 0 | Fail 2-year Threshold
[11 empty] | Commercial | Efficient Exhaust Hood | N | Hospitals | New | 3.1311 | 0.66059 | 4.7399 | 0 | 0 | 0 | Fail RIM | Commercial | Chilled Water System - Variable Speed Drives | N | Retail | Existing | 3.0923 | 0.63072 | 4.9028 | 0 | 0 | 0 | Commercial | Energy Star Steamer | N | Assembly | Turnover | 7.5228 | 0.64243 | 11.7098 | 0 | 0 | 0 | Fail 2-year Threshold
[11 empty] | Commercial | Efficient Exhaust Hood | N | Institutional | New | 3.1311 | 0.66059 | 4.7399 | 0 | 0 | 0 | Fail RIM | Commercial | Chilled Water System - Variable Speed Drives | N | Schools K-12 | Existing | 3.0923 | 0.63072 | 4.9028 | 0.94755 | 0.10646 | 9.2331 | Commercial | Energy Star Steamer | N | College and University | Turnover | 7.5228 | 0.64243 | 11.7098 | 0 | 0 | 0 | Fail 2-year Threshold
[11 empty] | Commercial | Efficient Exhaust Hood | N | Lodging/Hospitality | New | 3.1311 | 0.66059 | 4.7399 | 0 | 0 | 0 | Fail RIM | Commercial | Chilled Water System - Variable Speed Drives | N | Warehouse | Existing | 3.0923 | 0.63072 | 4.9028 | 0 | 0 | 0 | Commercial | Energy Star Steamer | N | Grocery | Turnover | 7.5228 | 0.64243 | 11.7098 | 0 | 0 | 0 | Fail 2-year Threshold
[11 empty] | Commercial | Efficient Exhaust Hood | N | Miscellaneous | New | 3.1311 | 0.66059 | 4.7399 | 0 | 0 | 0 | Fail RIM | Commercial | Chilled Water System - Variable Speed Drives | N | Assembly | New | 3.0923 | 0.63072 | 4.9028 | 0.0079901 | 0.00089771 | 0.077857 | Commercial | Energy Star Steamer | N | Healthcare | Turnover | 7.5228 | 0.64243 | 11.7098 | 0 | 0 | 0 | Fail 2-year Threshold
[11 empty] | Commercial | Efficient Exhaust Hood | N | Offices | New | 3.1311 | 0.66059 | 4.7399 | 0 | 0 | 0 | Fail RIM | Commercial | Chilled Water System - Variable Speed Drives | N | College and University | New | 3.0923 | 0.63072 | 4.9028 | 0.00098585 | 0.00011076 | 0.0096064 | Commercial | Energy Star Steamer | N | Hospitals | Turnover | 7.5228 | 0.64243 | 11.7098 | 0 | 0 | 0 | Fail 2-year Threshold
[11 empty] | Commercial | Efficient Exhaust Hood | N | Restaurants | New | 3.1311 | 0.66059 | 4.7399 | 0 | 0 | 0 | Fail RIM | Commercial | Chilled Water System - Variable Speed Drives | N | Grocery | New | 3.0923 | 0.63072 | 4.9028 | 0 | 0 | 0 | Commercial | Energy Star Steamer | N | Institutional | Turnover | 7.5228 | 0.64243 | 11.7098 | 0 | 0 | 0 | Fail 2-year Threshold
[11 empty] | Commercial | Efficient Exhaust Hood | N | Retail | New | 3.1311 | 0.66059 | 4.7399 | 0 | 0 | 0 | Fail RIM | Commercial | Chilled Water System - Variable Speed Drives | N | Healthcare | New | 3.0923 | 0.63072 | 4.9028 | 0 | 0 | 0 | Commercial | Energy Star Steamer | N | Lodging/Hospitality | Turnover | 7.5228 | 0.64243 | 11.7098 | 0 | 0 | 0 | Fail 2-year Threshold
[11 empty] | Commercial | Efficient Exhaust Hood | N | Schools K-12 | New | 3.1311 | 0.66059 | 4.7399 | 0 | 0 | 0 | Fail RIM | Commercial | Chilled Water System - Variable Speed Drives | N | Hospitals | New | 3.0923 | 0.63072 | 4.9028 | 0.0068005 | 0.00076406 | 0.066266 | Commercial | Energy Star Steamer | N | Miscellaneous | Turnover | 7.5228 | 0.64243 | 11.7098 | 0 | 0 | 0 | Fail 2-year Threshold
[11 empty] | Commercial | Efficient Exhaust Hood | N | Warehouse | New | 3.1311 | 0.66059 | 4.7399 | 0 | 0 | 0 | Fail RIM | Commercial | Chilled Water System - Variable Speed Drives | N | Institutional | New | 3.0923 | 0.63072 | 4.9028 | 0.0037604 | 0.00042249 | 0.036642 | Commercial | Energy Star Steamer | N | Offices | Turnover | 7.5228 | 0.64243 | 11.7098 | 0 | 0 | 0 | Fail 2-year Threshold
[11 empty] | Commercial | Energy Star Commercial Oven | N | Assembly | Turnover | 3.3344 | 0.64165 | 5.1966 | 0 | 0 | 0 | Fail RIM | Commercial | Chilled Water System - Variable Speed Drives | N | Lodging/Hospitality | New | 3.0923 | 0.63072 | 4.9028 | 0.0031672 | 0.00035584 | 0.030862 | Commercial | Energy Star Steamer | N | Restaurants | Turnover | 7.5228 | 0.64243 | 11.7098 | 0 | 0 | 0 | Fail 2-year Threshold
[11 empty] | Commercial | Energy Star Commercial Oven | N | College and University | Turnover | 3.3344 | 0.64165 | 5.1966 | 0 | 0 | 0 | Fail RIM | Commercial | Chilled Water System - Variable Speed Drives | N | Miscellaneous | New | 3.0923 | 0.63072 | 4.9028 | 0.0026668 | 0.00029962 | 0.025986 | Commercial | Energy Star Steamer | N | Retail | Turnover | 7.5228 | 0.64243 | 11.7098 | 0 | 0 | 0 | Fail 2-year Threshold
[11 empty] | Commercial | Energy Star Commercial Oven | N | Grocery | Turnover | 3.3344 | 0.64165 | 5.1966 | 0 | 0 | 0 | Fail RIM | Commercial | Chilled Water System - Variable Speed Drives | N | Offices | New | 3.0923 | 0.63072 | 4.9028 | 0.01843 | 0.0020707 | 0.17959 | Commercial | Energy Star Steamer | N | Schools K-12 | Turnover | 7.5228 | 0.64243 | 11.7098 | 0 | 0 | 0 | Fail 2-year Threshold
[11 empty] | Commercial | Energy Star Commercial Oven | N | Healthcare | Turnover | 3.3344 | 0.64165 | 5.1966 | 0 | 0 | 0 | Fail RIM | Commercial | Chilled Water System - Variable Speed Drives | N | Restaurants | New | 3.0923 | 0.63072 | 4.9028 | 0.00031699 | 3.5615e-05 | 0.0030888 | Commercial | Energy Star Steamer | N | Warehouse | Turnover | 7.5228 | 0.64243 | 11.7098 | 0 | 0 | 0 | Fail 2-year Threshold
[11 empty] | Commercial | Energy Star Commercial Oven | N | Hospitals | Turnover | 3.3344 | 0.64165 | 5.1966 | 0 | 0 | 0 | Fail RIM | Commercial | Chilled Water System - Variable Speed Drives | N | Retail | New | 3.0923 | 0.63072 | 4.9028 | 0 | 0 | 0 | Commercial | Energy Star Steamer | N | Assembly | New | 7.5228 | 0.64243 | 11.7098 | 0 | 0 | 0 | Fail 2-year Threshold
[11 empty] | Commercial | Energy Star Commercial Oven | N | Institutional | Turnover | 3.3344 | 0.64165 | 5.1966 | 0 | 0 | 0 | Fail RIM | Commercial | Chilled Water System - Variable Speed Drives | N | Schools K-12 | New | 3.0923 | 0.63072 | 4.9028 | 0.014137 | 0.0015883 | 0.13775 | Commercial | Energy Star Steamer | N | College and University | New | 7.5228 | 0.64243 | 11.7098 | 0 | 0 | 0 | Fail 2-year Threshold
[11 empty] | Commercial | Energy Star Commercial Oven | N | Lodging/Hospitality | Turnover | 3.3344 | 0.64165 | 5.1966 | 0 | 0 | 0 | Fail RIM | Commercial | Chilled Water System - Variable Speed Drives | N | Warehouse | New | 3.0923 | 0.63072 | 4.9028 | 0 | 0 | 0 | Commercial | Energy Star Steamer | N | Grocery | New | 7.5228 | 0.64243 | 11.7098 | 0 | 0 | 0 | Fail 2-year Threshold
[11 empty] | Commercial | Energy Star Commercial Oven | N | Miscellaneous | Turnover | 3.3344 | 0.64165 | 5.1966 | 0 | 0 | 0 | Fail RIM | Commercial | Dedicated Outdoor Air System on VRF unit | N | Healthcare | Existing | 1.3676 | 0.67346 | 2.0308 | 0.012644 | 0.02345 | 0.1178 | Commercial | Energy Star Steamer | N | Healthcare | New | 7.5228 | 0.64243 | 11.7098 | 0 | 0 | 0 | Fail 2-year Threshold
[11 empty] | Commercial | Energy Star Commercial Oven | N | Offices | Turnover | 3.3344 | 0.64165 | 5.1966 | 0 | 0 | 0 | Fail RIM | Commercial | Dedicated Outdoor Air System on VRF unit | N | Hospitals | Existing | 1.303 | 0.67346 | 1.9348 | 0.0041207 | 0.107 | 0.36144 | Commercial | Energy Star Steamer | N | Hospitals | New | 7.5228 | 0.64243 | 11.7098 | 0 | 0 | 0 | Fail 2-year Threshold
[11 empty] | Commercial | Energy Star Commercial Oven | N | Restaurants | Turnover | 3.3344 | 0.64165 | 5.1966 | 0 | 0 | 0 | Fail RIM | Commercial | Dedicated Outdoor Air System on VRF unit | N | Restaurants | Existing | 1.0816 | 0.67346 | 1.606 | 0.0019029 | 0.016182 | 0.058867 | Commercial | Energy Star Steamer | N | Institutional | New | 7.5228 | 0.64243 | 11.7098 | 0 | 0 | 0 | Fail 2-year Threshold
[11 empty] | Commercial | Energy Star Commercial Oven | N | Retail | Turnover | 3.3344 | 0.64165 | 5.1966 | 0 | 0 | 0 | Fail RIM | Commercial | Dedicated Outdoor Air System on VRF unit | N | Healthcare | New | 1.3676 | 0.67346 | 2.0308 | 0.0001707 | 0.00040825 | 0.0018884 | Commercial | Energy Star Steamer | N | Lodging/Hospitality | New | 7.5228 | 0.64243 | 11.7098 | 0 | 0 | 0 | Fail 2-year Threshold
[11 empty] | Commercial | Energy Star Commercial Oven | N | Schools K-12 | Turnover | 3.3344 | 0.64165 | 5.1966 | 0 | 0 | 0 | Fail RIM | Commercial | Dedicated Outdoor Air System on VRF unit | N | Hospitals | New | 1.303 | 0.67346 | 1.9348 | 5.3238e-05 | 0.0015999 | 0.0053768 | Commercial | Energy Star Steamer | N | Miscellaneous | New | 7.5228 | 0.64243 | 11.7098 | 0 | 0 | 0 | Fail 2-year Threshold
[11 empty] | Commercial | Energy Star Commercial Oven | N | Warehouse | Turnover | 3.3344 | 0.64165 | 5.1966 | 0 | 0 | 0 | Fail RIM | Commercial | Dedicated Outdoor Air System on VRF unit | N | Restaurants | New | 1.0816 | 0.67346 | 1.606 | 2.839e-05 | 0.00024142 | 0.00087826 | Commercial | Energy Star Steamer | N | Offices | New | 7.5228 | 0.64243 | 11.7098 | 0 | 0 | 0 | Fail 2-year Threshold
[11 empty] | Commercial | Energy Star Commercial Oven | N | Assembly | New | 3.3344 | 0.64165 | 5.1966 | 0 | 0 | 0 | Fail RIM | Commercial | Duct Sealing Repair | N | Assembly | Existing | 2.1303 | 0.67164 | 3.1718 | 0 | 0 | 0 | Commercial | Energy Star Steamer | N | Restaurants | New | 7.5228 | 0.64243 | 11.7098 | 0 | 0 | 0 | Fail 2-year Threshold
[11 empty] | Commercial | Energy Star Commercial Oven | N | College and University | New | 3.3344 | 0.64165 | 5.1966 | 0 | 0 | 0 | Fail RIM | Commercial | Duct Sealing Repair | N | College and University | Existing | 3.2284 | 0.67164 | 4.8067 | 0 | 0 | 0 | Commercial | Energy Star Steamer | N | Retail | New | 7.5228 | 0.64243 | 11.7098 | 0 | 0 | 0 | Fail 2-year Threshold
[11 empty] | Commercial | Energy Star Commercial Oven | N | Grocery | New | 3.3344 | 0.64165 | 5.1966 | 0 | 0 | 0 | Fail RIM | Commercial | Duct Sealing Repair | N | Retail | Existing | 3.93 | 0.67164 | 5.8514 | 1.3995 | 0.3002 | 7.5335 | Commercial | Energy Star Steamer | N | Schools K-12 | New | 7.5228 | 0.64243 | 11.7098 | 0 | 0 | 0 | Fail 2-year Threshold
[11 empty] | Commercial | Energy Star Commercial Oven | N | Healthcare | New | 3.3344 | 0.64165 | 5.1966 | 0 | 0 | 0 | Fail RIM | Commercial | Duct Sealing Repair | N | Schools K-12 | Existing | 3.2284 | 0.67164 | 4.8067 | 0 | 0 | 0 | Commercial | Energy Star Steamer | N | Warehouse | New | 7.5228 | 0.64243 | 11.7098 | 0 | 0 | 0 | Fail 2-year Threshold
[11 empty] | Commercial | Energy Star Commercial Oven | N | Hospitals | New | 3.3344 | 0.64165 | 5.1966 | 0 | 0 | 0 | Fail RIM | Commercial | Duct Sealing Repair | N | Warehouse | Existing | 1.0394 | 0.67164 | 1.5475 | 0 | 0 | 0 | Commercial | Induction Cooktops | N | Assembly | Turnover | 0.38157 | 0.61918 | 0.61625 | 0 | 0 | 0 | Fail TRC
[11 empty] | Commercial | Energy Star Commercial Oven | N | Institutional | New | 3.3344 | 0.64165 | 5.1966 | 0 | 0 | 0 | Fail RIM | Commercial | Duct Sealing Repair | N | Assembly | New | 2.1303 | 0.67164 | 3.1718 | 0 | 0 | 0 | Commercial | Induction Cooktops | N | College and University | Turnover | 0.38157 | 0.61918 | 0.61625 | 0 | 0 | 0 | Fail TRC
[11 empty] | Commercial | Energy Star Commercial Oven | N | Lodging/Hospitality | New | 3.3344 | 0.64165 | 5.1966 | 0 | 0 | 0 | Fail RIM | Commercial | Duct Sealing Repair | N | College and University | New | 3.2284 | 0.67164 | 4.8067 | 0 | 0 | 0 | Commercial | Induction Cooktops | N | Grocery | Turnover | 0.38157 | 0.61918 | 0.61625 | 0 | 0 | 0 | Fail TRC
[11 empty] | Commercial | Energy Star Commercial Oven | N | Miscellaneous | New | 3.3344 | 0.64165 | 5.1966 | 0 | 0 | 0 | Fail RIM | Commercial | Duct Sealing Repair | N | Retail | New | 3.93 | 0.67164 | 5.8514 | 0 | 0 | 0 | Commercial | Induction Cooktops | N | Healthcare | Turnover | 0.38157 | 0.61918 | 0.61625 | 0 | 0 | 0 | Fail TRC
[11 empty] | Commercial | Energy Star Commercial Oven | N | Offices | New | 3.3344 | 0.64165 | 5.1966 | 0 | 0 | 0 | Fail RIM | Commercial | Duct Sealing Repair | N | Schools K-12 | New | 3.2284 | 0.67164 | 4.8067 | 0 | 0 | 0 | Commercial | Induction Cooktops | N | Hospitals | Turnover | 0.38157 | 0.61918 | 0.61625 | 0 | 0 | 0 | Fail TRC
[11 empty] | Commercial | Energy Star Commercial Oven | N | Restaurants | New | 3.3344 | 0.64165 | 5.1966 | 0 | 0 | 0 | Fail RIM | Commercial | Duct Sealing Repair | N | Warehouse | New | 1.0394 | 0.67164 | 1.5475 | 0 | 0 | 0 | Commercial | Induction Cooktops | N | Institutional | Turnover | 0.38157 | 0.61918 | 0.61625 | 0 | 0 | 0 | Fail TRC
[11 empty] | Commercial | Energy Star Commercial Oven | N | Retail | New | 3.3344 | 0.64165 | 5.1966 | 0 | 0 | 0 | Fail RIM | Commercial | ECM Motors on Furnaces | N | Assembly | Existing | 2.9922 | 0.65014 | 4.6023 | 0 | 0 | 0.00086356 | Commercial | Induction Cooktops | N | Lodging/Hospitality | Turnover | 0.38157 | 0.61918 | 0.61625 | 0 | 0 | 0 | Fail TRC
[11 empty] | Commercial | Energy Star Commercial Oven | N | Schools K-12 | New | 3.3344 | 0.64165 | 5.1966 | 0 | 0 | 0 | Fail RIM | Commercial | ECM Motors on Furnaces | N | College and University | Existing | 2.9314 | 0.63693 | 4.6023 | 0 | 0 | 0 | Commercial | Induction Cooktops | N | Miscellaneous | Turnover | 0.38157 | 0.61918 | 0.61625 | 0 | 0 | 0 | Fail TRC
[11 empty] | Commercial | Energy Star Commercial Oven | N | Warehouse | New | 3.3344 | 0.64165 | 5.1966 | 0 | 0 | 0 | Fail RIM | Commercial | ECM Motors on Furnaces | N | Institutional | Existing | 2.6092 | 0.65014 | 4.0132 | 0 | 0 | 0.0012861 | Commercial | Induction Cooktops | N | Offices | Turnover | 0.38157 | 0.61918 | 0.61625 | 0 | 0 | 0 | Fail TRC
[11 empty] | Commercial | Energy Star Fryer | N | Assembly | Turnover | 0.26118 | 0.6467 | 0.40386 | 0 | 0 | 0 | Fail RIM | Commercial | ECM Motors on Furnaces | N | Lodging/Hospitality | Existing | 3.0665 | 0.63096 | 4.8601 | 0 | 3.1966e-05 | 0.00028002 | Commercial | Induction Cooktops | N | Restaurants | Turnover | 0.38157 | 0.61918 | 0.61625 | 0 | 0 | 0 | Fail TRC
[11 empty] | Commercial | Energy Star Fryer | N | College and University | Turnover | 0.26118 | 0.6467 | 0.40386 | 0 | 0 | 0 | Fail RIM | Commercial | ECM Motors on Furnaces | N | Miscellaneous | Existing | 1.6517 | 0.65014 | 2.5405 | 0 | 0 | 0.0056972 | Commercial | Induction Cooktops | N | Retail | Turnover | 0.38157 | 0.61918 | 0.61625 | 0 | 0 | 0 | Fail TRC
[11 empty] | Commercial | Energy Star Fryer | N | Grocery | Turnover | 0.26118 | 0.6467 | 0.40386 | 0 | 0 | 0 | Fail RIM | Commercial | ECM Motors on Furnaces | N | Offices | Existing | 1.7474 | 0.65014 | 2.6878 | 0 | 0 | 0.0096021 | Commercial | Induction Cooktops | N | Schools K-12 | Turnover | 0.38157 | 0.61918 | 0.61625 | 0 | 0 | 0 | Fail TRC
[11 empty] | Commercial | Energy Star Fryer | N | Healthcare | Turnover | 0.26118 | 0.6467 | 0.40386 | 0 | 0 | 0 | Fail RIM | Commercial | ECM Motors on Furnaces | N | Warehouse | Existing | 1.6517 | 0.65014 | 2.5405 | 0 | 0 | 0.0033932 | Commercial | Induction Cooktops | N | Warehouse | Turnover | 0.38157 | 0.61918 | 0.61625 | 0 | 0 | 0 | Fail TRC
[11 empty] | Commercial | Energy Star Fryer | N | Hospitals | Turnover | 0.26118 | 0.6467 | 0.40386 | 0 | 0 | 0 | Fail RIM | Commercial | ECM Motors on Furnaces | N | Assembly | New | 2.9922 | 0.65014 | 4.6023 | 0 | 0 | 1.2884e-05 | Commercial | Induction Cooktops | N | Assembly | New | 0.38157 | 0.61918 | 0.61625 | 0 | 0 | 0 | Fail TRC
[11 empty] | Commercial | Energy Star Fryer | N | Institutional | Turnover | 0.26118 | 0.6467 | 0.40386 | 0 | 0 | 0 | Fail RIM | Commercial | ECM Motors on Furnaces | N | College and University | New | 2.9314 | 0.63693 | 4.6023 | 0 | 0 | 0 | Commercial | Induction Cooktops | N | College and University | New | 0.38157 | 0.61918 | 0.61625 | 0 | 0 | 0 | Fail TRC
[11 empty] | Commercial | Energy Star Fryer | N | Lodging/Hospitality | Turnover | 0.26118 | 0.6467 | 0.40386 | 0 | 0 | 0 | Fail RIM | Commercial | ECM Motors on Furnaces | N | Institutional | New | 2.6092 | 0.65014 | 4.0132 | 0 | 0 | 1.9188e-05 | Commercial | Induction Cooktops | N | Grocery | New | 0.38157 | 0.61918 | 0.61625 | 0 | 0 | 0 | Fail TRC
[11 empty] | Commercial | Energy Star Fryer | N | Miscellaneous | Turnover | 0.26118 | 0.6467 | 0.40386 | 0 | 0 | 0 | Fail RIM | Commercial | ECM Motors on Furnaces | N | Lodging/Hospitality | New | 3.0665 | 0.63096 | 4.8601 | 0 | 4.7691e-07 | 4.1777e-06 | Commercial | Induction Cooktops | N | Healthcare | New | 0.38157 | 0.61918 | 0.61625 | 0 | 0 | 0 | Fail TRC
[11 empty] | Commercial | Energy Star Fryer | N | Offices | Turnover | 0.26118 | 0.6467 | 0.40386 | 0 | 0 | 0 | Fail RIM | Commercial | ECM Motors on Furnaces | N | Miscellaneous | New | 1.6517 | 0.65014 | 2.5405 | 0 | 0 | 8.4998e-05 | Commercial | Induction Cooktops | N | Hospitals | New | 0.38157 | 0.61918 | 0.61625 | 0 | 0 | 0 | Fail TRC
[11 empty] | Commercial | Energy Star Fryer | N | Restaurants | Turnover | 0.26118 | 0.6467 | 0.40386 | 0 | 0 | 0 | Fail RIM | Commercial | ECM Motors on Furnaces | N | Offices | New | 1.7474 | 0.65014 | 2.6878 | 0 | 0 | 0.00015183 | Commercial | Induction Cooktops | N | Institutional | New | 0.38157 | 0.61918 | 0.61625 | 0 | 0 | 0 | Fail TRC
[11 empty] | Commercial | Energy Star Fryer | N | Retail | Turnover | 0.26118 | 0.6467 | 0.40386 | 0 | 0 | 0 | Fail RIM | Commercial | ECM Motors on Furnaces | N | Warehouse | New | 1.6517 | 0.65014 | 2.5405 | 0 | 0 | 5.0624e-05 | Commercial | Induction Cooktops | N | Lodging/Hospitality | New | 0.38157 | 0.61918 | 0.61625 | 0 | 0 | 0 | Fail TRC
[11 empty] | Commercial | Energy Star Fryer | N | Schools K-12 | Turnover | 0.26118 | 0.6467 | 0.40386 | 0 | 0 | 0 | Fail RIM | Commercial | Facility Energy Management System | N | College and University | Existing | 1.4385 | 0.64361 | 2.2351 | 0.023098 | 0.013376 | 0.16931 | Commercial | Induction Cooktops | N | Miscellaneous | New | 0.38157 | 0.61918 | 0.61625 | 0 | 0 | 0 | Fail TRC
[11 empty] | Commercial | Energy Star Fryer | N | Warehouse | Turnover | 0.26118 | 0.6467 | 0.40386 | 0 | 0 | 0 | Fail RIM | Commercial | Facility Energy Management System | N | Healthcare | Existing | 3.8769 | 0.64845 | 5.9788 | 0.010982 | 0.00047499 | 0.058423 | Commercial | Induction Cooktops | N | Offices | New | 0.38157 | 0.61918 | 0.61625 | 0 | 0 | 0 | Fail TRC
[11 empty] | Commercial | Energy Star Fryer | N | Assembly | New | 0.26118 | 0.6467 | 0.40386 | 0 | 0 | 0 | Fail RIM | Commercial | Facility Energy Management System | N | Hospitals | Existing | 3.8198 | 0.64361 | 5.935 | 0.28648 | 0.12067 | 2.0303 | Commercial | Induction Cooktops | N | Restaurants | New | 0.38157 | 0.61918 | 0.61625 | 0 | 0 | 0 | Fail TRC
[11 empty] | Commercial | Energy Star Fryer | N | College and University | New | 0.26118 | 0.6467 | 0.40386 | 0 | 0 | 0 | Fail RIM | Commercial | Facility Energy Management System | N | Lodging/Hospitality | Existing | 2.2288 | 0.65644 | 3.3952 | 0.055172 | 0.013344 | 0.22189 | Commercial | Induction Cooktops | N | Retail | New | 0.38157 | 0.61918 | 0.61625 | 0 | 0 | 0 | Fail TRC
[11 empty] | Commercial | Energy Star Fryer | N | Grocery | New | 0.26118 | 0.6467 | 0.40386 | 0 | 0 | 0 | Fail RIM | Commercial | Facility Energy Management System | N | Miscellaneous | Existing | 2.978 | 0.64845 | 4.5924 | 0.51067 | 0.038447 | 2.5885 | Commercial | Induction Cooktops | N | Schools K-12 | New | 0.38157 | 0.61918 | 0.61625 | 0 | 0 | 0 | Fail TRC
[11 empty] | Commercial | Energy Star Fryer | N | Healthcare | New | 0.26118 | 0.6467 | 0.40386 | 0 | 0 | 0 | Fail RIM | Commercial | Facility Energy Management System | N | Offices | Existing | 4.0003 | 0.64845 | 6.1689 | 0.70985 | 0.037745 | 3.5115 | Commercial | Induction Cooktops | N | Warehouse | New | 0.38157 | 0.61918 | 0.61625 | 0 | 0 | 0 | Fail TRC
[11 empty] | Commercial | Energy Star Fryer | N | Hospitals | New | 0.26118 | 0.6467 | 0.40386 | 0 | 0 | 0 | Fail RIM | Commercial | Facility Energy Management System | N | Retail | Existing | 1.8102 | 0.65644 | 2.7577 | 0.80239 | 0.19168 | 3.171 | Commercial | Energy Star Commercial Dishwasher | N | Assembly | Turnover | 19.7604 | 0.66657 | 29.6449 | 0 | 0 | 0 | Fail 2-year Threshold
[11 empty] | Commercial | Energy Star Fryer | N | Institutional | New | 0.26118 | 0.6467 | 0.40386 | 0 | 0 | 0 | Fail RIM | Commercial | Facility Energy Management System | N | Schools K-12 | Existing | 1.46 | 0.64845 | 2.2516 | 0.047277 | 0.0020716 | 0.23695 | Commercial | Energy Star Commercial Dishwasher | N | College and University | Turnover | 19.7604 | 0.66657 | 29.6449 | 0 | 0 | 0 | Fail 2-year Threshold
[11 empty] | Commercial | Energy Star Fryer | N | Lodging/Hospitality | New | 0.26118 | 0.6467 | 0.40386 | 0 | 0 | 0 | Fail RIM | Commercial | Facility Energy Management System | N | College and University | New | 1.4385 | 0.64361 | 2.2351 | 0.0021317 | 0.001234 | 0.015626 | Commercial | Energy Star Commercial Dishwasher | N | Grocery | Turnover | 19.7604 | 0.66657 | 29.6449 | 0 | 0 | 0 | Fail 2-year Threshold
[11 empty] | Commercial | Energy Star Fryer | N | Miscellaneous | New | 0.26118 | 0.6467 | 0.40386 | 0 | 0 | 0 | Fail RIM | Commercial | Facility Energy Management System | N | Healthcare | New | 3.8769 | 0.64845 | 5.9788 | 0.0013892 | 6.0082e-05 | 0.00739 | Commercial | Energy Star Commercial Dishwasher | N | Healthcare | Turnover | 19.7604 | 0.66657 | 29.6449 | 0 | 0 | 0 | Fail 2-year Threshold
[11 empty] | Commercial | Energy Star Fryer | N | Offices | New | 0.26118 | 0.6467 | 0.40386 | 0 | 0 | 0 | Fail RIM | Commercial | Facility Energy Management System | N | Hospitals | New | 3.8198 | 0.64361 | 5.935 | 0.0034 | 0.0014322 | 0.024097 | Commercial | Energy Star Commercial Dishwasher | N | Hospitals | Turnover | 19.7604 | 0.66657 | 29.6449 | 0 | 0 | 0 | Fail 2-year Threshold
[11 empty] | Commercial | Energy Star Fryer | N | Restaurants | New | 0.26118 | 0.6467 | 0.40386 | 0 | 0 | 0 | Fail RIM | Commercial | Facility Energy Management System | N | Lodging/Hospitality | New | 2.2288 | 0.65644 | 3.3952 | 0.0049117 | 0.0011877 | 0.019754 | Commercial | Energy Star Commercial Dishwasher | N | Institutional | Turnover | 19.7604 | 0.66657 | 29.6449 | 0 | 0 | 0 | Fail 2-year Threshold
[11 empty] | Commercial | Energy Star Fryer | N | Retail | New | 0.26118 | 0.6467 | 0.40386 | 0 | 0 | 0 | Fail RIM | Commercial | Facility Energy Management System | N | Miscellaneous | New | 2.978 | 0.64845 | 4.5924 | 0.0076188 | 0.00057361 | 0.038619 | Commercial | Energy Star Commercial Dishwasher | N | Lodging/Hospitality | Turnover | 19.7604 | 0.66657 | 29.6449 | 0 | 0 | 0 | Fail 2-year Threshold
[11 empty] | Commercial | Energy Star Fryer | N | Schools K-12 | New | 0.26118 | 0.6467 | 0.40386 | 0 | 0 | 0 | Fail RIM | Commercial | Facility Energy Management System | N | Offices | New | 4.0003 | 0.64845 | 6.1689 | 0.0070206 | 0.00037331 | 0.03473 | Commercial | Energy Star Commercial Dishwasher | N | Miscellaneous | Turnover | 19.7604 | 0.66657 | 29.6449 | 0 | 0 | 0 | Fail 2-year Threshold
[11 empty] | Commercial | Energy Star Fryer | N | Warehouse | New | 0.26118 | 0.6467 | 0.40386 | 0 | 0 | 0 | Fail RIM | Commercial | Facility Energy Management System | N | Retail | New | 1.8102 | 0.65644 | 2.7577 | 0.012263 | 0.002852 | 0.048489 | Commercial | Energy Star Commercial Dishwasher | N | Offices | Turnover | 19.7604 | 0.66657 | 29.6449 | 0 | 0 | 0 | Fail 2-year Threshold
[11 empty] | Commercial | Energy Star Griddle | N | Assembly | Turnover | 999 | 0.64327 | 999 | 0 | 0 | 0 | Fail RIM | Commercial | Facility Energy Management System | N | Schools K-12 | New | 1.46 | 0.64845 | 2.2516 | 0.0042238 | 0.0001844 | 0.021166 | Commercial | Energy Star Commercial Dishwasher | N | Restaurants | Turnover | 19.7604 | 0.66657 | 29.6449 | 0 | 0 | 0 | Fail 2-year Threshold
[11 empty] | Commercial | Energy Star Griddle | N | College and University | Turnover | 999 | 0.64327 | 999 | 0 | 0 | 0 | Fail RIM | Commercial | Hotel Card Energy Control Systems | N | Lodging/Hospitality | Existing | 1.6448 | 0.66882 | 2.4592 | 0.016656 | -0.0059408 | 2.2808 | Commercial | Energy Star Commercial Dishwasher | N | Retail | Turnover | 19.7604 | 0.66657 | 29.6449 | 0 | 0 | 0 | Fail 2-year Threshold
[11 empty] | Commercial | Energy Star Griddle | N | Grocery | Turnover | 999 | 0.64327 | 999 | 0 | 0 | 0 | Fail RIM | Commercial | Hotel Card Energy Control Systems | N | Lodging/Hospitality | New | 1.6448 | 0.66882 | 2.4592 | 0.00024714 | -8.8e-05 | 0.033838 | Commercial | Energy Star Commercial Dishwasher | N | Schools K-12 | Turnover | 19.7604 | 0.66657 | 29.6449 | 0 | 0 | 0 | Fail 2-year Threshold
[11 empty] | Commercial | Energy Star Griddle | N | Healthcare | Turnover | 999 | 0.64327 | 999 | 0 | 0 | 0 | Fail RIM | Commercial | HVAC tune-up | N | Healthcare | Existing | 1.4207 | 0.60723 | 2.3396 | 0.0032025 | 4.3687e-05 | 0.010142 | Commercial | Energy Star Commercial Dishwasher | N | Warehouse | Turnover | 19.7604 | 0.66657 | 29.6449 | 0 | 0 | 0 | Fail 2-year Threshold
[11 empty] | Commercial | Energy Star Griddle | N | Hospitals | Turnover | 999 | 0.64327 | 999 | 0 | 0 | 0 | Fail RIM | Commercial | HVAC tune-up | N | Hospitals | Existing | 1.3391 | 0.60231 | 2.2232 | 0.0011231 | 4.2649e-05 | 0.0033054 | Commercial | Energy Star Commercial Dishwasher | N | Assembly | New | 19.7604 | 0.66657 | 29.6449 | 0 | 0 | 0 | Fail 2-year Threshold
[11 empty] | Commercial | Energy Star Griddle | N | Institutional | Turnover | 999 | 0.64327 | 999 | 0 | 0 | 0 | Fail RIM | Commercial | HVAC tune-up | N | Lodging/Hospitality | Existing | 1.0785 | 0.60723 | 1.7761 | 0 | 0 | 0 | Commercial | Energy Star Commercial Dishwasher | N | College and University | New | 19.7604 | 0.66657 | 29.6449 | 0 | 0 | 0 | Fail 2-year Threshold
[11 empty] | Commercial | Energy Star Griddle | N | Lodging/Hospitality | Turnover | 999 | 0.64327 | 999 | 0 | 0 | 0 | Fail RIM | Commercial | HVAC tune-up | N | Restaurants | Existing | 1.0312 | 0.60263 | 1.7112 | 0.0001952 | 3.9924e-06 | 0.0010937 | Commercial | Energy Star Commercial Dishwasher | N | Grocery | New | 19.7604 | 0.66657 | 29.6449 | 0 | 0 | 0 | Fail 2-year Threshold
[11 empty] | Commercial | Energy Star Griddle | N | Miscellaneous | Turnover | 999 | 0.64327 | 999 | 0 | 0 | 0 | Fail RIM | Commercial | HVAC tune-up | N | Healthcare | New | 1.4207 | 0.60723 | 2.3396 | 5.0037e-05 | 6.8259e-07 | 0.00015847 | Commercial | Energy Star Commercial Dishwasher | N | Healthcare | New | 19.7604 | 0.66657 | 29.6449 | 0 | 0 | 0 | Fail 2-year Threshold
[11 empty] | Commercial | Energy Star Griddle | N | Offices | Turnover | 999 | 0.64327 | 999 | 0 | 0 | 0 | Fail RIM | Commercial | HVAC tune-up | N | Hospitals | New | 1.3391 | 0.60231 | 2.2232 | 1.6792e-05 | 6.377e-07 | 4.9424e-05 | Commercial | Energy Star Commercial Dishwasher | N | Hospitals | New | 19.7604 | 0.66657 | 29.6449 | 0 | 0 | 0 | Fail 2-year Threshold
[11 empty] | Commercial | Energy Star Griddle | N | Restaurants | Turnover | 999 | 0.64327 | 999 | 0 | 0 | 0 | Fail RIM | Commercial | HVAC tune-up | N | Lodging/Hospitality | New | 1.0785 | 0.60723 | 1.7761 | 0 | 0 | 0 | Commercial | Energy Star Commercial Dishwasher | N | Institutional | New | 19.7604 | 0.66657 | 29.6449 | 0 | 0 | 0 | Fail 2-year Threshold
[11 empty] | Commercial | Energy Star Griddle | N | Retail | Turnover | 999 | 0.64327 | 999 | 0 | 0 | 0 | Fail RIM | Commercial | HVAC tune-up | N | Restaurants | New | 1.0312 | 0.60263 | 1.7112 | 0 | 0 | 0 | Commercial | Energy Star Commercial Dishwasher | N | Lodging/Hospitality | New | 19.7604 | 0.66657 | 29.6449 | 0 | 0 | 0 | Fail 2-year Threshold
[11 empty] | Commercial | Energy Star Griddle | N | Schools K-12 | Turnover | 999 | 0.64327 | 999 | 0 | 0 | 0 | Fail RIM | Commercial | HVAC tune-up_RTU | N | Healthcare | Existing | 1.3692 | 0.60723 | 2.2549 | 0.42281 | 0.0057679 | 1.3391 | Commercial | Energy Star Commercial Dishwasher | N | Miscellaneous | New | 19.7604 | 0.66657 | 29.6449 | 0 | 0 | 0 | Fail 2-year Threshold
[11 empty] | Commercial | Energy Star Griddle | N | Warehouse | Turnover | 999 | 0.64327 | 999 | 0 | 0 | 0 | Fail RIM | Commercial | HVAC tune-up_RTU | N | Hospitals | Existing | 1.2905 | 0.60231 | 2.1426 | 0.41525 | 0.01577 | 1.2222 | Commercial | Energy Star Commercial Dishwasher | N | Offices | New | 19.7604 | 0.66657 | 29.6449 | 0 | 0 | 0 | Fail 2-year Threshold
[11 empty] | Commercial | Energy Star Griddle | N | Assembly | New | 999 | 0.64327 | 999 | 0 | 0 | 0 | Fail RIM | Commercial | HVAC tune-up_RTU | N | Lodging/Hospitality | Existing | 1.0394 | 0.60723 | 1.7118 | 0.3596 | 0.0049056 | 1.1389 | Commercial | Energy Star Commercial Dishwasher | N | Restaurants | New | 19.7604 | 0.66657 | 29.6449 | 0 | 0 | 0 | Fail 2-year Threshold
[11 empty] | Commercial | Energy Star Griddle | N | College and University | New | 999 | 0.64327 | 999 | 0 | 0 | 0 | Fail RIM | Commercial | HVAC tune-up_RTU | N | Healthcare | New | 1.3692 | 0.60723 | 2.2549 | 0.0066063 | 9.012e-05 | 0.020922 | Commercial | Energy Star Commercial Dishwasher | N | Retail | New | 19.7604 | 0.66657 | 29.6449 | 0 | 0 | 0 | Fail 2-year Threshold
[11 empty] | Commercial | Energy Star Griddle | N | Grocery | New | 999 | 0.64327 | 999 | 0 | 0 | 0 | Fail RIM | Commercial | HVAC tune-up_RTU | N | Hospitals | New | 1.2905 | 0.60231 | 2.1426 | 0.0062091 | 0.00023579 | 0.018275 | Commercial | Energy Star Commercial Dishwasher | N | Schools K-12 | New | 19.7604 | 0.66657 | 29.6449 | 0 | 0 | 0 | Fail 2-year Threshold
[11 empty] | Commercial | Energy Star Griddle | N | Healthcare | New | 999 | 0.64327 | 999 | 0 | 0 | 0 | Fail RIM | Commercial | HVAC tune-up_RTU | N | Lodging/Hospitality | New | 1.0394 | 0.60723 | 1.7118 | 0.0056039 | 7.6446e-05 | 0.017748 | Commercial | Energy Star Commercial Dishwasher | N | Warehouse | New | 19.7604 | 0.66657 | 29.6449 | 0 | 0 | 0 | Fail 2-year Threshold
[11 empty] | Commercial | Energy Star Griddle | N | Hospitals | New | 999 | 0.64327 | 999 | 0 | 0 | 0 | Fail RIM | Commercial | Low U-Value Windows | N | Assembly | Existing | 1.0113 | 0.73144 | 1.3826 | 0.7214 | 0.00028047 | 2.0083 | Commercial | Heat Pump Water Heater | N | College and University | Turnover | 5.3113 | 0.59967 | 8.857 | 0 | 0 | 0 | Fail 2-year Threshold
[11 empty] | Commercial | Energy Star Griddle | N | Institutional | New | 999 | 0.64327 | 999 | 0 | 0 | 0 | Fail RIM | Commercial | Low U-Value Windows | N | College and University | Existing | 1.0113 | 0.73144 | 1.3826 | 0.7912 | 0.001817 | 2.5658 | Commercial | Heat Pump Water Heater | N | Grocery | Turnover | 4.7203 | 0.61163 | 7.7176 | 0 | 0 | 0 | Fail 2-year Threshold
[11 empty] | Commercial | Energy Star Griddle | N | Lodging/Hospitality | New | 999 | 0.64327 | 999 | 0 | 0 | 0 | Fail RIM | Commercial | Low U-Value Windows | N | Grocery | Existing | 1.0113 | 0.73144 | 1.3826 | 0.99706 | 0 | 2.6824 | Commercial | Heat Pump Water Heater | N | Healthcare | Turnover | 3.1753 | 0.60986 | 5.2066 | 0 | 0 | 0 | Fail 2-year Threshold
[11 empty] | Commercial | Energy Star Griddle | N | Miscellaneous | New | 999 | 0.64327 | 999 | 0 | 0 | 0 | Fail RIM | Commercial | Low U-Value Windows | N | Healthcare | Existing | 1.0113 | 0.73144 | 1.3826 | 0.38998 | 0.00073233 | 1.2254 | Commercial | Heat Pump Water Heater | N | Hospitals | Turnover | 6.2093 | 0.59967 | 10.3545 | 0 | 0 | 0 | Fail 2-year Threshold
[11 empty] | Commercial | Energy Star Griddle | N | Offices | New | 999 | 0.64327 | 999 | 0 | 0 | 0 | Fail RIM | Commercial | Low U-Value Windows | N | Hospitals | Existing | 1.0113 | 0.73144 | 1.3826 | 0.8087 | 0.00074886 | 2.3558 | Commercial | Heat Pump Water Heater | N | Institutional | Turnover | 7.6207 | 0.60986 | 12.4959 | 0 | 0 | 0 | Fail 2-year Threshold
[11 empty] | Commercial | Energy Star Griddle | N | Restaurants | New | 999 | 0.64327 | 999 | 0 | 0 | 0 | Fail RIM | Commercial | Low U-Value Windows | N | Institutional | Existing | 1.0113 | 0.73144 | 1.3826 | 0.32094 | 0.00064998 | 1.0198 | Commercial | Heat Pump Water Heater | N | Lodging/Hospitality | Turnover | 7.5524 | 0.61163 | 12.3481 | 0 | 0 | 0 | Fail 2-year Threshold
[11 empty] | Commercial | Energy Star Griddle | N | Retail | New | 999 | 0.64327 | 999 | 0 | 0 | 0 | Fail RIM | Commercial | Low U-Value Windows | N | Lodging/Hospitality | Existing | 1.0552 | 0.75708 | 1.3938 | 1.5593 | -0.033283 | 3.8688 | Commercial | Heat Pump Water Heater | N | Miscellaneous | Turnover | 7.1444 | 0.60986 | 11.7149 | 0 | 0 | 0 | Fail 2-year Threshold
[11 empty] | Commercial | Energy Star Griddle | N | Schools K-12 | New | 999 | 0.64327 | 999 | 0 | 0 | 0 | Fail RIM | Commercial | Low U-Value Windows | N | Miscellaneous | Existing | 1.0176 | 0.7384 | 1.3782 | 0.73167 | -0.041293 | 2.8356 | Commercial | Heat Pump Water Heater | N | Offices | Turnover | 6.6152 | 0.60986 | 10.8471 | 0 | 0 | 0 | Fail 2-year Threshold
[11 empty] | Commercial | Energy Star Griddle | N | Warehouse | New | 999 | 0.64327 | 999 | 0 | 0 | 0 | Fail RIM | Commercial | Low U-Value Windows | N | Offices | Existing | 1.0113 | 0.73144 | 1.3826 | 1.8536 | 0.0019225 | 5.4494 | Commercial | Heat Pump Water Heater | N | Restaurants | Turnover | 3.9335 | 0.61163 | 6.4313 | 0 | 0 | 0 | Fail 2-year Threshold
[11 empty] | Commercial | Energy Star Hot Food Holding Cabinet | N | Assembly | Turnover | 1.3389 | 0.64409 | 2.0788 | 0 | 0 | 0 | Fail RIM | Commercial | Low U-Value Windows | N | Restaurants | Existing | 1.0113 | 0.73144 | 1.3826 | 0.72066 | 0.0010299 | 2.1866 | Commercial | Heat Pump Water Heater | N | Retail | Turnover | 4.6731 | 0.61163 | 7.6404 | 0 | 0 | 0 | Fail 2-year Threshold
[11 empty] | Commercial | Energy Star Hot Food Holding Cabinet | N | College and University | Turnover | 1.3389 | 0.64409 | 2.0788 | 0 | 0 | 0 | Fail RIM | Commercial | Low U-Value Windows | N | Retail | Existing | 1.0113 | 0.73144 | 1.3826 | 1.5069 | 0.0010302 | 4.302 | Commercial | Heat Pump Water Heater | N | Schools K-12 | Turnover | 0.9923 | 0.60986 | 1.6271 | 0 | 0 | 0 | Fail TRC
[11 empty] | Commercial | Energy Star Hot Food Holding Cabinet | N | Grocery | Turnover | 1.3389 | 0.64409 | 2.0788 | 0 | 0 | 0 | Fail RIM | Commercial | Low U-Value Windows | N | Schools K-12 | Existing | 1.0113 | 0.73144 | 1.3826 | 1.4391 | 0.0015017 | 4.2329 | Commercial | Heat Pump Water Heater | N | Warehouse | Turnover | 4.763 | 0.60986 | 7.8099 | 0 | 0 | 0 | Fail 2-year Threshold
[11 empty] | Commercial | Energy Star Hot Food Holding Cabinet | N | Healthcare | Turnover | 1.3389 | 0.64409 | 2.0788 | 0 | 0 | 0 | Fail RIM | Commercial | Low U-Value Windows | N | Warehouse | Existing | 1.0176 | 0.7384 | 1.3782 | 0 | -0.01054 | 0.18131 | Commercial | Heat Pump Water Heater | N | College and University | New | 5.3113 | 0.59967 | 8.857 | 0 | 0 | 0 | Fail 2-year Threshold
[11 empty] | Commercial | Energy Star Hot Food Holding Cabinet | N | Hospitals | Turnover | 1.3389 | 0.64409 | 2.0788 | 0 | 0 | 0 | Fail RIM | Commercial | Programmable Thermostat | N | Healthcare | Existing | 1.5909 | 0.73229 | 2.1725 | 0 | 0 | 0 | Commercial | Heat Pump Water Heater | N | Grocery | New | 4.7203 | 0.61163 | 7.7176 | 0 | 0 | 0 | Fail 2-year Threshold
[11 empty] | Commercial | Energy Star Hot Food Holding Cabinet | N | Institutional | Turnover | 1.3389 | 0.64409 | 2.0788 | 0 | 0 | 0 | Fail RIM | Commercial | Programmable Thermostat | N | Hospitals | Existing | 1.5286 | 0.66152 | 2.3107 | 0 | 0 | 0 | Commercial | Heat Pump Water Heater | N | Healthcare | New | 3.1753 | 0.60986 | 5.2066 | 0 | 0 | 0 | Fail 2-year Threshold
[11 empty] | Commercial | Energy Star Hot Food Holding Cabinet | N | Lodging/Hospitality | Turnover | 1.3389 | 0.64409 | 2.0788 | 0 | 0 | 0 | Fail RIM | Commercial | Programmable Thermostat | N | Institutional | Existing | 1.8391 | 0.73229 | 2.5114 | 0 | 0 | 0 | Commercial | Heat Pump Water Heater | N | Hospitals | New | 6.2093 | 0.59967 | 10.3545 | 0 | 0 | 0 | Fail 2-year Threshold
[11 empty] | Commercial | Energy Star Hot Food Holding Cabinet | N | Miscellaneous | Turnover | 1.3389 | 0.64409 | 2.0788 | 0 | 0 | 0 | Fail RIM | Commercial | Programmable Thermostat | N | Miscellaneous | Existing | 1.2903 | 0.73229 | 1.762 | 0 | 0 | 0 | Commercial | Heat Pump Water Heater | N | Institutional | New | 7.6207 | 0.60986 | 12.4959 | 0 | 0 | 0 | Fail 2-year Threshold
[11 empty] | Commercial | Energy Star Hot Food Holding Cabinet | N | Offices | Turnover | 1.3389 | 0.64409 | 2.0788 | 0 | 0 | 0 | Fail RIM | Commercial | Programmable Thermostat | N | Offices | Existing | 1.7139 | 0.73229 | 2.3404 | 0 | 0 | 0 | Commercial | Heat Pump Water Heater | N | Lodging/Hospitality | New | 7.5524 | 0.61163 | 12.3481 | 0 | 0 | 0 | Fail 2-year Threshold
[11 empty] | Commercial | Energy Star Hot Food Holding Cabinet | N | Restaurants | Turnover | 1.3389 | 0.64409 | 2.0788 | 0 | 0 | 0 | Fail RIM | Commercial | Programmable Thermostat | N | Restaurants | Existing | 3.8617 | 0.83908 | 4.6024 | 0.24269 | -6.0576e-05 | 0.74103 | Commercial | Heat Pump Water Heater | N | Miscellaneous | New | 7.1444 | 0.60986 | 11.7149 | 0 | 0 | 0 | Fail 2-year Threshold
[11 empty] | Commercial | Energy Star Hot Food Holding Cabinet | N | Retail | Turnover | 1.3389 | 0.64409 | 2.0788 | 0 | 0 | 0 | Fail RIM | Commercial | Programmable Thermostat | N | Healthcare | New | 1.5909 | 0.73229 | 2.1725 | 0 | 0 | 0 | Commercial | Heat Pump Water Heater | N | Offices | New | 6.6152 | 0.60986 | 10.8471 | 0 | 0 | 0 | Fail 2-year Threshold
[11 empty] | Commercial | Energy Star Hot Food Holding Cabinet | N | Schools K-12 | Turnover | 1.3389 | 0.64409 | 2.0788 | 0 | 0 | 0 | Fail RIM | Commercial | Programmable Thermostat | N | Hospitals | New | 1.5286 | 0.66152 | 2.3107 | 0 | 0 | 0 | Commercial | Heat Pump Water Heater | N | Restaurants | New | 3.9335 | 0.61163 | 6.4313 | 0 | 0 | 0 | Fail 2-year Threshold
[11 empty] | Commercial | Energy Star Hot Food Holding Cabinet | N | Warehouse | Turnover | 1.3389 | 0.64409 | 2.0788 | 0 | 0 | 0 | Fail RIM | Commercial | Programmable Thermostat | N | Institutional | New | 1.8391 | 0.73229 | 2.5114 | 0 | 0 | 0 | Commercial | Heat Pump Water Heater | N | Retail | New | 4.6731 | 0.61163 | 7.6404 | 0 | 0 | 0 | Fail 2-year Threshold
[11 empty] | Commercial | Energy Star Hot Food Holding Cabinet | N | Assembly | New | 1.3389 | 0.64409 | 2.0788 | 0 | 0 | 0 | Fail RIM | Commercial | Programmable Thermostat | N | Miscellaneous | New | 1.2903 | 0.73229 | 1.762 | 0 | 0 | 0 | Commercial | Heat Pump Water Heater | N | Schools K-12 | New | 0.9923 | 0.60986 | 1.6271 | 0 | 0 | 0 | Fail TRC
[11 empty] | Commercial | Energy Star Hot Food Holding Cabinet | N | College and University | New | 1.3389 | 0.64409 | 2.0788 | 0 | 0 | 0 | Fail RIM | Commercial | Programmable Thermostat | N | Offices | New | 1.7139 | 0.73229 | 2.3404 | 0 | 0 | 0 | Commercial | Heat Pump Water Heater | N | Warehouse | New | 4.763 | 0.60986 | 7.8099 | 0 | 0 | 0 | Fail 2-year Threshold
[11 empty] | Commercial | Energy Star Hot Food Holding Cabinet | N | Grocery | New | 1.3389 | 0.64409 | 2.0788 | 0 | 0 | 0 | Fail RIM | Commercial | Programmable Thermostat | N | Restaurants | New | 3.8617 | 0.83908 | 4.6024 | 0.0036207 | -9.0375e-07 | 0.011056 | Commercial | Instantaneous Hot Water System | N | Assembly | Turnover | 0.12135 | 0.6643 | 0.18268 | 0 | 0 | 0 | Fail TRC
[11 empty] | Commercial | Energy Star Hot Food Holding Cabinet | N | Healthcare | New | 1.3389 | 0.64409 | 2.0788 | 0 | 0 | 0 | Fail RIM | Commercial | Smart Thermostat | N | College and University | Existing | 1.0186 | 0.66152 | 1.5398 | 0.17082 | 0.010365 | 2.4634 | Commercial | Instantaneous Hot Water System | N | College and University | Turnover | 0.2751 | 0.65603 | 0.41934 | 0 | 0 | 0 | Fail TRC
[11 empty] | Commercial | Energy Star Hot Food Holding Cabinet | N | Hospitals | New | 1.3389 | 0.64409 | 2.0788 | 0 | 0 | 0 | Fail RIM | Commercial | Smart Thermostat | N | Healthcare | Existing | 2.8223 | 0.73229 | 3.8541 | 0.017094 | -0.044438 | 1.7101 | Commercial | Instantaneous Hot Water System | N | Grocery | Turnover | 0.24291 | 0.6648 | 0.36538 | 0 | 0 | 0 | Fail TRC
[11 empty] | Commercial | Energy Star Hot Food Holding Cabinet | N | Institutional | New | 1.3389 | 0.64409 | 2.0788 | 0 | 0 | 0 | Fail RIM | Commercial | Smart Thermostat | N | Hospitals | Existing | 2.7117 | 0.66152 | 4.0992 | 0.24394 | 0.0068117 | 3.1942 | Commercial | Instantaneous Hot Water System | N | Healthcare | Turnover | 0.16181 | 0.6643 | 0.24358 | 0 | 0 | 0 | Fail TRC
[11 empty] | Commercial | Energy Star Hot Food Holding Cabinet | N | Lodging/Hospitality | New | 1.3389 | 0.64409 | 2.0788 | 0 | 0 | 0 | Fail RIM | Commercial | Smart Thermostat | N | Institutional | Existing | 3.2626 | 0.73229 | 4.4553 | 0.015391 | -0.036773 | 1.52 | Commercial | Instantaneous Hot Water System | N | Hospitals | Turnover | 0.32162 | 0.65603 | 0.49025 | 0 | 0 | 0 | Fail TRC
[11 empty] | Commercial | Energy Star Hot Food Holding Cabinet | N | Miscellaneous | New | 1.3389 | 0.64409 | 2.0788 | 0 | 0 | 0 | Fail RIM | Commercial | Smart Thermostat | N | Lodging/Hospitality | Existing | 1.2703 | 0.555 | 2.2889 | -0.10867 | 0.96143 | 3.7145 | Commercial | Instantaneous Hot Water System | N | Institutional | Turnover | 0.38834 | 0.6643 | 0.58458 | 0 | 0 | 0 | Fail TRC
[11 empty] | Commercial | Energy Star Hot Food Holding Cabinet | N | Offices | New | 1.3389 | 0.64409 | 2.0788 | 0 | 0 | 0 | Fail RIM | Commercial | Smart Thermostat | N | Miscellaneous | Existing | 2.2891 | 0.73229 | 3.1259 | 0.0087283 | -0.040332 | 0.98054 | Commercial | Instantaneous Hot Water System | N | Lodging/Hospitality | Turnover | 0.38865 | 0.6648 | 0.58462 | 0 | 0 | 0 | Fail TRC
[11 empty] | Commercial | Energy Star Hot Food Holding Cabinet | N | Restaurants | New | 1.3389 | 0.64409 | 2.0788 | 0 | 0 | 0 | Fail RIM | Commercial | Smart Thermostat | N | Offices | Existing | 3.0405 | 0.73229 | 4.152 | 0.12034 | -0.15445 | 11.0752 | Commercial | Instantaneous Hot Water System | N | Miscellaneous | Turnover | 0.36406 | 0.6643 | 0.54805 | 0 | 0 | 0 | Fail TRC
[11 empty] | Commercial | Energy Star Hot Food Holding Cabinet | N | Retail | New | 1.3389 | 0.64409 | 2.0788 | 0 | 0 | 0 | Fail RIM | Commercial | Smart Thermostat | N | Retail | Existing | 1.4961 | 0.83908 | 1.7831 | 2.1158 | -0.00024549 | 6.0584 | Commercial | Instantaneous Hot Water System | N | Offices | Turnover | 0.3371 | 0.6643 | 0.50745 | 0 | 0 | 0 | Fail TRC
[11 empty] | Commercial | Energy Star Hot Food Holding Cabinet | N | Schools K-12 | New | 1.3389 | 0.64409 | 2.0788 | 0 | 0 | 0 | Fail RIM | Commercial | Smart Thermostat | N | Schools K-12 | Existing | 1.1131 | 0.73229 | 1.5201 | 0.044137 | -0.057002 | 4.0641 | Commercial | Instantaneous Hot Water System | N | Restaurants | Turnover | 0.20242 | 0.6648 | 0.30449 | 0 | 0 | 0 | Fail TRC
[11 empty] | Commercial | Energy Star Hot Food Holding Cabinet | N | Warehouse | New | 1.3389 | 0.64409 | 2.0788 | 0 | 0 | 0 | Fail RIM | Commercial | Smart Thermostat | N | College and University | New | 1.0186 | 0.66152 | 1.5398 | 0.002625 | 0.00015914 | 0.037848 | Commercial | Instantaneous Hot Water System | N | Retail | Turnover | 0.24048 | 0.6648 | 0.36173 | 0 | 0 | 0 | Fail TRC
[11 empty] | Commercial | Energy Star Steamer | N | Assembly | Turnover | 7.5228 | 0.64243 | 11.7098 | 0 | 0 | 0 | Fail RIM | Commercial | Smart Thermostat | N | Healthcare | New | 2.8223 | 0.73229 | 3.8541 | 0.0002531 | -0.00065797 | 0.025321 | Commercial | Instantaneous Hot Water System | N | Schools K-12 | Turnover | 0.050566 | 0.6643 | 0.076119 | 0 | 0 | 0 | Fail TRC
[11 empty] | Commercial | Energy Star Steamer | N | College and University | Turnover | 7.5228 | 0.64243 | 11.7098 | 0 | 0 | 0 | Fail RIM | Commercial | Smart Thermostat | N | Hospitals | New | 2.7117 | 0.66152 | 4.0992 | 0.003662 | 0.00010185 | 0.047935 | Commercial | Instantaneous Hot Water System | N | Warehouse | Turnover | 0.24271 | 0.6643 | 0.36536 | 0 | 0 | 0 | Fail TRC
[11 empty] | Commercial | Energy Star Steamer | N | Grocery | Turnover | 7.5228 | 0.64243 | 11.7098 | 0 | 0 | 0 | Fail RIM | Commercial | Smart Thermostat | N | Institutional | New | 3.2626 | 0.73229 | 4.4553 | 0.00022962 | -0.00054863 | 0.022678 | Commercial | Instantaneous Hot Water System | N | Assembly | New | 0.12135 | 0.6643 | 0.18268 | 0 | 0 | 0 | Fail TRC
[11 empty] | Commercial | Energy Star Steamer | N | Healthcare | Turnover | 7.5228 | 0.64243 | 11.7098 | 0 | 0 | 0 | Fail RIM | Commercial | Smart Thermostat | N | Lodging/Hospitality | New | 1.2703 | 0.555 | 2.2889 | -0.0016139 | 0.014242 | 0.055152 | Commercial | Instantaneous Hot Water System | N | College and University | New | 0.2751 | 0.65603 | 0.41934 | 0 | 0 | 0 | Fail TRC
[11 empty] | Commercial | Energy Star Steamer | N | Hospitals | Turnover | 7.5228 | 0.64243 | 11.7098 | 0 | 0 | 0 | Fail RIM | Commercial | Smart Thermostat | N | Miscellaneous | New | 2.2891 | 0.73229 | 3.1259 | 0.00013022 | -0.00060172 | 0.014629 | Commercial | Instantaneous Hot Water System | N | Grocery | New | 0.24291 | 0.6648 | 0.36538 | 0 | 0 | 0 | Fail TRC
[11 empty] | Commercial | Energy Star Steamer | N | Institutional | Turnover | 7.5228 | 0.64243 | 11.7098 | 0 | 0 | 0 | Fail RIM | Commercial | Smart Thermostat | N | Offices | New | 3.0405 | 0.73229 | 4.152 | 0.0017991 | -0.002309 | 0.16557 | Commercial | Instantaneous Hot Water System | N | Healthcare | New | 0.16181 | 0.6643 | 0.24358 | 0 | 0 | 0 | Fail TRC
[11 empty] | Commercial | Energy Star Steamer | N | Lodging/Hospitality | Turnover | 7.5228 | 0.64243 | 11.7098 | 0 | 0 | 0 | Fail RIM | Commercial | Smart Thermostat | N | Retail | New | 1.4961 | 0.83908 | 1.7831 | 0.033428 | -3.8418e-06 | 0.095668 | Commercial | Instantaneous Hot Water System | N | Hospitals | New | 0.32162 | 0.65603 | 0.49025 | 0 | 0 | 0 | Fail TRC
[11 empty] | Commercial | Energy Star Steamer | N | Miscellaneous | Turnover | 7.5228 | 0.64243 | 11.7098 | 0 | 0 | 0 | Fail RIM | Commercial | Smart Thermostat | N | Schools K-12 | New | 1.1131 | 0.73229 | 1.5201 | 0.00068228 | -0.00087516 | 0.062787 | Commercial | Instantaneous Hot Water System | N | Institutional | New | 0.38834 | 0.6643 | 0.58458 | 0 | 0 | 0 | Fail TRC
[11 empty] | Commercial | Energy Star Steamer | N | Offices | Turnover | 7.5228 | 0.64243 | 11.7098 | 0 | 0 | 0 | Fail RIM | Commercial | Wall Insulation | N | Assembly | Existing | 1.8409 | 0.64347 | 2.8609 | 0 | 0 | 0 | Commercial | Instantaneous Hot Water System | N | Lodging/Hospitality | New | 0.38865 | 0.6648 | 0.58462 | 0 | 0 | 0 | Fail TRC
[11 empty] | Commercial | Energy Star Steamer | N | Restaurants | Turnover | 7.5228 | 0.64243 | 11.7098 | 0 | 0 | 0 | Fail RIM | Commercial | Wall Insulation | N | College and University | Existing | 2.0994 | 0.72098 | 2.9118 | 0 | 0 | 0 | Commercial | Instantaneous Hot Water System | N | Miscellaneous | New | 0.36406 | 0.6643 | 0.54805 | 0 | 0 | 0 | Fail TRC
[11 empty] | Commercial | Energy Star Steamer | N | Retail | Turnover | 7.5228 | 0.64243 | 11.7098 | 0 | 0 | 0 | Fail RIM | Commercial | Wall Insulation | N | Grocery | Existing | 1.9649 | 0.68168 | 2.8824 | 0 | 0 | 0 | Commercial | Instantaneous Hot Water System | N | Offices | New | 0.3371 | 0.6643 | 0.50745 | 0 | 0 | 0 | Fail TRC
[11 empty] | Commercial | Energy Star Steamer | N | Schools K-12 | Turnover | 7.5228 | 0.64243 | 11.7098 | 0 | 0 | 0 | Fail RIM | Commercial | Wall Insulation | N | Healthcare | Existing | 1.7624 | 0.64347 | 2.739 | 0.0074351 | 0.014708 | 0.40417 | Commercial | Instantaneous Hot Water System | N | Restaurants | New | 0.20242 | 0.6648 | 0.30449 | 0 | 0 | 0 | Fail TRC
[11 empty] | Commercial | Energy Star Steamer | N | Warehouse | Turnover | 7.5228 | 0.64243 | 11.7098 | 0 | 0 | 0 | Fail RIM | Commercial | Wall Insulation | N | Hospitals | Existing | 2.1301 | 0.72098 | 2.9544 | 0 | 0 | 0 | Commercial | Instantaneous Hot Water System | N | Retail | New | 0.24048 | 0.6648 | 0.36173 | 0 | 0 | 0 | Fail TRC
[11 empty] | Commercial | Energy Star Steamer | N | Assembly | New | 7.5228 | 0.64243 | 11.7098 | 0 | 0 | 0 | Fail RIM | Commercial | Wall Insulation | N | Institutional | Existing | 1.7879 | 0.64347 | 2.7786 | 0 | 0 | 0 | Commercial | Instantaneous Hot Water System | N | Schools K-12 | New | 0.050566 | 0.6643 | 0.076119 | 0 | 0 | 0 | Fail TRC
[11 empty] | Commercial | Energy Star Steamer | N | College and University | New | 7.5228 | 0.64243 | 11.7098 | 0 | 0 | 0 | Fail RIM | Commercial | Wall Insulation | N | Lodging/Hospitality | Existing | 2.0994 | 0.72098 | 2.9118 | 0 | 0 | 0 | Commercial | Instantaneous Hot Water System | N | Warehouse | New | 0.24271 | 0.6643 | 0.36536 | 0 | 0 | 0 | Fail TRC
[11 empty] | Commercial | Energy Star Steamer | N | Grocery | New | 7.5228 | 0.64243 | 11.7098 | 0 | 0 | 0 | Fail RIM | Commercial | Wall Insulation | N | Miscellaneous | Existing | 1.8141 | 0.64347 | 2.8192 | 0 | 0 | 0 | Commercial | Solar Water Heater | N | Assembly | Turnover | 0.583 | 0.62313 | 0.9356 | 0 | 0 | 0 | Fail TRC
[11 empty] | Commercial | Energy Star Steamer | N | Healthcare | New | 7.5228 | 0.64243 | 11.7098 | 0 | 0 | 0 | Fail RIM | Commercial | Wall Insulation | N | Offices | Existing | 1.8141 | 0.64347 | 2.8192 | 0.14483 | 0.15427 | 7.5797 | Commercial | Solar Water Heater | N | Healthcare | Turnover | 0.77734 | 0.62313 | 1.2475 | 0 | 0 | 0 | Fail TRC
[11 empty] | Commercial | Energy Star Steamer | N | Hospitals | New | 7.5228 | 0.64243 | 11.7098 | 0 | 0 | 0 | Fail RIM | Commercial | Wall Insulation | N | Restaurants | Existing | 1.9939 | 0.68168 | 2.925 | 0 | 0 | 0 | Commercial | Solar Water Heater | N | Restaurants | Turnover | 0.97167 | 0.62313 | 1.5593 | 0 | 0 | 0 | Fail TRC
[11 empty] | Commercial | Energy Star Steamer | N | Institutional | New | 7.5228 | 0.64243 | 11.7098 | 0 | 0 | 0 | Fail RIM | Commercial | Wall Insulation | N | Retail | Existing | 1.9649 | 0.68168 | 2.8824 | 0.75143 | 0.054508 | 3.799 | Commercial | Solar Water Heater | N | Schools K-12 | Turnover | 0.24292 | 0.62313 | 0.38984 | 0 | 0 | 0 | Fail TRC
[11 empty] | Commercial | Energy Star Steamer | N | Lodging/Hospitality | New | 7.5228 | 0.64243 | 11.7098 | 0 | 0 | 0 | Fail RIM | Commercial | Wall Insulation | N | Schools K-12 | Existing | 1.8684 | 0.64347 | 2.9036 | 0 | 0 | 0 | Commercial | Solar Water Heater | N | Assembly | New | 0.583 | 0.62313 | 0.9356 | 0 | 0 | 0 | Fail TRC
[11 empty] | Commercial | Energy Star Steamer | N | Miscellaneous | New | 7.5228 | 0.64243 | 11.7098 | 0 | 0 | 0 | Fail RIM | Commercial | Wall Insulation | N | Warehouse | Existing | 1.9322 | 0.66779 | 2.8934 | 0 | 0 | 0 | Commercial | Solar Water Heater | N | Healthcare | New | 0.77734 | 0.62313 | 1.2475 | 0 | 0 | 0 | Fail TRC
[11 empty] | Commercial | Energy Star Steamer | N | Offices | New | 7.5228 | 0.64243 | 11.7098 | 0 | 0 | 0 | Fail RIM | Commercial | Water Cooled Refrigeration Heat Recovery | N | Miscellaneous | Existing | 1.6509 | 0.65569 | 2.5179 | 0 | 0 | 0 | Commercial | Solar Water Heater | N | Restaurants | New | 0.97167 | 0.62313 | 1.5593 | 0 | 0 | 0 | Fail TRC
[11 empty] | Commercial | Energy Star Steamer | N | Restaurants | New | 7.5228 | 0.64243 | 11.7098 | 0 | 0 | 0 | Fail RIM | Commercial | Water Cooled Refrigeration Heat Recovery | N | Miscellaneous | New | 1.6509 | 0.65569 | 2.5179 | 0 | 0 | 0 | Commercial | Solar Water Heater | N | Schools K-12 | New | 0.24292 | 0.62313 | 0.38984 | 0 | 0 | 0 | Fail TRC
[11 empty] | Commercial | Energy Star Steamer | N | Retail | New | 7.5228 | 0.64243 | 11.7098 | 0 | 0 | 0 | Fail RIM | Commercial | Bi-Level Lighting Control (Interior) | N | Hospitals | Existing | 1.1496 | 0.60117 | 1.9123 | 0.008753 | 0 | 3.1836 | Commercial | CFL - 15W Flood | N | Assembly | Turnover | 20.7527 | 0.61293 | 33.8584 | 0 | 0 | 0 | Fail 2-year Threshold
[11 empty] | Commercial | Energy Star Steamer | N | Schools K-12 | New | 7.5228 | 0.64243 | 11.7098 | 0 | 0 | 0 | Fail RIM | Commercial | Bi-Level Lighting Control (Interior) | N | Hospitals | New | 1.1496 | 0.60117 | 1.9123 | 0.000135 | 0 | 0.049103 | Commercial | CFL - 15W Flood | N | College and University | Turnover | 20.7527 | 0.61293 | 33.8584 | 0 | 0 | 0 | Fail 2-year Threshold
[11 empty] | Commercial | Energy Star Steamer | N | Warehouse | New | 7.5228 | 0.64243 | 11.7098 | 0 | 0 | 0 | Fail RIM | Commercial | Interior Lighting Controls | N | Assembly | Existing | 1.0184 | 0.58484 | 1.7414 | 0 | 0 | 1.3088 | Commercial | CFL - 15W Flood | N | Grocery | Turnover | 20.7527 | 0.61293 | 33.8584 | 0 | 0 | 0 | Fail 2-year Threshold
[11 empty] | Commercial | Induction Cooktops | N | Assembly | Turnover | 0.38157 | 0.61918 | 0.61625 | 0 | 0 | 0 | Fail RIM | Commercial | Interior Lighting Controls | N | College and University | Existing | 1.5609 | 0.58484 | 2.669 | 0 | 0 | 2.761 | Commercial | CFL - 15W Flood | N | Healthcare | Turnover | 20.7527 | 0.61293 | 33.8584 | 0 | 0 | 0 | Fail 2-year Threshold
[11 empty] | Commercial | Induction Cooktops | N | College and University | Turnover | 0.38157 | 0.61918 | 0.61625 | 0 | 0 | 0 | Fail RIM | Commercial | Interior Lighting Controls | N | Grocery | Existing | 1.9632 | 0.58484 | 3.3568 | 0 | 0 | 0.86152 | Commercial | CFL - 15W Flood | N | Hospitals | Turnover | 20.7527 | 0.61293 | 33.8584 | 0 | 0 | 0 | Fail 2-year Threshold
[11 empty] | Commercial | Induction Cooktops | N | Grocery | Turnover | 0.38157 | 0.61918 | 0.61625 | 0 | 0 | 0 | Fail RIM | Commercial | Interior Lighting Controls | N | Healthcare | Existing | 1.7805 | 0.58484 | 3.0444 | 0 | 0 | 0.80345 | Commercial | CFL - 15W Flood | N | Institutional | Turnover | 20.7527 | 0.61293 | 33.8584 | 0 | 0 | 0 | Fail 2-year Threshold
[11 empty] | Commercial | Induction Cooktops | N | Healthcare | Turnover | 0.38157 | 0.61918 | 0.61625 | 0 | 0 | 0 | Fail RIM | Commercial | Interior Lighting Controls | N | Institutional | Existing | 1.1682 | 0.58484 | 1.9975 | 0 | 0 | 0.5762 | Commercial | CFL - 15W Flood | N | Lodging/Hospitality | Turnover | 20.7527 | 0.61293 | 33.8584 | 0 | 0 | 0 | Fail 2-year Threshold
[11 empty] | Commercial | Induction Cooktops | N | Hospitals | Turnover | 0.38157 | 0.61918 | 0.61625 | 0 | 0 | 0 | Fail RIM | Commercial | Interior Lighting Controls | N | Lodging/Hospitality | Existing | 1.3293 | 0.58484 | 2.273 | 0 | 0 | 1.1737 | Commercial | CFL - 15W Flood | N | Miscellaneous | Turnover | 20.7527 | 0.61293 | 33.8584 | 0 | 0 | 0 | Fail 2-year Threshold
[11 empty] | Commercial | Induction Cooktops | N | Institutional | Turnover | 0.38157 | 0.61918 | 0.61625 | 0 | 0 | 0 | Fail RIM | Commercial | Interior Lighting Controls | N | Miscellaneous | Existing | 1.5609 | 0.58484 | 2.669 | 0 | 0 | 2.1552 | Commercial | CFL - 15W Flood | N | Offices | Turnover | 20.7527 | 0.61293 | 33.8584 | 0 | 0 | 0 | Fail 2-year Threshold
[11 empty] | Commercial | Induction Cooktops | N | Lodging/Hospitality | Turnover | 0.38157 | 0.61918 | 0.61625 | 0 | 0 | 0 | Fail RIM | Commercial | Interior Lighting Controls | N | Offices | Existing | 1.1519 | 0.58484 | 1.9696 | 0 | 0 | 10.9728 | Commercial | CFL - 15W Flood | N | Restaurants | Turnover | 20.7527 | 0.61293 | 33.8584 | 0 | 0 | 0 | Fail 2-year Threshold
[11 empty] | Commercial | Induction Cooktops | N | Miscellaneous | Turnover | 0.38157 | 0.61918 | 0.61625 | 0 | 0 | 0 | Fail RIM | Commercial | Interior Lighting Controls | N | Restaurants | Existing | 1.1887 | 0.58484 | 2.0326 | 0 | 0 | 0.37399 | Commercial | CFL - 15W Flood | N | Retail | Turnover | 20.7527 | 0.61293 | 33.8584 | 0 | 0 | 0 | Fail 2-year Threshold
[11 empty] | Commercial | Induction Cooktops | N | Offices | Turnover | 0.38157 | 0.61918 | 0.61625 | 0 | 0 | 0 | Fail RIM | Commercial | Interior Lighting Controls | N | Retail | Existing | 1.7649 | 0.58484 | 3.0177 | 0 | 0 | 1.3406 | Commercial | CFL - 15W Flood | N | Schools K-12 | Turnover | 20.7527 | 0.61293 | 33.8584 | 0 | 0 | 0 | Fail 2-year Threshold
[11 empty] | Commercial | Induction Cooktops | N | Restaurants | Turnover | 0.38157 | 0.61918 | 0.61625 | 0 | 0 | 0 | Fail RIM | Commercial | Interior Lighting Controls | N | Warehouse | Existing | 1.3541 | 0.58484 | 2.3154 | 0 | 0 | 2.2101 | Commercial | CFL - 15W Flood | N | Warehouse | Turnover | 20.7527 | 0.61293 | 33.8584 | 0 | 0 | 0 | Fail 2-year Threshold
[11 empty] | Commercial | Induction Cooktops | N | Retail | Turnover | 0.38157 | 0.61918 | 0.61625 | 0 | 0 | 0 | Fail RIM | Commercial | Interior Lighting Controls | N | Assembly | New | 1.0184 | 0.58484 | 1.7414 | 0 | 0 | 0.019526 | Commercial | CFL - 15W Flood | N | Assembly | New | 20.7527 | 0.61293 | 33.8584 | 0 | 0 | 0 | Fail 2-year Threshold
[11 empty] | Commercial | Induction Cooktops | N | Schools K-12 | Turnover | 0.38157 | 0.61918 | 0.61625 | 0 | 0 | 0 | Fail RIM | Commercial | Interior Lighting Controls | N | College and University | New | 1.5609 | 0.58484 | 2.669 | 0 | 0 | 0.041192 | Commercial | CFL - 15W Flood | N | College and University | New | 20.7527 | 0.61293 | 33.8584 | 0 | 0 | 0 | Fail 2-year Threshold
[11 empty] | Commercial | Induction Cooktops | N | Warehouse | Turnover | 0.38157 | 0.61918 | 0.61625 | 0 | 0 | 0 | Fail RIM | Commercial | Interior Lighting Controls | N | Grocery | New | 1.9632 | 0.58484 | 3.3568 | 0 | 0 | 0.012853 | Commercial | CFL - 15W Flood | N | Grocery | New | 20.7527 | 0.61293 | 33.8584 | 0 | 0 | 0 | Fail 2-year Threshold
[11 empty] | Commercial | Induction Cooktops | N | Assembly | New | 0.38157 | 0.61918 | 0.61625 | 0 | 0 | 0 | Fail RIM | Commercial | Interior Lighting Controls | N | Healthcare | New | 1.7805 | 0.58484 | 3.0444 | 0 | 0 | 0.011878 | Commercial | CFL - 15W Flood | N | Healthcare | New | 20.7527 | 0.61293 | 33.8584 | 0 | 0 | 0 | Fail 2-year Threshold
[11 empty] | Commercial | Induction Cooktops | N | College and University | New | 0.38157 | 0.61918 | 0.61625 | 0 | 0 | 0 | Fail RIM | Commercial | Interior Lighting Controls | N | Institutional | New | 1.1682 | 0.58484 | 1.9975 | 0 | 0 | 0.0085965 | Commercial | CFL - 15W Flood | N | Hospitals | New | 20.7527 | 0.61293 | 33.8584 | 0 | 0 | 0 | Fail 2-year Threshold
[11 empty] | Commercial | Induction Cooktops | N | Grocery | New | 0.38157 | 0.61918 | 0.61625 | 0 | 0 | 0 | Fail RIM | Commercial | Interior Lighting Controls | N | Lodging/Hospitality | New | 1.3293 | 0.58484 | 2.273 | 0 | 0 | 0.017361 | Commercial | CFL - 15W Flood | N | Institutional | New | 20.7527 | 0.61293 | 33.8584 | 0 | 0 | 0 | Fail 2-year Threshold
[11 empty] | Commercial | Induction Cooktops | N | Healthcare | New | 0.38157 | 0.61918 | 0.61625 | 0 | 0 | 0 | Fail RIM | Commercial | Interior Lighting Controls | N | Miscellaneous | New | 1.5609 | 0.58484 | 2.669 | 0 | 0 | 0.032155 | Commercial | CFL - 15W Flood | N | Lodging/Hospitality | New | 20.7527 | 0.61293 | 33.8584 | 0 | 0 | 0 | Fail 2-year Threshold
[11 empty] | Commercial | Induction Cooktops | N | Hospitals | New | 0.38157 | 0.61918 | 0.61625 | 0 | 0 | 0 | Fail RIM | Commercial | Interior Lighting Controls | N | Offices | New | 1.1519 | 0.58484 | 1.9696 | 0 | 0 | 0.16411 | Commercial | CFL - 15W Flood | N | Miscellaneous | New | 20.7527 | 0.61293 | 33.8584 | 0 | 0 | 0 | Fail 2-year Threshold
[11 empty] | Commercial | Induction Cooktops | N | Institutional | New | 0.38157 | 0.61918 | 0.61625 | 0 | 0 | 0 | Fail RIM | Commercial | Interior Lighting Controls | N | Restaurants | New | 1.1887 | 0.58484 | 2.0326 | 0 | 0 | 0.0055797 | Commercial | CFL - 15W Flood | N | Offices | New | 20.7527 | 0.61293 | 33.8584 | 0 | 0 | 0 | Fail 2-year Threshold
[11 empty] | Commercial | Induction Cooktops | N | Lodging/Hospitality | New | 0.38157 | 0.61918 | 0.61625 | 0 | 0 | 0 | Fail RIM | Commercial | Interior Lighting Controls | N | Retail | New | 1.7649 | 0.58484 | 3.0177 | 0 | 0 | 0.020002 | Commercial | CFL - 15W Flood | N | Restaurants | New | 20.7527 | 0.61293 | 33.8584 | 0 | 0 | 0 | Fail 2-year Threshold
[11 empty] | Commercial | Induction Cooktops | N | Miscellaneous | New | 0.38157 | 0.61918 | 0.61625 | 0 | 0 | 0 | Fail RIM | Commercial | Interior Lighting Controls | N | Warehouse | New | 1.3541 | 0.58484 | 2.3154 | 0 | 0 | 0.032973 | Commercial | CFL - 15W Flood | N | Retail | New | 20.7527 | 0.61293 | 33.8584 | 0 | 0 | 0 | Fail 2-year Threshold
[11 empty] | Commercial | Induction Cooktops | N | Offices | New | 0.38157 | 0.61918 | 0.61625 | 0 | 0 | 0 | Fail RIM | Commercial | VSD Controlled Compressor | N | Assembly | Existing | 2.4868 | 0.65004 | 3.8256 | 0.013001 | 0.0060849 | 0.086221 | Commercial | CFL - 15W Flood | N | Schools K-12 | New | 20.7527 | 0.61293 | 33.8584 | 0 | 0 | 0 | Fail 2-year Threshold
[11 empty] | Commercial | Induction Cooktops | N | Restaurants | New | 0.38157 | 0.61918 | 0.61625 | 0 | 0 | 0 | Fail RIM | Commercial | VSD Controlled Compressor | N | College and University | Existing | 2.465 | 0.64596 | 3.8159 | 0.0094598 | 0.0079238 | 0.072961 | Commercial | CFL - 15W Flood | N | Warehouse | New | 20.7527 | 0.61293 | 33.8584 | 0 | 0 | 0 | Fail 2-year Threshold
[11 empty] | Commercial | Induction Cooktops | N | Retail | New | 0.38157 | 0.61918 | 0.61625 | 0 | 0 | 0 | Fail RIM | Commercial | VSD Controlled Compressor | N | Grocery | Existing | 2.4868 | 0.65004 | 3.8256 | 0.0506 | 0.023683 | 0.33558 | Commercial | LED - 9W Flood | N | Assembly | Turnover | 52.0003 | 0.6378 | 81.5312 | 0 | 0 | 0 | Fail 2-year Threshold
[11 empty] | Commercial | Induction Cooktops | N | Schools K-12 | New | 0.38157 | 0.61918 | 0.61625 | 0 | 0 | 0 | Fail RIM | Commercial | VSD Controlled Compressor | N | Healthcare | Existing | 2.465 | 0.64596 | 3.8159 | 0.0042293 | 0.0035425 | 0.032619 | Commercial | LED - 9W Flood | N | College and University | Turnover | 52.0003 | 0.6378 | 81.5312 | 0 | 0 | 0 | Fail 2-year Threshold
[11 empty] | Commercial | Induction Cooktops | N | Warehouse | New | 0.38157 | 0.61918 | 0.61625 | 0 | 0 | 0 | Fail RIM | Commercial | VSD Controlled Compressor | N | Hospitals | Existing | 2.465 | 0.64596 | 3.8159 | 0.065548 | 0.054905 | 0.50556 | Commercial | LED - 9W Flood | N | Grocery | Turnover | 52.0003 | 0.6378 | 81.5312 | 0 | 0 | 0 | Fail 2-year Threshold
[11 empty] | Commercial | Energy Star Commercial Dishwasher | N | Assembly | Turnover | 19.7604 | 0.66657 | 29.6449 | 0 | 0 | 0 | Fail RIM | Commercial | VSD Controlled Compressor | N | Institutional | Existing | 2.4868 | 0.65004 | 3.8256 | 0.0031644 | 0.0014811 | 0.020986 | Commercial | LED - 9W Flood | N | Healthcare | Turnover | 52.0003 | 0.6378 | 81.5312 | 0 | 0 | 0 | Fail 2-year Threshold
[11 empty] | Commercial | Energy Star Commercial Dishwasher | N | College and University | Turnover | 19.7604 | 0.66657 | 29.6449 | 0 | 0 | 0 | Fail RIM | Commercial | VSD Controlled Compressor | N | Lodging/Hospitality | Existing | 2.465 | 0.64596 | 3.8159 | 0.021342 | 0.017876 | 0.1646 | Commercial | LED - 9W Flood | N | Hospitals | Turnover | 52.0003 | 0.6378 | 81.5312 | 0 | 0 | 0 | Fail 2-year Threshold
[11 empty] | Commercial | Energy Star Commercial Dishwasher | N | Grocery | Turnover | 19.7604 | 0.66657 | 29.6449 | 0 | 0 | 0 | Fail RIM | Commercial | VSD Controlled Compressor | N | Miscellaneous | Existing | 2.4868 | 0.65004 | 3.8256 | 0.080106 | 0.037493 | 0.53127 | Commercial | LED - 9W Flood | N | Institutional | Turnover | 52.0003 | 0.6378 | 81.5312 | 0 | 0 | 0 | Fail 2-year Threshold
[11 empty] | Commercial | Energy Star Commercial Dishwasher | N | Healthcare | Turnover | 19.7604 | 0.66657 | 29.6449 | 0 | 0 | 0 | Fail RIM | Commercial | VSD Controlled Compressor | N | Offices | Existing | 2.4868 | 0.65004 | 3.8256 | 0.090242 | 0.042237 | 0.59849 | Commercial | LED - 9W Flood | N | Lodging/Hospitality | Turnover | 52.0003 | 0.6378 | 81.5312 | 0 | 0 | 0 | Fail 2-year Threshold
[11 empty] | Commercial | Energy Star Commercial Dishwasher | N | Hospitals | Turnover | 19.7604 | 0.66657 | 29.6449 | 0 | 0 | 0 | Fail RIM | Commercial | VSD Controlled Compressor | N | Restaurants | Existing | 2.465 | 0.64596 | 3.8159 | 0.0095755 | 0.0080207 | 0.073854 | Commercial | LED - 9W Flood | N | Miscellaneous | Turnover | 52.0003 | 0.6378 | 81.5312 | 0 | 0 | 0 | Fail 2-year Threshold
[11 empty] | Commercial | Energy Star Commercial Dishwasher | N | Institutional | Turnover | 19.7604 | 0.66657 | 29.6449 | 0 | 0 | 0 | Fail RIM | Commercial | VSD Controlled Compressor | N | Retail | Existing | 2.4868 | 0.65004 | 3.8256 | 0.033974 | 0.015901 | 0.22532 | Commercial | LED - 9W Flood | N | Offices | Turnover | 52.0003 | 0.6378 | 81.5312 | 0 | 0 | 0 | Fail 2-year Threshold
[11 empty] | Commercial | Energy Star Commercial Dishwasher | N | Lodging/Hospitality | Turnover | 19.7604 | 0.66657 | 29.6449 | 0 | 0 | 0 | Fail RIM | Commercial | VSD Controlled Compressor | N | Schools K-12 | Existing | 2.465 | 0.64596 | 3.8159 | 0.0083502 | 0.0069943 | 0.064403 | Commercial | LED - 9W Flood | N | Restaurants | Turnover | 52.0003 | 0.6378 | 81.5312 | 0 | 0 | 0 | Fail 2-year Threshold
[11 empty] | Commercial | Energy Star Commercial Dishwasher | N | Miscellaneous | Turnover | 19.7604 | 0.66657 | 29.6449 | 0 | 0 | 0 | Fail RIM | Commercial | VSD Controlled Compressor | N | Warehouse | Existing | 2.4868 | 0.65004 | 3.8256 | 0.028585 | 0.013379 | 0.18958 | Commercial | LED - 9W Flood | N | Retail | Turnover | 52.0003 | 0.6378 | 81.5312 | 0 | 0 | 0 | Fail 2-year Threshold
[11 empty] | Commercial | Energy Star Commercial Dishwasher | N | Offices | Turnover | 19.7604 | 0.66657 | 29.6449 | 0 | 0 | 0 | Fail RIM | Commercial | VSD Controlled Compressor | N | Assembly | New | 2.4868 | 0.65004 | 3.8256 | 0.00096981 | 0.00045391 | 0.0064318 | Commercial | LED - 9W Flood | N | Schools K-12 | Turnover | 52.0003 | 0.6378 | 81.5312 | 0 | 0 | 0 | Fail 2-year Threshold
[11 empty] | Commercial | Energy Star Commercial Dishwasher | N | Restaurants | Turnover | 19.7604 | 0.66657 | 29.6449 | 0 | 0 | 0 | Fail RIM | Commercial | VSD Controlled Compressor | N | College and University | New | 2.465 | 0.64596 | 3.8159 | 0.00070567 | 0.00059108 | 0.0054426 | Commercial | LED - 9W Flood | N | Warehouse | Turnover | 52.0003 | 0.6378 | 81.5312 | 0 | 0 | 0 | Fail 2-year Threshold
[11 empty] | Commercial | Energy Star Commercial Dishwasher | N | Retail | Turnover | 19.7604 | 0.66657 | 29.6449 | 0 | 0 | 0 | Fail RIM | Commercial | VSD Controlled Compressor | N | Grocery | New | 2.4868 | 0.65004 | 3.8256 | 0.00075491 | 0.00035333 | 0.0050066 | Commercial | LED - 9W Flood | N | Assembly | New | 52.0003 | 0.6378 | 81.5312 | 0 | 0 | 0 | Fail 2-year Threshold
[11 empty] | Commercial | Energy Star Commercial Dishwasher | N | Schools K-12 | Turnover | 19.7604 | 0.66657 | 29.6449 | 0 | 0 | 0 | Fail RIM | Commercial | VSD Controlled Compressor | N | Healthcare | New | 2.465 | 0.64596 | 3.8159 | 0.00031549 | 0.00026426 | 0.0024333 | Commercial | LED - 9W Flood | N | College and University | New | 52.0003 | 0.6378 | 81.5312 | 0 | 0 | 0 | Fail 2-year Threshold
[11 empty] | Commercial | Energy Star Commercial Dishwasher | N | Warehouse | Turnover | 19.7604 | 0.66657 | 29.6449 | 0 | 0 | 0 | Fail RIM | Commercial | VSD Controlled Compressor | N | Hospitals | New | 2.465 | 0.64596 | 3.8159 | 0.0048897 | 0.0040957 | 0.037713 | Commercial | LED - 9W Flood | N | Grocery | New | 52.0003 | 0.6378 | 81.5312 | 0 | 0 | 0 | Fail 2-year Threshold
[11 empty] | Commercial | Energy Star Commercial Dishwasher | N | Assembly | New | 19.7604 | 0.66657 | 29.6449 | 0 | 0 | 0 | Fail RIM | Commercial | VSD Controlled Compressor | N | Institutional | New | 2.4868 | 0.65004 | 3.8256 | 0.00023605 | 0.00011048 | 0.0015655 | Commercial | LED - 9W Flood | N | Healthcare | New | 52.0003 | 0.6378 | 81.5312 | 0 | 0 | 0 | Fail 2-year Threshold
[11 empty] | Commercial | Energy Star Commercial Dishwasher | N | College and University | New | 19.7604 | 0.66657 | 29.6449 | 0 | 0 | 0 | Fail RIM | Commercial | VSD Controlled Compressor | N | Lodging/Hospitality | New | 2.465 | 0.64596 | 3.8159 | 0.001592 | 0.0013335 | 0.012279 | Commercial | LED - 9W Flood | N | Hospitals | New | 52.0003 | 0.6378 | 81.5312 | 0 | 0 | 0 | Fail 2-year Threshold
[11 empty] | Commercial | Energy Star Commercial Dishwasher | N | Grocery | New | 19.7604 | 0.66657 | 29.6449 | 0 | 0 | 0 | Fail RIM | Commercial | VSD Controlled Compressor | N | Miscellaneous | New | 2.4868 | 0.65004 | 3.8256 | 0.0011951 | 0.00055937 | 0.0079261 | Commercial | LED - 9W Flood | N | Institutional | New | 52.0003 | 0.6378 | 81.5312 | 0 | 0 | 0 | Fail 2-year Threshold
[11 empty] | Commercial | Energy Star Commercial Dishwasher | N | Healthcare | New | 19.7604 | 0.66657 | 29.6449 | 0 | 0 | 0 | Fail RIM | Commercial | VSD Controlled Compressor | N | Offices | New | 2.4868 | 0.65004 | 3.8256 | 0.0067318 | 0.0031508 | 0.044645 | Commercial | LED - 9W Flood | N | Lodging/Hospitality | New | 52.0003 | 0.6378 | 81.5312 | 0 | 0 | 0 | Fail 2-year Threshold
[11 empty] | Commercial | Energy Star Commercial Dishwasher | N | Hospitals | New | 19.7604 | 0.66657 | 29.6449 | 0 | 0 | 0 | Fail RIM | Commercial | VSD Controlled Compressor | N | Restaurants | New | 2.465 | 0.64596 | 3.8159 | 0.0007143 | 0.00059832 | 0.0055092 | Commercial | LED - 9W Flood | N | Miscellaneous | New | 52.0003 | 0.6378 | 81.5312 | 0 | 0 | 0 | Fail 2-year Threshold
[11 empty] | Commercial | Energy Star Commercial Dishwasher | N | Institutional | New | 19.7604 | 0.66657 | 29.6449 | 0 | 0 | 0 | Fail RIM | Commercial | VSD Controlled Compressor | N | Retail | New | 2.4868 | 0.65004 | 3.8256 | 0.0025343 | 0.0011862 | 0.016808 | Commercial | LED - 9W Flood | N | Offices | New | 52.0003 | 0.6378 | 81.5312 | 0 | 0 | 0 | Fail 2-year Threshold
[11 empty] | Commercial | Energy Star Commercial Dishwasher | N | Lodging/Hospitality | New | 19.7604 | 0.66657 | 29.6449 | 0 | 0 | 0 | Fail RIM | Commercial | VSD Controlled Compressor | N | Schools K-12 | New | 2.465 | 0.64596 | 3.8159 | 0.0006229 | 0.00052175 | 0.0048043 | Commercial | LED - 9W Flood | N | Restaurants | New | 52.0003 | 0.6378 | 81.5312 | 0 | 0 | 0 | Fail 2-year Threshold
[11 empty] | Commercial | Energy Star Commercial Dishwasher | N | Miscellaneous | New | 19.7604 | 0.66657 | 29.6449 | 0 | 0 | 0 | Fail RIM | Commercial | VSD Controlled Compressor | N | Warehouse | New | 2.4868 | 0.65004 | 3.8256 | 0.0021324 | 0.00099804 | 0.014142 | Commercial | LED - 9W Flood | N | Retail | New | 52.0003 | 0.6378 | 81.5312 | 0 | 0 | 0 | Fail 2-year Threshold
[11 empty] | Commercial | Energy Star Commercial Dishwasher | N | Offices | New | 19.7604 | 0.66657 | 29.6449 | 0 | 0 | 0 | Fail RIM | Commercial | Network PC Power Management | N | Assembly | Existing | 1.1037 | 0.58613 | 1.883 | 0 | 0 | 0 | Commercial | LED - 9W Flood | N | Schools K-12 | New | 52.0003 | 0.6378 | 81.5312 | 0 | 0 | 0 | Fail 2-year Threshold
[11 empty] | Commercial | Energy Star Commercial Dishwasher | N | Restaurants | New | 19.7604 | 0.66657 | 29.6449 | 0 | 0 | 0 | Fail RIM | Commercial | Network PC Power Management | N | College and University | Existing | 1.1365 | 0.59614 | 1.9064 | 0.0095621 | 0.0082552 | 0.071163 | Commercial | LED - 9W Flood | N | Warehouse | New | 52.0003 | 0.6378 | 81.5312 | 0 | 0 | 0 | Fail 2-year Threshold
[11 empty] | Commercial | Energy Star Commercial Dishwasher | N | Retail | New | 19.7604 | 0.66657 | 29.6449 | 0 | 0 | 0 | Fail RIM | Commercial | Network PC Power Management | N | Grocery | Existing | 1.1192 | 0.59448 | 1.8827 | 0 | 0 | 0 | Commercial | LED Display Lighting (Exterior) | N | Assembly | Turnover | 7.8308 | 0.6378 | 12.2779 | 0 | 0 | 0 | Fail 2-year Threshold
[11 empty] | Commercial | Energy Star Commercial Dishwasher | N | Schools K-12 | New | 19.7604 | 0.66657 | 29.6449 | 0 | 0 | 0 | Fail RIM | Commercial | Network PC Power Management | N | Healthcare | Existing | 1.1293 | 0.59448 | 1.8997 | 0.0037859 | 0.0026367 | 0.025451 | Commercial | LED Display Lighting (Exterior) | N | College and University | Turnover | 7.8308 | 0.6378 | 12.2779 | 0 | 0 | 0 | Fail 2-year Threshold
[11 empty] | Commercial | Energy Star Commercial Dishwasher | N | Warehouse | New | 19.7604 | 0.66657 | 29.6449 | 0 | 0 | 0 | Fail RIM | Commercial | Network PC Power Management | N | Hospitals | Existing | 1.1476 | 0.59614 | 1.925 | 0.007545 | 0.0065138 | 0.056152 | Commercial | LED Display Lighting (Exterior) | N | Grocery | Turnover | 7.8308 | 0.6378 | 12.2779 | 0 | 0 | 0 | Fail 2-year Threshold
[11 empty] | Commercial | Heat Pump Water Heater | N | Assembly | Turnover | 2.3815 | 0.60986 | 3.905 | 0 | 0 | 0 | Fail RIM | Commercial | Network PC Power Management | N | Institutional | Existing | 1.1012 | 0.58613 | 1.8787 | 0.0027991 | 0 | 0.018818 | Commercial | LED Display Lighting (Exterior) | N | Healthcare | Turnover | 7.8308 | 0.6378 | 12.2779 | 0 | 0 | 0 | Fail 2-year Threshold
[11 empty] | Commercial | Heat Pump Water Heater | N | College and University | Turnover | 5.3113 | 0.59967 | 8.857 | 0 | 0 | 0 | Fail RIM | Commercial | Network PC Power Management | N | Lodging/Hospitality | Existing | 1.1301 | 0.59448 | 1.901 | 0.011195 | 0.007797 | 0.075263 | Commercial | LED Display Lighting (Exterior) | N | Hospitals | Turnover | 7.8308 | 0.6378 | 12.2779 | 0 | 0 | 0 | Fail 2-year Threshold
[11 empty] | Commercial | Heat Pump Water Heater | N | Grocery | Turnover | 4.7203 | 0.61163 | 7.7176 | 0 | 0 | 0 | Fail RIM | Commercial | Network PC Power Management | N | Miscellaneous | Existing | 1.1301 | 0.58613 | 1.928 | 0 | 0 | 0 | Commercial | LED Display Lighting (Exterior) | N | Institutional | Turnover | 7.8308 | 0.6378 | 12.2779 | 0 | 0 | 0 | Fail 2-year Threshold
[11 empty] | Commercial | Heat Pump Water Heater | N | Healthcare | Turnover | 3.1753 | 0.60986 | 5.2066 | 0 | 0 | 0 | Fail RIM | Commercial | Network PC Power Management | N | Offices | Existing | 1.132 | 0.59448 | 1.9042 | 0.13794 | 0.096068 | 0.92733 | Commercial | LED Display Lighting (Exterior) | N | Lodging/Hospitality | Turnover | 7.8308 | 0.6378 | 12.2779 | 0 | 0 | 0 | Fail 2-year Threshold
[11 empty] | Commercial | Heat Pump Water Heater | N | Hospitals | Turnover | 6.2093 | 0.59967 | 10.3545 | 0 | 0 | 0 | Fail RIM | Commercial | Network PC Power Management | N | Restaurants | Existing | 1.1174 | 0.58613 | 1.9064 | 0 | 0 | 0 | Commercial | LED Display Lighting (Exterior) | N | Miscellaneous | Turnover | 7.8308 | 0.6378 | 12.2779 | 0 | 0 | 0 | Fail 2-year Threshold
[11 empty] | Commercial | Heat Pump Water Heater | N | Institutional | Turnover | 7.6207 | 0.60986 | 12.4959 | 0 | 0 | 0 | Fail RIM | Commercial | Network PC Power Management | N | Retail | Existing | 1.111 | 0.59448 | 1.8689 | 0.035454 | 0.024692 | 0.23835 | Commercial | LED Display Lighting (Exterior) | N | Offices | Turnover | 7.8308 | 0.6378 | 12.2779 | 0 | 0 | 0 | Fail 2-year Threshold
[11 empty] | Commercial | Heat Pump Water Heater | N | Lodging/Hospitality | Turnover | 7.5524 | 0.61163 | 12.3481 | 0 | 0 | 0 | Fail RIM | Commercial | Network PC Power Management | N | Schools K-12 | Existing | 1.1376 | 0.59448 | 1.9137 | 0.011236 | 0.0078252 | 0.075535 | Commercial | LED Display Lighting (Exterior) | N | Restaurants | Turnover | 7.8308 | 0.6378 | 12.2779 | 0 | 0 | 0 | Fail 2-year Threshold
[11 empty] | Commercial | Heat Pump Water Heater | N | Miscellaneous | Turnover | 7.1444 | 0.60986 | 11.7149 | 0 | 0 | 0 | Fail RIM | Commercial | Network PC Power Management | N | Assembly | New | 1.1037 | 0.58613 | 1.883 | 0 | 0 | 0 | Commercial | LED Display Lighting (Exterior) | N | Retail | Turnover | 7.8308 | 0.6378 | 12.2779 | 0 | 0 | 0 | Fail 2-year Threshold
[11 empty] | Commercial | Heat Pump Water Heater | N | Offices | Turnover | 6.6152 | 0.60986 | 10.8471 | 0 | 0 | 0 | Fail RIM | Commercial | Network PC Power Management | N | College and University | New | 1.1365 | 0.59614 | 1.9064 | 0.00014266 | 0.00012316 | 0.0010617 | Commercial | LED Display Lighting (Exterior) | N | Schools K-12 | Turnover | 7.8308 | 0.6378 | 12.2779 | 0 | 0 | 0 | Fail 2-year Threshold
[11 empty] | Commercial | Heat Pump Water Heater | N | Restaurants | Turnover | 3.9335 | 0.61163 | 6.4313 | 0 | 0 | 0 | Fail RIM | Commercial | Network PC Power Management | N | Grocery | New | 1.1192 | 0.59448 | 1.8827 | 0 | 0 | 0 | Commercial | LED Display Lighting (Exterior) | N | Warehouse | Turnover | 7.8308 | 0.6378 | 12.2779 | 0 | 0 | 0 | Fail 2-year Threshold
[11 empty] | Commercial | Heat Pump Water Heater | N | Retail | Turnover | 4.6731 | 0.61163 | 7.6404 | 0 | 0 | 0 | Fail RIM | Commercial | Network PC Power Management | N | Healthcare | New | 1.1293 | 0.59448 | 1.8997 | 5.6483e-05 | 3.9337e-05 | 0.00037972 | Commercial | LED Display Lighting (Exterior) | N | Assembly | New | 7.8308 | 0.6378 | 12.2779 | 0 | 0 | 0 | Fail 2-year Threshold
[11 empty] | Commercial | Heat Pump Water Heater | N | Schools K-12 | Turnover | 0.9923 | 0.60986 | 1.6271 | 0 | 0 | 0 | Fail RIM | Commercial | Network PC Power Management | N | Hospitals | New | 1.1476 | 0.59614 | 1.925 | 0.00011257 | 9.7182e-05 | 0.00083775 | Commercial | LED Display Lighting (Exterior) | N | College and University | New | 7.8308 | 0.6378 | 12.2779 | 0 | 0 | 0 | Fail 2-year Threshold
[11 empty] | Commercial | Heat Pump Water Heater | N | Warehouse | Turnover | 4.763 | 0.60986 | 7.8099 | 0 | 0 | 0 | Fail RIM | Commercial | Network PC Power Management | N | Institutional | New | 1.1012 | 0.58613 | 1.8787 | 4.1761e-05 | 0 | 0.00028075 | Commercial | LED Display Lighting (Exterior) | N | Grocery | New | 7.8308 | 0.6378 | 12.2779 | 0 | 0 | 0 | Fail 2-year Threshold
[11 empty] | Commercial | Heat Pump Water Heater | N | Assembly | New | 2.3815 | 0.60986 | 3.905 | 0 | 0 | 0 | Fail RIM | Commercial | Network PC Power Management | N | Lodging/Hospitality | New | 1.1301 | 0.59448 | 1.901 | 0.00016703 | 0.00011633 | 0.0011229 | Commercial | LED Display Lighting (Exterior) | N | Healthcare | New | 7.8308 | 0.6378 | 12.2779 | 0 | 0 | 0 | Fail 2-year Threshold
[11 empty] | Commercial | Heat Pump Water Heater | N | College and University | New | 5.3113 | 0.59967 | 8.857 | 0 | 0 | 0 | Fail RIM | Commercial | Network PC Power Management | N | Miscellaneous | New | 1.1301 | 0.58613 | 1.928 | 0 | 0 | 0 | Commercial | LED Display Lighting (Exterior) | N | Hospitals | New | 7.8308 | 0.6378 | 12.2779 | 0 | 0 | 0 | Fail 2-year Threshold
[11 empty] | Commercial | Heat Pump Water Heater | N | Grocery | New | 4.7203 | 0.61163 | 7.7176 | 0 | 0 | 0 | Fail RIM | Commercial | Network PC Power Management | N | Offices | New | 1.132 | 0.59448 | 1.9042 | 0.002058 | 0.0014333 | 0.013835 | Commercial | LED Display Lighting (Exterior) | N | Institutional | New | 7.8308 | 0.6378 | 12.2779 | 0 | 0 | 0 | Fail 2-year Threshold
[11 empty] | Commercial | Heat Pump Water Heater | N | Healthcare | New | 3.1753 | 0.60986 | 5.2066 | 0 | 0 | 0 | Fail RIM | Commercial | Network PC Power Management | N | Restaurants | New | 1.1174 | 0.58613 | 1.9064 | 0 | 0 | 0 | Commercial | LED Display Lighting (Exterior) | N | Lodging/Hospitality | New | 7.8308 | 0.6378 | 12.2779 | 0 | 0 | 0 | Fail 2-year Threshold
[11 empty] | Commercial | Heat Pump Water Heater | N | Hospitals | New | 6.2093 | 0.59967 | 10.3545 | 0 | 0 | 0 | Fail RIM | Commercial | Network PC Power Management | N | Retail | New | 1.111 | 0.59448 | 1.8689 | 0.00052895 | 0.00036839 | 0.003556 | Commercial | LED Display Lighting (Exterior) | N | Miscellaneous | New | 7.8308 | 0.6378 | 12.2779 | 0 | 0 | 0 | Fail 2-year Threshold
[11 empty] | Commercial | Heat Pump Water Heater | N | Institutional | New | 7.6207 | 0.60986 | 12.4959 | 0 | 0 | 0 | Fail RIM | Commercial | Network PC Power Management | N | Schools K-12 | New | 1.1376 | 0.59448 | 1.9137 | 0.00016763 | 0.00011675 | 0.0011269 | Commercial | LED Display Lighting (Exterior) | N | Offices | New | 7.8308 | 0.6378 | 12.2779 | 0 | 0 | 0 | Fail 2-year Threshold
[11 empty] | Commercial | Heat Pump Water Heater | N | Lodging/Hospitality | New | 7.5524 | 0.61163 | 12.3481 | 0 | 0 | 0 | Fail RIM | Commercial | PSC to ECM Evaporator Fan Motor (Reach-In) | N | Assembly | Existing | 2.1502 | 0.65269 | 3.2944 | 0.00096601 | 8.8494e-05 | 0.0069406 | Commercial | LED Display Lighting (Exterior) | N | Restaurants | New | 7.8308 | 0.6378 | 12.2779 | 0 | 0 | 0 | Fail 2-year Threshold
[11 empty] | Commercial | Heat Pump Water Heater | N | Miscellaneous | New | 7.1444 | 0.60986 | 11.7149 | 0 | 0 | 0 | Fail RIM | Commercial | PSC to ECM Evaporator Fan Motor (Reach-In) | N | College and University | Existing | 2.1256 | 0.64596 | 3.2906 | 0 | 0 | 0 | Commercial | LED Display Lighting (Exterior) | N | Retail | New | 7.8308 | 0.6378 | 12.2779 | 0 | 0 | 0 | Fail 2-year Threshold
[11 empty] | Commercial | Heat Pump Water Heater | N | Offices | New | 6.6152 | 0.60986 | 10.8471 | 0 | 0 | 0 | Fail RIM | Commercial | PSC to ECM Evaporator Fan Motor (Reach-In) | N | Grocery | Existing | 2.1502 | 0.65269 | 3.2944 | 1.056 | 0.096738 | 7.5872 | Commercial | LED Display Lighting (Exterior) | N | Schools K-12 | New | 7.8308 | 0.6378 | 12.2779 | 0 | 0 | 0 | Fail 2-year Threshold
[11 empty] | Commercial | Heat Pump Water Heater | N | Restaurants | New | 3.9335 | 0.61163 | 6.4313 | 0 | 0 | 0 | Fail RIM | Commercial | PSC to ECM Evaporator Fan Motor (Reach-In) | N | Healthcare | Existing | 2.1256 | 0.64596 | 3.2906 | 0.00017551 | 0.00014701 | 0.0013537 | Commercial | LED Display Lighting (Exterior) | N | Warehouse | New | 7.8308 | 0.6378 | 12.2779 | 0 | 0 | 0 | Fail 2-year Threshold
[11 empty] | Commercial | Heat Pump Water Heater | N | Retail | New | 4.6731 | 0.61163 | 7.6404 | 0 | 0 | 0 | Fail RIM | Commercial | PSC to ECM Evaporator Fan Motor (Reach-In) | N | Hospitals | Existing | 2.1256 | 0.64596 | 3.2906 | 0.0072803 | 0.0060982 | 0.056151 | Commercial | LED Parking Lighting | N | Assembly | Turnover | 17.6507 | 0.64856 | 27.2155 | 0 | 0 | 0 | Fail 2-year Threshold
[11 empty] | Commercial | Heat Pump Water Heater | N | Schools K-12 | New | 0.9923 | 0.60986 | 1.6271 | 0 | 0 | 0 | Fail RIM | Commercial | PSC to ECM Evaporator Fan Motor (Reach-In) | N | Institutional | Existing | 2.1502 | 0.65269 | 3.2944 | 0 | 0 | 0 | Commercial | LED Parking Lighting | N | College and University | Turnover | 17.6507 | 0.64856 | 27.2155 | 0 | 0 | 0 | Fail 2-year Threshold
[11 empty] | Commercial | Heat Pump Water Heater | N | Warehouse | New | 4.763 | 0.60986 | 7.8099 | 0 | 0 | 0 | Fail RIM | Commercial | PSC to ECM Evaporator Fan Motor (Reach-In) | N | Lodging/Hospitality | Existing | 2.1256 | 0.64596 | 3.2906 | 0.0062296 | 0.0052181 | 0.048047 | Commercial | LED Parking Lighting | N | Grocery | Turnover | 17.6507 | 0.64856 | 27.2155 | 0 | 0 | 0 | Fail 2-year Threshold
[11 empty] | Commercial | Instantaneous Hot Water System | N | Assembly | Turnover | 0.12135 | 0.6643 | 0.18268 | 0 | 0 | 0 | Fail RIM | Commercial | PSC to ECM Evaporator Fan Motor (Reach-In) | N | Miscellaneous | Existing | 2.1502 | 0.65269 | 3.2944 | 0 | 0 | 0 | Commercial | LED Parking Lighting | N | Healthcare | Turnover | 17.6507 | 0.64856 | 27.2155 | 0 | 0 | 0 | Fail 2-year Threshold
[11 empty] | Commercial | Instantaneous Hot Water System | N | College and University | Turnover | 0.2751 | 0.65603 | 0.41934 | 0 | 0 | 0 | Fail RIM | Commercial | PSC to ECM Evaporator Fan Motor (Reach-In) | N | Offices | Existing | 2.1502 | 0.65269 | 3.2944 | 0 | 0 | 0 | Commercial | LED Parking Lighting | N | Hospitals | Turnover | 17.6507 | 0.64856 | 27.2155 | 0 | 0 | 0 | Fail 2-year Threshold
[11 empty] | Commercial | Instantaneous Hot Water System | N | Grocery | Turnover | 0.24291 | 0.6648 | 0.36538 | 0 | 0 | 0 | Fail RIM | Commercial | PSC to ECM Evaporator Fan Motor (Reach-In) | N | Restaurants | Existing | 2.1256 | 0.64596 | 3.2906 | 0.10397 | 0.087086 | 0.80188 | Commercial | LED Parking Lighting | N | Institutional | Turnover | 17.6507 | 0.64856 | 27.2155 | 0 | 0 | 0 | Fail 2-year Threshold
[11 empty] | Commercial | Instantaneous Hot Water System | N | Healthcare | Turnover | 0.16181 | 0.6643 | 0.24358 | 0 | 0 | 0 | Fail RIM | Commercial | PSC to ECM Evaporator Fan Motor (Reach-In) | N | Retail | Existing | 2.1502 | 0.65269 | 3.2944 | 0.014282 | 0.0013084 | 0.10261 | Commercial | LED Parking Lighting | N | Lodging/Hospitality | Turnover | 17.6507 | 0.64856 | 27.2155 | 0 | 0 | 0 | Fail 2-year Threshold
[11 empty] | Commercial | Instantaneous Hot Water System | N | Hospitals | Turnover | 0.32162 | 0.65603 | 0.49025 | 0 | 0 | 0 | Fail RIM | Commercial | PSC to ECM Evaporator Fan Motor (Reach-In) | N | Schools K-12 | Existing | 2.1256 | 0.64596 | 3.2906 | 0 | 0 | 0 | Commercial | LED Parking Lighting | N | Miscellaneous | Turnover | 17.6507 | 0.64856 | 27.2155 | 0 | 0 | 0 | Fail 2-year Threshold
[11 empty] | Commercial | Instantaneous Hot Water System | N | Institutional | Turnover | 0.38834 | 0.6643 | 0.58458 | 0 | 0 | 0 | Fail RIM | Commercial | PSC to ECM Evaporator Fan Motor (Reach-In) | N | Warehouse | Existing | 2.1502 | 0.65269 | 3.2944 | 0 | 0 | 0 | Commercial | LED Parking Lighting | N | Offices | Turnover | 17.6507 | 0.64856 | 27.2155 | 0 | 0 | 0 | Fail 2-year Threshold
[11 empty] | Commercial | Instantaneous Hot Water System | N | Lodging/Hospitality | Turnover | 0.38865 | 0.6648 | 0.58462 | 0 | 0 | 0 | Fail RIM | Commercial | PSC to ECM Evaporator Fan Motor (Reach-In) | N | Assembly | New | 2.1502 | 0.65269 | 3.2944 | 5.7649e-05 | 5.2811e-06 | 0.0004142 | Commercial | LED Parking Lighting | N | Restaurants | Turnover | 17.6507 | 0.64856 | 27.2155 | 0 | 0 | 0 | Fail 2-year Threshold
[11 empty] | Commercial | Instantaneous Hot Water System | N | Miscellaneous | Turnover | 0.36406 | 0.6643 | 0.54805 | 0 | 0 | 0 | Fail RIM | Commercial | PSC to ECM Evaporator Fan Motor (Reach-In) | N | College and University | New | 2.1256 | 0.64596 | 3.2906 | 0 | 0 | 0 | Commercial | LED Parking Lighting | N | Retail | Turnover | 17.6507 | 0.64856 | 27.2155 | 0 | 0 | 0 | Fail 2-year Threshold
[11 empty] | Commercial | Instantaneous Hot Water System | N | Offices | Turnover | 0.3371 | 0.6643 | 0.50745 | 0 | 0 | 0 | Fail RIM | Commercial | PSC to ECM Evaporator Fan Motor (Reach-In) | N | Grocery | New | 2.1502 | 0.65269 | 3.2944 | 0.030652 | 0.002808 | 0.22023 | Commercial | LED Parking Lighting | N | Schools K-12 | Turnover | 17.6507 | 0.64856 | 27.2155 | 0 | 0 | 0 | Fail 2-year Threshold
[11 empty] | Commercial | Instantaneous Hot Water System | N | Restaurants | Turnover | 0.20242 | 0.6648 | 0.30449 | 0 | 0 | 0 | Fail RIM | Commercial | PSC to ECM Evaporator Fan Motor (Reach-In) | N | Healthcare | New | 2.1256 | 0.64596 | 3.2906 | 1.0474e-05 | 8.7734e-06 | 8.0785e-05 | Commercial | LED Parking Lighting | N | Warehouse | Turnover | 17.6507 | 0.64856 | 27.2155 | 0 | 0 | 0 | Fail 2-year Threshold
[11 empty] | Commercial | Instantaneous Hot Water System | N | Retail | Turnover | 0.24048 | 0.6648 | 0.36173 | 0 | 0 | 0 | Fail RIM | Commercial | PSC to ECM Evaporator Fan Motor (Reach-In) | N | Hospitals | New | 2.1256 | 0.64596 | 3.2906 | 0.00043447 | 0.00036392 | 0.003351 | Commercial | LED Parking Lighting | N | Assembly | New | 17.6507 | 0.64856 | 27.2155 | 0 | 0 | 0 | Fail 2-year Threshold
[11 empty] | Commercial | Instantaneous Hot Water System | N | Schools K-12 | Turnover | 0.050566 | 0.6643 | 0.076119 | 0 | 0 | 0 | Fail RIM | Commercial | PSC to ECM Evaporator Fan Motor (Reach-In) | N | Institutional | New | 2.1502 | 0.65269 | 3.2944 | 0 | 0 | 0 | Commercial | LED Parking Lighting | N | College and University | New | 17.6507 | 0.64856 | 27.2155 | 0 | 0 | 0 | Fail 2-year Threshold
[11 empty] | Commercial | Instantaneous Hot Water System | N | Warehouse | Turnover | 0.24271 | 0.6643 | 0.36536 | 0 | 0 | 0 | Fail RIM | Commercial | PSC to ECM Evaporator Fan Motor (Reach-In) | N | Lodging/Hospitality | New | 2.1256 | 0.64596 | 3.2906 | 0.00037177 | 0.0003114 | 0.0028673 | Commercial | LED Parking Lighting | N | Grocery | New | 17.6507 | 0.64856 | 27.2155 | 0 | 0 | 0 | Fail 2-year Threshold
[11 empty] | Commercial | Instantaneous Hot Water System | N | Assembly | New | 0.12135 | 0.6643 | 0.18268 | 0 | 0 | 0 | Fail RIM | Commercial | PSC to ECM Evaporator Fan Motor (Reach-In) | N | Miscellaneous | New | 2.1502 | 0.65269 | 3.2944 | 0 | 0 | 0 | Commercial | LED Parking Lighting | N | Healthcare | New | 17.6507 | 0.64856 | 27.2155 | 0 | 0 | 0 | Fail 2-year Threshold
[11 empty] | Commercial | Instantaneous Hot Water System | N | College and University | New | 0.2751 | 0.65603 | 0.41934 | 0 | 0 | 0 | Fail RIM | Commercial | PSC to ECM Evaporator Fan Motor (Reach-In) | N | Offices | New | 2.1502 | 0.65269 | 3.2944 | 0 | 0 | 0 | Commercial | LED Parking Lighting | N | Hospitals | New | 17.6507 | 0.64856 | 27.2155 | 0 | 0 | 0 | Fail 2-year Threshold
[11 empty] | Commercial | Instantaneous Hot Water System | N | Grocery | New | 0.24291 | 0.6648 | 0.36538 | 0 | 0 | 0 | Fail RIM | Commercial | PSC to ECM Evaporator Fan Motor (Reach-In) | N | Restaurants | New | 2.1256 | 0.64596 | 3.2906 | 0.0062045 | 0.005197 | 0.047854 | Commercial | LED Parking Lighting | N | Institutional | New | 17.6507 | 0.64856 | 27.2155 | 0 | 0 | 0 | Fail 2-year Threshold
[11 empty] | Commercial | Instantaneous Hot Water System | N | Healthcare | New | 0.16181 | 0.6643 | 0.24358 | 0 | 0 | 0 | Fail RIM | Commercial | PSC to ECM Evaporator Fan Motor (Reach-In) | N | Retail | New | 2.1502 | 0.65269 | 3.2944 | 0.00041456 | 3.7977e-05 | 0.0029785 | Commercial | LED Parking Lighting | N | Lodging/Hospitality | New | 17.6507 | 0.64856 | 27.2155 | 0 | 0 | 0 | Fail 2-year Threshold
[11 empty] | Commercial | Instantaneous Hot Water System | N | Hospitals | New | 0.32162 | 0.65603 | 0.49025 | 0 | 0 | 0 | Fail RIM | Commercial | PSC to ECM Evaporator Fan Motor (Reach-In) | N | Schools K-12 | New | 2.1256 | 0.64596 | 3.2906 | 0 | 0 | 0 | Commercial | LED Parking Lighting | N | Miscellaneous | New | 17.6507 | 0.64856 | 27.2155 | 0 | 0 | 0 | Fail 2-year Threshold
[11 empty] | Commercial | Instantaneous Hot Water System | N | Institutional | New | 0.38834 | 0.6643 | 0.58458 | 0 | 0 | 0 | Fail RIM | Commercial | PSC to ECM Evaporator Fan Motor (Reach-In) | N | Warehouse | New | 2.1502 | 0.65269 | 3.2944 | 0 | 0 | 0 | Commercial | LED Parking Lighting | N | Offices | New | 17.6507 | 0.64856 | 27.2155 | 0 | 0 | 0 | Fail 2-year Threshold
[11 empty] | Commercial | Instantaneous Hot Water System | N | Lodging/Hospitality | New | 0.38865 | 0.6648 | 0.58462 | 0 | 0 | 0 | Fail RIM | Commercial | PSC to ECM Evaporator Fan Motor (Walk-In, Refrigerator) | N | Assembly | Existing | 1.3955 | 0.65269 | 2.1381 | 0.00093901 | 8.6021e-05 | 0.0067466 | Commercial | LED Parking Lighting | N | Restaurants | New | 17.6507 | 0.64856 | 27.2155 | 0 | 0 | 0 | Fail 2-year Threshold
[11 empty] | Commercial | Instantaneous Hot Water System | N | Miscellaneous | New | 0.36406 | 0.6643 | 0.54805 | 0 | 0 | 0 | Fail RIM | Commercial | PSC to ECM Evaporator Fan Motor (Walk-In, Refrigerator) | N | College and University | Existing | 1.3795 | 0.64596 | 2.1356 | 0 | 0 | 0 | Commercial | LED Parking Lighting | N | Retail | New | 17.6507 | 0.64856 | 27.2155 | 0 | 0 | 0 | Fail 2-year Threshold
[11 empty] | Commercial | Instantaneous Hot Water System | N | Offices | New | 0.3371 | 0.6643 | 0.50745 | 0 | 0 | 0 | Fail RIM | Commercial | PSC to ECM Evaporator Fan Motor (Walk-In, Refrigerator) | N | Grocery | Existing | 1.3955 | 0.65269 | 2.1381 | 0.56503 | 0.051761 | 4.0596 | Commercial | LED Parking Lighting | N | Schools K-12 | New | 17.6507 | 0.64856 | 27.2155 | 0 | 0 | 0 | Fail 2-year Threshold
[11 empty] | Commercial | Instantaneous Hot Water System | N | Restaurants | New | 0.20242 | 0.6648 | 0.30449 | 0 | 0 | 0 | Fail RIM | Commercial | PSC to ECM Evaporator Fan Motor (Walk-In, Refrigerator) | N | Healthcare | Existing | 1.3795 | 0.64596 | 2.1356 | 0 | 0 | 0 | Commercial | LED Parking Lighting | N | Warehouse | New | 17.6507 | 0.64856 | 27.2155 | 0 | 0 | 0 | Fail 2-year Threshold
[11 empty] | Commercial | Instantaneous Hot Water System | N | Retail | New | 0.24048 | 0.6648 | 0.36173 | 0 | 0 | 0 | Fail RIM | Commercial | PSC to ECM Evaporator Fan Motor (Walk-In, Refrigerator) | N | Hospitals | Existing | 1.3795 | 0.64596 | 2.1356 | 0.0084228 | 0.0070552 | 0.064963 | Commercial | LED Street Lights | N | Assembly | Turnover | 5.9999 | 0.64856 | 9.2512 | 0 | 0 | 0 | Fail 2-year Threshold
[11 empty] | Commercial | Instantaneous Hot Water System | N | Schools K-12 | New | 0.050566 | 0.6643 | 0.076119 | 0 | 0 | 0 | Fail RIM | Commercial | PSC to ECM Evaporator Fan Motor (Walk-In, Refrigerator) | N | Institutional | Existing | 1.3955 | 0.65269 | 2.1381 | 0 | 0 | 0 | Commercial | LED Street Lights | N | College and University | Turnover | 5.9999 | 0.64856 | 9.2512 | 0 | 0 | 0 | Fail 2-year Threshold
[11 empty] | Commercial | Instantaneous Hot Water System | N | Warehouse | New | 0.24271 | 0.6643 | 0.36536 | 0 | 0 | 0 | Fail RIM | Commercial | PSC to ECM Evaporator Fan Motor (Walk-In, Refrigerator) | N | Lodging/Hospitality | Existing | 1.3795 | 0.64596 | 2.1356 | 0.0048913 | 0.004097 | 0.037725 | Commercial | LED Street Lights | N | Grocery | Turnover | 5.9999 | 0.64856 | 9.2512 | 0 | 0 | 0 | Fail 2-year Threshold
[11 empty] | Commercial | Solar Water Heater | N | Assembly | Turnover | 0.583 | 0.62313 | 0.9356 | 0 | 0 | 0 | Fail RIM | Commercial | PSC to ECM Evaporator Fan Motor (Walk-In, Refrigerator) | N | Miscellaneous | Existing | 1.3955 | 0.65269 | 2.1381 | 0 | 0 | 0 | Commercial | LED Street Lights | N | Healthcare | Turnover | 5.9999 | 0.64856 | 9.2512 | 0 | 0 | 0 | Fail 2-year Threshold
[11 empty] | Commercial | Solar Water Heater | N | College and University | Turnover | 1.3409 | 0.62313 | 2.1519 | 0 | 0 | 0 | Fail RIM | Commercial | PSC to ECM Evaporator Fan Motor (Walk-In, Refrigerator) | N | Offices | Existing | 1.3955 | 0.65269 | 2.1381 | 0 | 0 | 0 | Commercial | LED Street Lights | N | Hospitals | Turnover | 5.9999 | 0.64856 | 9.2512 | 0 | 0 | 0 | Fail 2-year Threshold
[11 empty] | Commercial | Solar Water Heater | N | Grocery | Turnover | 1.166 | 0.62313 | 1.8712 | 0 | 0 | 0 | Fail RIM | Commercial | PSC to ECM Evaporator Fan Motor (Walk-In, Refrigerator) | N | Restaurants | Existing | 1.3795 | 0.64596 | 2.1356 | 0.098808 | 0.082764 | 0.76208 | Commercial | LED Street Lights | N | Institutional | Turnover | 5.9999 | 0.64856 | 9.2512 | 0 | 0 | 0 | Fail 2-year Threshold
[11 empty] | Commercial | Solar Water Heater | N | Healthcare | Turnover | 0.77734 | 0.62313 | 1.2475 | 0 | 0 | 0 | Fail RIM | Commercial | PSC to ECM Evaporator Fan Motor (Walk-In, Refrigerator) | N | Retail | Existing | 1.3955 | 0.65269 | 2.1381 | 0.010608 | 0.00097179 | 0.076217 | Commercial | LED Street Lights | N | Lodging/Hospitality | Turnover | 5.9999 | 0.64856 | 9.2512 | 0 | 0 | 0 | Fail 2-year Threshold
[11 empty] | Commercial | Solar Water Heater | N | Hospitals | Turnover | 1.5676 | 0.62313 | 2.5157 | 0 | 0 | 0 | Fail RIM | Commercial | PSC to ECM Evaporator Fan Motor (Walk-In, Refrigerator) | N | Schools K-12 | Existing | 1.3795 | 0.64596 | 2.1356 | 0 | 0 | 0 | Commercial | LED Street Lights | N | Miscellaneous | Turnover | 5.9999 | 0.64856 | 9.2512 | 0 | 0 | 0 | Fail 2-year Threshold
[11 empty] | Commercial | Solar Water Heater | N | Institutional | Turnover | 1.8656 | 0.62313 | 2.9939 | 0 | 0 | 0 | Fail RIM | Commercial | PSC to ECM Evaporator Fan Motor (Walk-In, Refrigerator) | N | Warehouse | Existing | 1.3955 | 0.65269 | 2.1381 | 0 | 0 | 0 | Commercial | LED Street Lights | N | Offices | Turnover | 5.9999 | 0.64856 | 9.2512 | 0 | 0 | 0 | Fail 2-year Threshold
[11 empty] | Commercial | Solar Water Heater | N | Lodging/Hospitality | Turnover | 1.8656 | 0.62313 | 2.9939 | 0 | 0 | 0 | Fail RIM | Commercial | PSC to ECM Evaporator Fan Motor (Walk-In, Refrigerator) | N | Assembly | New | 1.3955 | 0.65269 | 2.1381 | 5.6038e-05 | 5.1335e-06 | 0.00040262 | Commercial | LED Street Lights | N | Restaurants | Turnover | 5.9999 | 0.64856 | 9.2512 | 0 | 0 | 0 | Fail 2-year Threshold
[11 empty] | Commercial | Solar Water Heater | N | Miscellaneous | Turnover | 1.749 | 0.62313 | 2.8068 | 0 | 0 | 0 | Fail RIM | Commercial | PSC to ECM Evaporator Fan Motor (Walk-In, Refrigerator) | N | College and University | New | 1.3795 | 0.64596 | 2.1356 | 0 | 0 | 0 | Commercial | LED Street Lights | N | Retail | Turnover | 5.9999 | 0.64856 | 9.2512 | 0 | 0 | 0 | Fail 2-year Threshold
[11 empty] | Commercial | Solar Water Heater | N | Offices | Turnover | 1.6195 | 0.62313 | 2.5989 | 0 | 0 | 0 | Fail RIM | Commercial | PSC to ECM Evaporator Fan Motor (Walk-In, Refrigerator) | N | Grocery | New | 1.3955 | 0.65269 | 2.1381 | 0.033719 | 0.003089 | 0.24227 | Commercial | LED Street Lights | N | Schools K-12 | Turnover | 5.9999 | 0.64856 | 9.2512 | 0 | 0 | 0 | Fail 2-year Threshold
[11 empty] | Commercial | Solar Water Heater | N | Restaurants | Turnover | 0.97167 | 0.62313 | 1.5593 | 0 | 0 | 0 | Fail RIM | Commercial | PSC to ECM Evaporator Fan Motor (Walk-In, Refrigerator) | N | Healthcare | New | 1.3795 | 0.64596 | 2.1356 | 0 | 0 | 0 | Commercial | LED Street Lights | N | Warehouse | Turnover | 5.9999 | 0.64856 | 9.2512 | 0 | 0 | 0 | Fail 2-year Threshold
[11 empty] | Commercial | Solar Water Heater | N | Retail | Turnover | 1.1543 | 0.62313 | 1.8525 | 0 | 0 | 0 | Fail RIM | Commercial | PSC to ECM Evaporator Fan Motor (Walk-In, Refrigerator) | N | Hospitals | New | 1.3795 | 0.64596 | 2.1356 | 0.00050265 | 0.00042103 | 0.0038768 | Commercial | LED Street Lights | N | Assembly | New | 5.9999 | 0.64856 | 9.2512 | 0 | 0 | 0 | Fail 2-year Threshold
[11 empty] | Commercial | Solar Water Heater | N | Schools K-12 | Turnover | 0.24292 | 0.62313 | 0.38984 | 0 | 0 | 0 | Fail RIM | Commercial | PSC to ECM Evaporator Fan Motor (Walk-In, Refrigerator) | N | Institutional | New | 1.3955 | 0.65269 | 2.1381 | 0 | 0 | 0 | Commercial | LED Street Lights | N | College and University | New | 5.9999 | 0.64856 | 9.2512 | 0 | 0 | 0 | Fail 2-year Threshold
[11 empty] | Commercial | Solar Water Heater | N | Warehouse | Turnover | 1.166 | 0.62313 | 1.8712 | 0 | 0 | 0 | Fail RIM | Commercial | PSC to ECM Evaporator Fan Motor (Walk-In, Refrigerator) | N | Lodging/Hospitality | New | 1.3795 | 0.64596 | 2.1356 | 0.0002919 | 0.0002445 | 0.0022513 | Commercial | LED Street Lights | N | Grocery | New | 5.9999 | 0.64856 | 9.2512 | 0 | 0 | 0 | Fail 2-year Threshold
[11 empty] | Commercial | Solar Water Heater | N | Assembly | New | 0.583 | 0.62313 | 0.9356 | 0 | 0 | 0 | Fail RIM | Commercial | PSC to ECM Evaporator Fan Motor (Walk-In, Refrigerator) | N | Miscellaneous | New | 1.3955 | 0.65269 | 2.1381 | 0 | 0 | 0 | Commercial | LED Street Lights | N | Healthcare | New | 5.9999 | 0.64856 | 9.2512 | 0 | 0 | 0 | Fail 2-year Threshold
[11 empty] | Commercial | Solar Water Heater | N | College and University | New | 1.3409 | 0.62313 | 2.1519 | 0 | 0 | 0 | Fail RIM | Commercial | PSC to ECM Evaporator Fan Motor (Walk-In, Refrigerator) | N | Offices | New | 1.3955 | 0.65269 | 2.1381 | 0 | 0 | 0 | Commercial | LED Street Lights | N | Hospitals | New | 5.9999 | 0.64856 | 9.2512 | 0 | 0 | 0 | Fail 2-year Threshold
[11 empty] | Commercial | Solar Water Heater | N | Grocery | New | 1.166 | 0.62313 | 1.8712 | 0 | 0 | 0 | Fail RIM | Commercial | PSC to ECM Evaporator Fan Motor (Walk-In, Refrigerator) | N | Restaurants | New | 1.3795 | 0.64596 | 2.1356 | 0.0058966 | 0.0049391 | 0.045479 | Commercial | LED Street Lights | N | Institutional | New | 5.9999 | 0.64856 | 9.2512 | 0 | 0 | 0 | Fail 2-year Threshold
[11 empty] | Commercial | Solar Water Heater | N | Healthcare | New | 0.77734 | 0.62313 | 1.2475 | 0 | 0 | 0 | Fail RIM | Commercial | PSC to ECM Evaporator Fan Motor (Walk-In, Refrigerator) | N | Retail | New | 1.3955 | 0.65269 | 2.1381 | 0.00063307 | 5.7994e-05 | 0.0045484 | Commercial | LED Street Lights | N | Lodging/Hospitality | New | 5.9999 | 0.64856 | 9.2512 | 0 | 0 | 0 | Fail 2-year Threshold
[11 empty] | Commercial | Solar Water Heater | N | Hospitals | New | 1.5676 | 0.62313 | 2.5157 | 0 | 0 | 0 | Fail RIM | Commercial | PSC to ECM Evaporator Fan Motor (Walk-In, Refrigerator) | N | Schools K-12 | New | 1.3795 | 0.64596 | 2.1356 | 0 | 0 | 0 | Commercial | LED Street Lights | N | Miscellaneous | New | 5.9999 | 0.64856 | 9.2512 | 0 | 0 | 0 | Fail 2-year Threshold
[11 empty] | Commercial | Solar Water Heater | N | Institutional | New | 1.8656 | 0.62313 | 2.9939 | 0 | 0 | 0 | Fail RIM | Commercial | PSC to ECM Evaporator Fan Motor (Walk-In, Refrigerator) | N | Warehouse | New | 1.3955 | 0.65269 | 2.1381 | 0 | 0 | 0 | Commercial | LED Street Lights | N | Offices | New | 5.9999 | 0.64856 | 9.2512 | 0 | 0 | 0 | Fail 2-year Threshold
[11 empty] | Commercial | Solar Water Heater | N | Lodging/Hospitality | New | 1.8656 | 0.62313 | 2.9939 | 0 | 0 | 0 | Fail RIM | Commercial | Demand Controlled Ventilation | N | Assembly | Existing | 1.5932 | 0.61568 | 2.5877 | 0.11803 | 0.66453 | 1.1337 | Commercial | LED Street Lights | N | Restaurants | New | 5.9999 | 0.64856 | 9.2512 | 0 | 0 | 0 | Fail 2-year Threshold
[11 empty] | Commercial | Solar Water Heater | N | Miscellaneous | New | 1.749 | 0.62313 | 2.8068 | 0 | 0 | 0 | Fail RIM | Commercial | Demand Controlled Ventilation | N | Lodging/Hospitality | Existing | 2.5963 | 0.61568 | 4.2169 | 0.2191 | 1.2336 | 2.1045 | Commercial | LED Street Lights | N | Retail | New | 5.9999 | 0.64856 | 9.2512 | 0 | 0 | 0 | Fail 2-year Threshold
[11 empty] | Commercial | Solar Water Heater | N | Offices | New | 1.6195 | 0.62313 | 2.5989 | 0 | 0 | 0 | Fail RIM | Commercial | Demand Controlled Ventilation | N | Miscellaneous | Existing | 2.3553 | 0.61568 | 3.8254 | 0.011046 | 0.062191 | 0.1061 | Commercial | LED Street Lights | N | Schools K-12 | New | 5.9999 | 0.64856 | 9.2512 | 0 | 0 | 0 | Fail 2-year Threshold
[11 empty] | Commercial | Solar Water Heater | N | Restaurants | New | 0.97167 | 0.62313 | 1.5593 | 0 | 0 | 0 | Fail RIM | Commercial | Demand Controlled Ventilation | N | Offices | Existing | 2.4676 | 0.61568 | 4.008 | 0.22038 | 1.2407 | 2.1167 | Commercial | LED Street Lights | N | Warehouse | New | 5.9999 | 0.64856 | 9.2512 | 0 | 0 | 0 | Fail 2-year Threshold
[11 empty] | Commercial | Solar Water Heater | N | Retail | New | 1.1543 | 0.62313 | 1.8525 | 0 | 0 | 0 | Fail RIM | Commercial | Demand Controlled Ventilation | N | Retail | Existing | 1.7458 | 0.61568 | 2.8355 | 0.40191 | 2.2628 | 3.8603 | Commercial | LED Traffic and Crosswalk Lighting | N | Assembly | Turnover | 0.27153 | 0.61993 | 0.438 | 0 | 0 | 0 | Fail TRC
[11 empty] | Commercial | Solar Water Heater | N | Schools K-12 | New | 0.24292 | 0.62313 | 0.38984 | 0 | 0 | 0 | Fail RIM | Commercial | Demand Controlled Ventilation | N | Assembly | New | 1.5932 | 0.61568 | 2.5877 | 0.0016509 | 0.0092946 | 0.015857 | Commercial | LED Traffic and Crosswalk Lighting | N | College and University | Turnover | 0.27153 | 0.61993 | 0.438 | 0 | 0 | 0 | Fail TRC
[11 empty] | Commercial | Solar Water Heater | N | Warehouse | New | 1.166 | 0.62313 | 1.8712 | 0 | 0 | 0 | Fail RIM | Commercial | Demand Controlled Ventilation | N | Lodging/Hospitality | New | 2.5963 | 0.61568 | 4.2169 | 0.0032689 | 0.018404 | 0.031397 | Commercial | LED Traffic and Crosswalk Lighting | N | Grocery | Turnover | 0.27153 | 0.61993 | 0.438 | 0 | 0 | 0 | Fail TRC
[11 empty] | Commercial | CFL - 15W Flood | N | Assembly | Turnover | 20.7527 | 0.61293 | 33.8584 | 0 | 0 | 0 | Fail RIM | Commercial | Demand Controlled Ventilation | N | Miscellaneous | New | 2.3553 | 0.61568 | 3.8254 | 0.00016481 | 0.00092785 | 0.0015829 | Commercial | LED Traffic and Crosswalk Lighting | N | Healthcare | Turnover | 0.27153 | 0.61993 | 0.438 | 0 | 0 | 0 | Fail TRC
[11 empty] | Commercial | CFL - 15W Flood | N | College and University | Turnover | 20.7527 | 0.61293 | 33.8584 | 0 | 0 | 0 | Fail RIM | Commercial | Demand Controlled Ventilation | N | Offices | New | 2.4676 | 0.61568 | 4.008 | 0.0024659 | 0.013883 | 0.023684 | Commercial | LED Traffic and Crosswalk Lighting | N | Hospitals | Turnover | 0.27153 | 0.61993 | 0.438 | 0 | 0 | 0 | Fail TRC
[11 empty] | Commercial | CFL - 15W Flood | N | Grocery | Turnover | 20.7527 | 0.61293 | 33.8584 | 0 | 0 | 0 | Fail RIM | Commercial | Demand Controlled Ventilation | N | Retail | New | 1.7458 | 0.61568 | 2.8355 | 0.0059962 | 0.033759 | 0.057592 | Commercial | LED Traffic and Crosswalk Lighting | N | Institutional | Turnover | 0.27153 | 0.61993 | 0.438 | 0 | 0 | 0 | Fail TRC
[11 empty] | Commercial | CFL - 15W Flood | N | Healthcare | Turnover | 20.7527 | 0.61293 | 33.8584 | 0 | 0 | 0 | Fail RIM | Commercial | Retro-Commissioning | N | College and University | Existing | 1.456 | 0.61375 | 2.3723 | 1.9619 | 0.017175 | 5.192 | Commercial | LED Traffic and Crosswalk Lighting | N | Lodging/Hospitality | Turnover | 0.27153 | 0.61993 | 0.438 | 0 | 0 | 0 | Fail TRC
[11 empty] | Commercial | CFL - 15W Flood | N | Hospitals | Turnover | 20.7527 | 0.61293 | 33.8584 | 0 | 0 | 0 | Fail RIM | Commercial | Retro-Commissioning | N | Schools K-12 | Existing | 1.3622 | 0.59168 | 2.3022 | 1.0519 | 1.936 | 6.7255 | Commercial | LED Traffic and Crosswalk Lighting | N | Miscellaneous | Turnover | 0.27153 | 0.61993 | 0.438 | 0 | 0 | 0 | Fail TRC
[11 empty] | Commercial | CFL - 15W Flood | N | Institutional | Turnover | 20.7527 | 0.61293 | 33.8584 | 0 | 0 | 0 | Fail RIM | Commercial | Retro-Commissioning | N | College and University | New | 1.456 | 0.61375 | 2.3723 | 0 | 0 | 0 | Commercial | LED Traffic and Crosswalk Lighting | N | Offices | Turnover | 0.27153 | 0.61993 | 0.438 | 0 | 0 | 0 | Fail TRC
[11 empty] | Commercial | CFL - 15W Flood | N | Lodging/Hospitality | Turnover | 20.7527 | 0.61293 | 33.8584 | 0 | 0 | 0 | Fail RIM | Commercial | Retro-Commissioning | N | Schools K-12 | New | 1.3622 | 0.59168 | 2.3022 | 0 | 0 | 0 | Commercial | LED Traffic and Crosswalk Lighting | N | Restaurants | Turnover | 0.27153 | 0.61993 | 0.438 | 0 | 0 | 0 | Fail TRC
[11 empty] | Commercial | CFL - 15W Flood | N | Miscellaneous | Turnover | 20.7527 | 0.61293 | 33.8584 | 0 | 0 | 0 | Fail RIM | Industrial | Compressed Air Controls | N | Agriculture and Assembly | Existing | 2.5691 | 0.7779 | 3.3026 | 0.12121 | 0.11801 | 0.90011 | Commercial | LED Traffic and Crosswalk Lighting | N | Retail | Turnover | 0.27153 | 0.61993 | 0.438 | 0 | 0 | 0 | Fail TRC
[11 empty] | Commercial | CFL - 15W Flood | N | Offices | Turnover | 20.7527 | 0.61293 | 33.8584 | 0 | 0 | 0 | Fail RIM | Industrial | Compressed Air Controls | N | Agriculture and Assembly | New | 2.5691 | 0.7779 | 3.3026 | 0 | 0 | 0 | Commercial | LED Traffic and Crosswalk Lighting | N | Schools K-12 | Turnover | 0.27153 | 0.61993 | 0.438 | 0 | 0 | 0 | Fail TRC
[11 empty] | Commercial | CFL - 15W Flood | N | Restaurants | Turnover | 20.7527 | 0.61293 | 33.8584 | 0 | 0 | 0 | Fail RIM | Industrial | Compressed Air Equipment | N | Agriculture and Assembly | New | 3.2291 | 0.79498 | 4.0618 | 0.0028886 | 0.0028123 | 0.021451 | Commercial | LED Traffic and Crosswalk Lighting | N | Warehouse | Turnover | 0.27153 | 0.61993 | 0.438 | 0 | 0 | 0 | Fail TRC
[11 empty] | Commercial | CFL - 15W Flood | N | Retail | Turnover | 20.7527 | 0.61293 | 33.8584 | 0 | 0 | 0 | Fail RIM | Industrial | Compressed Air Equipment | N | Agriculture and Assembly | Turnover | 3.2291 | 0.79498 | 4.0618 | 0.19922 | 0.19396 | 1.4794 | Commercial | LED Traffic and Crosswalk Lighting | N | Assembly | New | 0.27153 | 0.61993 | 0.438 | 0 | 0 | 0 | Fail TRC
[11 empty] | Commercial | CFL - 15W Flood | N | Schools K-12 | Turnover | 20.7527 | 0.61293 | 33.8584 | 0 | 0 | 0 | Fail RIM | Industrial | Plant Energy Management | N | Agriculture and Assembly | Existing | 4.4264 | 0.75751 | 5.8434 | 1.7135 | 1.6769 | 12.5293 | Commercial | LED Traffic and Crosswalk Lighting | N | College and University | New | 0.27153 | 0.61993 | 0.438 | 0 | 0 | 0 | Fail TRC
[11 empty] | Commercial | CFL - 15W Flood | N | Warehouse | Turnover | 20.7527 | 0.61293 | 33.8584 | 0 | 0 | 0 | Fail RIM | Industrial | Plant Energy Management | N | Agriculture and Assembly | New | 4.4264 | 0.75751 | 5.8434 | 0.029183 | 0.028559 | 0.21338 | Commercial | LED Traffic and Crosswalk Lighting | N | Grocery | New | 0.27153 | 0.61993 | 0.438 | 0 | 0 | 0 | Fail TRC
[11 empty] | Commercial | CFL - 15W Flood | N | Assembly | New | 20.7527 | 0.61293 | 33.8584 | 0 | 0 | 0 | Fail RIM | Industrial | Lighting Controls - Exterior | N | Agriculture and Assembly | Existing | 4.0616 | 1.0174 | 3.9921 | 0 | 0 | 0.069172 | Commercial | LED Traffic and Crosswalk Lighting | N | Healthcare | New | 0.27153 | 0.61993 | 0.438 | 0 | 0 | 0 | Fail TRC
[11 empty] | Commercial | CFL - 15W Flood | N | College and University | New | 20.7527 | 0.61293 | 33.8584 | 0 | 0 | 0 | Fail RIM | Industrial | Lighting Controls - Exterior | N | Agriculture and Assembly | New | 4.0616 | 1.0174 | 3.9921 | 0 | 0 | 0.001178 | Commercial | LED Traffic and Crosswalk Lighting | N | Hospitals | New | 0.27153 | 0.61993 | 0.438 | 0 | 0 | 0 | Fail TRC
[11 empty] | Commercial | CFL - 15W Flood | N | Grocery | New | 20.7527 | 0.61293 | 33.8584 | 0 | 0 | 0 | Fail RIM | Industrial | Building Envelope Improvements | N | Agriculture and Assembly | Existing | 4.6232 | 0.78532 | 5.887 | 0.21289 | 0.20773 | 1.4945 | Commercial | LED Traffic and Crosswalk Lighting | N | Institutional | New | 0.27153 | 0.61993 | 0.438 | 0 | 0 | 0 | Fail TRC
[11 empty] | Commercial | CFL - 15W Flood | N | Healthcare | New | 20.7527 | 0.61293 | 33.8584 | 0 | 0 | 0 | Fail RIM | Industrial | Building Envelope Improvements | N | Agriculture and Assembly | New | 4.6232 | 0.78532 | 5.887 | 0.002457 | 0.0023974 | 0.017247 | Commercial | LED Traffic and Crosswalk Lighting | N | Lodging/Hospitality | New | 0.27153 | 0.61993 | 0.438 | 0 | 0 | 0 | Fail TRC
[11 empty] | Commercial | CFL - 15W Flood | N | Hospitals | New | 20.7527 | 0.61293 | 33.8584 | 0 | 0 | 0 | Fail RIM | Industrial | HVAC Equipment Upgrades | N | Agriculture and Assembly | New | 7.0329 | 0.80388 | 8.7487 | 0.0028934 | 0.0028232 | 0.020311 | Commercial | LED Traffic and Crosswalk Lighting | N | Miscellaneous | New | 0.27153 | 0.61993 | 0.438 | 0 | 0 | 0 | Fail TRC
[11 empty] | Commercial | CFL - 15W Flood | N | Institutional | New | 20.7527 | 0.61293 | 33.8584 | 0 | 0 | 0 | Fail RIM | Industrial | HVAC Equipment Upgrades | N | Agriculture and Assembly | Turnover | 7.0329 | 0.80388 | 8.7487 | 0.16989 | 0.16577 | 1.1926 | Commercial | LED Traffic and Crosswalk Lighting | N | Offices | New | 0.27153 | 0.61993 | 0.438 | 0 | 0 | 0 | Fail TRC
[11 empty] | Commercial | CFL - 15W Flood | N | Lodging/Hospitality | New | 20.7527 | 0.61293 | 33.8584 | 0 | 0 | 0 | Fail RIM | Industrial | Efficient Lighting - High Bay | N | Agriculture and Assembly | New | 3.1741 | 0.77608 | 4.0899 | 0.0099648 | 0.0096861 | 0.069812 | Commercial | LED Traffic and Crosswalk Lighting | N | Restaurants | New | 0.27153 | 0.61993 | 0.438 | 0 | 0 | 0 | Fail TRC
[11 empty] | Commercial | CFL - 15W Flood | N | Miscellaneous | New | 20.7527 | 0.61293 | 33.8584 | 0 | 0 | 0 | Fail RIM | Industrial | Efficient Lighting - High Bay | N | Agriculture and Assembly | Turnover | 3.1741 | 0.77608 | 4.0899 | 0.74033 | 0.71962 | 5.1867 | Commercial | LED Traffic and Crosswalk Lighting | N | Retail | New | 0.27153 | 0.61993 | 0.438 | 0 | 0 | 0 | Fail TRC
[11 empty] | Commercial | CFL - 15W Flood | N | Offices | New | 20.7527 | 0.61293 | 33.8584 | 0 | 0 | 0 | Fail RIM | Industrial | Efficient Lighting - Other Interior Lighting | N | Agriculture and Assembly | New | 1.8113 | 0.78153 | 2.3177 | 0 | 0 | 0 | Commercial | LED Traffic and Crosswalk Lighting | N | Schools K-12 | New | 0.27153 | 0.61993 | 0.438 | 0 | 0 | 0 | Fail TRC
[11 empty] | Commercial | CFL - 15W Flood | N | Restaurants | New | 20.7527 | 0.61293 | 33.8584 | 0 | 0 | 0 | Fail RIM | Industrial | Efficient Lighting - Other Interior Lighting | N | Agriculture and Assembly | Turnover | 1.8113 | 0.78153 | 2.3177 | 0.34066 | 0.33113 | 2.3866 | Commercial | LED Traffic and Crosswalk Lighting | N | Warehouse | New | 0.27153 | 0.61993 | 0.438 | 0 | 0 | 0 | Fail TRC
[11 empty] | Commercial | CFL - 15W Flood | N | Retail | New | 20.7527 | 0.61293 | 33.8584 | 0 | 0 | 0 | Fail RIM | Industrial | Lighting Controls | N | Agriculture and Assembly | Existing | 4.036 | 0.74597 | 5.4104 | 0.096093 | 0.093405 | 0.67322 | Commercial | Geothermal Heat Pump | N | Assembly | Turnover | 0.037316 | 0.69086 | 0.054014 | 0 | 0 | 0 | Fail TRC
[11 empty] | Commercial | CFL - 15W Flood | N | Schools K-12 | New | 20.7527 | 0.61293 | 33.8584 | 0 | 0 | 0 | Fail RIM | Industrial | Lighting Controls | N | Agriculture and Assembly | New | 4.036 | 0.74597 | 5.4104 | 0.0016365 | 0.0015908 | 0.011465 | Commercial | Geothermal Heat Pump | N | College and University | Turnover | 0.037595 | 0.64763 | 0.05805 | 0 | 0 | 0 | Fail TRC
[11 empty] | Commercial | CFL - 15W Flood | N | Warehouse | New | 20.7527 | 0.61293 | 33.8584 | 0 | 0 | 0 | Fail RIM | Industrial | Fan Equipment Upgrades | N | Agriculture and Assembly | New | 3.4425 | 0.79498 | 4.3304 | 0.0017205 | 0.0016751 | 0.012777 | Commercial | Geothermal Heat Pump | N | Grocery | Turnover | 0.021414 | 0.69086 | 0.030996 | 0 | 0 | 0 | Fail TRC
[11 empty] | Commercial | High Efficiency HID Lighting | N | Assembly | Turnover | 1.6043 | 0.63049 | 2.5446 | 0 | 0 | 0 | Fail RIM | Industrial | Fan Equipment Upgrades | N | Agriculture and Assembly | Turnover | 3.4425 | 0.79498 | 4.3304 | 0.10103 | 0.098357 | 0.75022 | Commercial | Geothermal Heat Pump | N | Healthcare | Turnover | 0.080782 | 0.69086 | 0.11693 | 0 | 0 | 0 | Fail TRC
[11 empty] | Commercial | High Efficiency HID Lighting | N | College and University | Turnover | 1.6043 | 0.63049 | 2.5446 | 0 | 0 | 0 | Fail RIM | Industrial | Motor Equipment Upgrades | N | Agriculture and Assembly | New | 3.2193 | 0.75638 | 4.2562 | 0.0008374 | 0.00081529 | 0.0062186 | Commercial | Geothermal Heat Pump | N | Hospitals | Turnover | 0.069803 | 0.64763 | 0.10778 | 0 | 0 | 0 | Fail TRC
[11 empty] | Commercial | High Efficiency HID Lighting | N | Grocery | Turnover | 1.6043 | 0.63049 | 2.5446 | 0 | 0 | 0 | Fail RIM | Industrial | Motor Equipment Upgrades | N | Agriculture and Assembly | Turnover | 3.2193 | 0.75638 | 4.2562 | 0.090028 | 0.08765 | 0.66855 | Commercial | Geothermal Heat Pump | N | Institutional | Turnover | 0.020384 | 0.69086 | 0.029506 | 0 | 0 | 0 | Fail TRC
[11 empty] | Commercial | High Efficiency HID Lighting | N | Healthcare | Turnover | 1.6043 | 0.63049 | 2.5446 | 0 | 0 | 0 | Fail RIM | Industrial | Motor Optimization | N | Agriculture and Assembly | Existing | 3.9663 | 0.75638 | 5.2439 | 0.21392 | 0.20827 | 1.5886 | Commercial | Geothermal Heat Pump | N | Lodging/Hospitality | Turnover | 0.061233 | 0.69086 | 0.088633 | 0 | 0 | 0 | Fail TRC
[11 empty] | Commercial | High Efficiency HID Lighting | N | Hospitals | Turnover | 1.6043 | 0.63049 | 2.5446 | 0 | 0 | 0 | Fail RIM | Industrial | Motor Optimization | N | Agriculture and Assembly | New | 3.9663 | 0.75638 | 5.2439 | 0.0036433 | 0.003547 | 0.027055 | Commercial | Geothermal Heat Pump | N | Miscellaneous | Turnover | 0.020838 | 0.69086 | 0.030162 | 0 | 0 | 0 | Fail TRC
[11 empty] | Commercial | High Efficiency HID Lighting | N | Institutional | Turnover | 1.6043 | 0.63049 | 2.5446 | 0 | 0 | 0 | Fail RIM | Industrial | Pump Equipment Upgrade | N | Agriculture and Assembly | New | 2.5051 | 0.79498 | 3.1512 | 0 | 0 | 0 | Commercial | Geothermal Heat Pump | N | Offices | Turnover | 0.041627 | 0.69086 | 0.060254 | 0 | 0 | 0 | Fail TRC
[11 empty] | Commercial | High Efficiency HID Lighting | N | Lodging/Hospitality | Turnover | 1.6043 | 0.63049 | 2.5446 | 0 | 0 | 0 | Fail RIM | Industrial | Pump Equipment Upgrade | N | Agriculture and Assembly | Turnover | 2.5051 | 0.79498 | 3.1512 | 0.13614 | 0.13254 | 1.011 | Commercial | Geothermal Heat Pump | N | Restaurants | Turnover | 0.061888 | 0.69086 | 0.089581 | 0 | 0 | 0 | Fail TRC
[11 empty] | Commercial | High Efficiency HID Lighting | N | Miscellaneous | Turnover | 1.6043 | 0.63049 | 2.5446 | 0 | 0 | 0 | Fail RIM | Industrial | Process Refrig Controls | N | Agriculture and Assembly | Existing | 1.6789 | 0.79136 | 2.1215 | 0.00412 | 0.0040184 | 0.029926 | Commercial | Geothermal Heat Pump | N | Retail | Turnover | 0.048109 | 0.69086 | 0.069636 | 0 | 0 | 0 | Fail TRC
[11 empty] | Commercial | High Efficiency HID Lighting | N | Offices | Turnover | 1.6043 | 0.63049 | 2.5446 | 0 | 0 | 0 | Fail RIM | Industrial | Process Refrig Controls | N | Agriculture and Assembly | New | 1.6789 | 0.79136 | 2.1215 | 7.0166e-05 | 6.8436e-05 | 0.00050966 | Commercial | Geothermal Heat Pump | N | Schools K-12 | Turnover | 0.041901 | 0.69086 | 0.06065 | 0 | 0 | 0 | Fail TRC
[11 empty] | Commercial | High Efficiency HID Lighting | N | Restaurants | Turnover | 1.6043 | 0.63049 | 2.5446 | 0 | 0 | 0 | Fail RIM | Industrial | Process Refrig Equipment Upgrade | N | Agriculture and Assembly | New | 2.7747 | 0.7526 | 3.6868 | 0.00057034 | 0.00055628 | 0.0041428 | Commercial | Geothermal Heat Pump | N | Warehouse | Turnover | 0.0092627 | 0.69086 | 0.013408 | 0 | 0 | 0 | Fail TRC
[11 empty] | Commercial | High Efficiency HID Lighting | N | Retail | Turnover | 1.6043 | 0.63049 | 2.5446 | 0 | 0 | 0 | Fail RIM | Industrial | Process Refrig Equipment Upgrade | N | Agriculture and Assembly | Turnover | 2.7747 | 0.7526 | 3.6868 | 0.033489 | 0.032663 | 0.24325 | Commercial | Geothermal Heat Pump | N | Assembly | New | 0.037316 | 0.69086 | 0.054014 | 0 | 0 | 0 | Fail TRC
[11 empty] | Commercial | High Efficiency HID Lighting | N | Schools K-12 | Turnover | 1.6043 | 0.63049 | 2.5446 | 0 | 0 | 0 | Fail RIM | Industrial | Process Refrig System Optimization | N | Agriculture and Assembly | Existing | 1.2041 | 0.73511 | 1.6379 | 0.1662 | 0.1621 | 1.2072 | Commercial | Geothermal Heat Pump | N | College and University | New | 0.037595 | 0.64763 | 0.05805 | 0 | 0 | 0 | Fail TRC
[11 empty] | Commercial | High Efficiency HID Lighting | N | Warehouse | Turnover | 1.6043 | 0.63049 | 2.5446 | 0 | 0 | 0 | Fail RIM | Industrial | Process Refrig System Optimization | N | Agriculture and Assembly | New | 1.2041 | 0.73511 | 1.6379 | 0.0028305 | 0.0027607 | 0.02056 | Commercial | Geothermal Heat Pump | N | Grocery | New | 0.021414 | 0.69086 | 0.030996 | 0 | 0 | 0 | Fail TRC
[11 empty] | Commercial | High Efficiency HID Lighting | N | Assembly | New | 1.6043 | 0.63049 | 2.5446 | 0 | 0 | 0 | Fail RIM | Industrial | Compressed Air Controls | N | Chemicals and Plastics | Existing | 3.46 | 0.7779 | 4.4479 | 0.78781 | 0.767 | 5.8503 | Commercial | Geothermal Heat Pump | N | Healthcare | New | 0.080782 | 0.69086 | 0.11693 | 0 | 0 | 0 | Fail TRC
[11 empty] | Commercial | High Efficiency HID Lighting | N | College and University | New | 1.6043 | 0.63049 | 2.5446 | 0 | 0 | 0 | Fail RIM | Industrial | Compressed Air Controls | N | Chemicals and Plastics | New | 3.46 | 0.7779 | 4.4479 | 0.0016429 | 0.0015995 | 0.0122 | Commercial | Geothermal Heat Pump | N | Hospitals | New | 0.069803 | 0.64763 | 0.10778 | 0 | 0 | 0 | Fail TRC
[11 empty] | Commercial | High Efficiency HID Lighting | N | Grocery | New | 1.6043 | 0.63049 | 2.5446 | 0 | 0 | 0 | Fail RIM | Industrial | Compressed Air Equipment | N | Chemicals and Plastics | New | 5.5144 | 0.79498 | 6.9366 | 0.021417 | 0.020852 | 0.15905 | Commercial | Geothermal Heat Pump | N | Institutional | New | 0.020384 | 0.69086 | 0.029506 | 0 | 0 | 0 | Fail TRC
[11 empty] | Commercial | High Efficiency HID Lighting | N | Healthcare | New | 1.6043 | 0.63049 | 2.5446 | 0 | 0 | 0 | Fail RIM | Industrial | Compressed Air Equipment | N | Chemicals and Plastics | Turnover | 5.5144 | 0.79498 | 6.9366 | 1.2576 | 1.2244 | 9.3387 | Commercial | Geothermal Heat Pump | N | Lodging/Hospitality | New | 0.061233 | 0.69086 | 0.088633 | 0 | 0 | 0 | Fail TRC
[11 empty] | Commercial | High Efficiency HID Lighting | N | Hospitals | New | 1.6043 | 0.63049 | 2.5446 | 0 | 0 | 0 | Fail RIM | Industrial | Lighting Controls - Exterior | N | Chemicals and Plastics | Existing | 3.6265 | 1.0174 | 3.5645 | 0 | 0 | 0.16624 | Commercial | Geothermal Heat Pump | N | Miscellaneous | New | 0.020838 | 0.69086 | 0.030162 | 0 | 0 | 0 | Fail TRC
[11 empty] | Commercial | High Efficiency HID Lighting | N | Institutional | New | 1.6043 | 0.63049 | 2.5446 | 0 | 0 | 0 | Fail RIM | Industrial | Lighting Controls - Exterior | N | Chemicals and Plastics | New | 3.6265 | 1.0174 | 3.5645 | 0 | 0 | 0.0028312 | Commercial | Geothermal Heat Pump | N | Offices | New | 0.041627 | 0.69086 | 0.060254 | 0 | 0 | 0 | Fail TRC
[11 empty] | Commercial | High Efficiency HID Lighting | N | Lodging/Hospitality | New | 1.6043 | 0.63049 | 2.5446 | 0 | 0 | 0 | Fail RIM | Industrial | Efficient Lighting - High Bay | N | Chemicals and Plastics | New | 3.1741 | 0.77608 | 4.0899 | 0.0068148 | 0.0066242 | 0.047744 | Commercial | Geothermal Heat Pump | N | Restaurants | New | 0.061888 | 0.69086 | 0.089581 | 0 | 0 | 0 | Fail TRC
[11 empty] | Commercial | High Efficiency HID Lighting | N | Miscellaneous | New | 1.6043 | 0.63049 | 2.5446 | 0 | 0 | 0 | Fail RIM | Industrial | Efficient Lighting - High Bay | N | Chemicals and Plastics | Turnover | 3.1741 | 0.77608 | 4.0899 | 0.40015 | 0.38895 | 2.8034 | Commercial | Geothermal Heat Pump | N | Retail | New | 0.048109 | 0.69086 | 0.069636 | 0 | 0 | 0 | Fail TRC
[11 empty] | Commercial | High Efficiency HID Lighting | N | Offices | New | 1.6043 | 0.63049 | 2.5446 | 0 | 0 | 0 | Fail RIM | Industrial | Efficient Lighting - Other Interior Lighting | N | Chemicals and Plastics | New | 1.8113 | 0.78153 | 2.3177 | 0.012395 | 0.012048 | 0.086836 | Commercial | Geothermal Heat Pump | N | Schools K-12 | New | 0.041901 | 0.69086 | 0.06065 | 0 | 0 | 0 | Fail TRC
[11 empty] | Commercial | High Efficiency HID Lighting | N | Restaurants | New | 1.6043 | 0.63049 | 2.5446 | 0 | 0 | 0 | Fail RIM | Industrial | Efficient Lighting - Other Interior Lighting | N | Chemicals and Plastics | Turnover | 1.8113 | 0.78153 | 2.3177 | 1.0472 | 1.0179 | 7.3365 | Commercial | Geothermal Heat Pump | N | Warehouse | New | 0.0092627 | 0.69086 | 0.013408 | 0 | 0 | 0 | Fail TRC
[11 empty] | Commercial | High Efficiency HID Lighting | N | Retail | New | 1.6043 | 0.63049 | 2.5446 | 0 | 0 | 0 | Fail RIM | Industrial | Lighting Controls | N | Chemicals and Plastics | Existing | 3.6037 | 0.74597 | 4.8309 | 0.24766 | 0.24073 | 1.7351 | Commercial | High Efficiency Chiller (Air Cooled, 50 tons) | N | Grocery | Turnover | 0.8018 | 0.70725 | 1.1337 | 0 | 0 | 0 | Fail TRC
[11 empty] | Commercial | High Efficiency HID Lighting | N | Schools K-12 | New | 1.6043 | 0.63049 | 2.5446 | 0 | 0 | 0 | Fail RIM | Industrial | Lighting Controls | N | Chemicals and Plastics | New | 3.6037 | 0.74597 | 4.8309 | 0.0042178 | 0.0040998 | 0.029549 | Commercial | High Efficiency Chiller (Air Cooled, 50 tons) | N | Institutional | Turnover | 0.78403 | 0.70725 | 1.1086 | 0 | 0 | 0 | Fail TRC
[11 empty] | Commercial | High Efficiency HID Lighting | N | Warehouse | New | 1.6043 | 0.63049 | 2.5446 | 0 | 0 | 0 | Fail RIM | Industrial | Fan Equipment Upgrades | N | Chemicals and Plastics | New | 3.2766 | 0.79498 | 4.1216 | 0.0020062 | 0.0019532 | 0.014898 | Commercial | High Efficiency Chiller (Air Cooled, 50 tons) | N | Miscellaneous | Turnover | 0.81068 | 0.70725 | 1.1462 | 0 | 0 | 0 | Fail TRC
[11 empty] | Commercial | LED - 9W Flood | N | Assembly | Turnover | 52.0003 | 0.6378 | 81.5312 | 0 | 0 | 0 | Fail RIM | Industrial | Fan Equipment Upgrades | N | Chemicals and Plastics | Turnover | 3.2766 | 0.79498 | 4.1216 | 0.1178 | 0.11469 | 0.87477 | Commercial | High Efficiency Chiller (Air Cooled, 50 tons) | N | Warehouse | Turnover | 0.35204 | 0.70725 | 0.49775 | 0 | 0 | 0 | Fail TRC
[11 empty] | Commercial | LED - 9W Flood | N | College and University | Turnover | 52.0003 | 0.6378 | 81.5312 | 0 | 0 | 0 | Fail RIM | Industrial | Motor Equipment Upgrades | N | Chemicals and Plastics | New | 2.3772 | 0.75638 | 3.1429 | 0.0024246 | 0.0023606 | 0.018005 | Commercial | High Efficiency Chiller (Air Cooled, 50 tons) | N | Grocery | New | 0.8018 | 0.70725 | 1.1337 | 0 | 0 | 0 | Fail TRC
[11 empty] | Commercial | LED - 9W Flood | N | Grocery | Turnover | 52.0003 | 0.6378 | 81.5312 | 0 | 0 | 0 | Fail RIM | Industrial | Motor Equipment Upgrades | N | Chemicals and Plastics | Turnover | 2.3772 | 0.75638 | 3.1429 | 0.33783 | 0.32891 | 2.5088 | Commercial | High Efficiency Chiller (Air Cooled, 50 tons) | N | Institutional | New | 0.78403 | 0.70725 | 1.1086 | 0 | 0 | 0 | Fail TRC
[11 empty] | Commercial | LED - 9W Flood | N | Healthcare | Turnover | 52.0003 | 0.6378 | 81.5312 | 0 | 0 | 0 | Fail RIM | Industrial | Pump Equipment Upgrade | N | Chemicals and Plastics | New | 3.2811 | 0.79498 | 4.1273 | 0.014257 | 0.01388 | 0.10587 | Commercial | High Efficiency Chiller (Air Cooled, 50 tons) | N | Miscellaneous | New | 0.81068 | 0.70725 | 1.1462 | 0 | 0 | 0 | Fail TRC
[11 empty] | Commercial | LED - 9W Flood | N | Hospitals | Turnover | 52.0003 | 0.6378 | 81.5312 | 0 | 0 | 0 | Fail RIM | Industrial | Pump Equipment Upgrade | N | Chemicals and Plastics | Turnover | 3.2811 | 0.79498 | 4.1273 | 0.83712 | 0.81501 | 6.2165 | Commercial | High Efficiency Chiller (Air Cooled, 50 tons) | N | Warehouse | New | 0.35204 | 0.70725 | 0.49775 | 0 | 0 | 0 | Fail TRC
[11 empty] | Commercial | LED - 9W Flood | N | Institutional | Turnover | 52.0003 | 0.6378 | 81.5312 | 0 | 0 | 0 | Fail RIM | Industrial | Process Refrig Controls | N | Chemicals and Plastics | Existing | 2.3408 | 0.79136 | 2.9579 | 0.067225 | 0.065567 | 0.4883 | Commercial | High Efficiency Chiller (Water cooled-centrifugal, 200 tons) | N | Grocery | Turnover | 0.73996 | 0.73046 | 1.013 | 0 | 0 | 0 | Fail TRC
[11 empty] | Commercial | LED - 9W Flood | N | Lodging/Hospitality | Turnover | 52.0003 | 0.6378 | 81.5312 | 0 | 0 | 0 | Fail RIM | Industrial | Process Refrig Controls | N | Chemicals and Plastics | New | 2.3408 | 0.79136 | 2.9579 | 0.0011449 | 0.0011167 | 0.008316 | Commercial | High Efficiency Chiller (Water cooled-centrifugal, 200 tons) | N | Institutional | Turnover | 0.72357 | 0.73046 | 0.99056 | 0 | 0 | 0 | Fail TRC
[11 empty] | Commercial | LED - 9W Flood | N | Miscellaneous | Turnover | 52.0003 | 0.6378 | 81.5312 | 0 | 0 | 0 | Fail RIM | Industrial | Process Refrig Equipment Upgrade | N | Chemicals and Plastics | New | 3.0612 | 0.7526 | 4.0675 | 0.0052372 | 0.005108 | 0.038041 | Commercial | High Efficiency Chiller (Water cooled-centrifugal, 200 tons) | N | Miscellaneous | Turnover | 0.74816 | 0.73046 | 1.0242 | 0 | 0 | 0 | Fail TRC
[11 empty] | Commercial | LED - 9W Flood | N | Offices | Turnover | 52.0003 | 0.6378 | 81.5312 | 0 | 0 | 0 | Fail RIM | Industrial | Process Refrig Equipment Upgrade | N | Chemicals and Plastics | Turnover | 3.0612 | 0.7526 | 4.0675 | 0.30751 | 0.29993 | 2.2337 | Commercial | High Efficiency Chiller (Water cooled-centrifugal, 200 tons) | N | Warehouse | Turnover | 0.32489 | 0.73046 | 0.44477 | 0 | 0 | 0 | Fail TRC
[11 empty] | Commercial | LED - 9W Flood | N | Restaurants | Turnover | 52.0003 | 0.6378 | 81.5312 | 0 | 0 | 0 | Fail RIM | Industrial | Process Heat Equipment Upgrade | N | Chemicals and Plastics | New | 2.1985 | 0.7526 | 2.9213 | 0.005785 | 0.0056423 | 0.04202 | Commercial | High Efficiency Chiller (Water cooled-centrifugal, 200 tons) | N | Grocery | New | 0.73996 | 0.73046 | 1.013 | 0 | 0 | 0 | Fail TRC
[11 empty] | Commercial | LED - 9W Flood | N | Retail | Turnover | 52.0003 | 0.6378 | 81.5312 | 0 | 0 | 0 | Fail RIM | Industrial | Process Heat Equipment Upgrade | N | Chemicals and Plastics | Turnover | 2.1985 | 0.7526 | 2.9213 | 0.33968 | 0.3313 | 2.4673 | Commercial | High Efficiency Chiller (Water cooled-centrifugal, 200 tons) | N | Institutional | New | 0.72357 | 0.73046 | 0.99056 | 0 | 0 | 0 | Fail TRC
[11 empty] | Commercial | LED - 9W Flood | N | Schools K-12 | Turnover | 52.0003 | 0.6378 | 81.5312 | 0 | 0 | 0 | Fail RIM | Industrial | Process Heat Improved Controls | N | Chemicals and Plastics | Existing | 1.2152 | 0.79136 | 1.5356 | 0.035407 | 0.034534 | 0.25719 | Commercial | High Efficiency Chiller (Water cooled-centrifugal, 200 tons) | N | Miscellaneous | New | 0.74816 | 0.73046 | 1.0242 | 0 | 0 | 0 | Fail TRC
[11 empty] | Commercial | LED - 9W Flood | N | Warehouse | Turnover | 52.0003 | 0.6378 | 81.5312 | 0 | 0 | 0 | Fail RIM | Industrial | Process Heat Improved Controls | N | Chemicals and Plastics | New | 1.2152 | 0.79136 | 1.5356 | 0.00060301 | 0.00058814 | 0.00438 | Commercial | High Efficiency Chiller (Water cooled-centrifugal, 200 tons) | N | Warehouse | New | 0.32489 | 0.73046 | 0.44477 | 0 | 0 | 0 | Fail TRC
[11 empty] | Commercial | LED - 9W Flood | N | Assembly | New | 52.0003 | 0.6378 | 81.5312 | 0 | 0 | 0 | Fail RIM | Industrial | Lighting Controls - Exterior | N | Construction | Existing | 3.6704 | 1.0174 | 3.6076 | 0 | 0 | 0.027764 | Commercial | High Efficiency Chiller (Water cooled-positive displacement, 100 tons) | N | Assembly | Turnover | 0.77924 | 0.73046 | 1.0668 | 0 | 0 | 0 | Fail TRC
[11 empty] | Commercial | LED - 9W Flood | N | College and University | New | 52.0003 | 0.6378 | 81.5312 | 0 | 0 | 0 | Fail RIM | Industrial | Lighting Controls - Exterior | N | Construction | New | 3.6704 | 1.0174 | 3.6076 | 0 | 0 | 0.00047284 | Commercial | High Efficiency Chiller (Water cooled-positive displacement, 100 tons) | N | College and University | Turnover | 0.8645 | 0.73046 | 1.1835 | 0 | 0 | 0 | Fail TRC
[11 empty] | Commercial | LED - 9W Flood | N | Grocery | New | 52.0003 | 0.6378 | 81.5312 | 0 | 0 | 0 | Fail RIM | Industrial | Building Envelope Improvements | N | Construction | Existing | 5.1644 | 0.78532 | 6.5763 | 0.053319 | 0.052026 | 0.37429 | Commercial | High Efficiency Chiller (Water cooled-positive displacement, 100 tons) | N | Grocery | Turnover | 0.43046 | 0.73046 | 0.5893 | 0 | 0 | 0 | Fail TRC
[11 empty] | Commercial | LED - 9W Flood | N | Healthcare | New | 52.0003 | 0.6378 | 81.5312 | 0 | 0 | 0 | Fail RIM | Industrial | Building Envelope Improvements | N | Construction | New | 5.1644 | 0.78532 | 6.5763 | 0.00090807 | 0.00088604 | 0.0063745 | Commercial | High Efficiency Chiller (Water cooled-positive displacement, 100 tons) | N | Institutional | Turnover | 0.42092 | 0.73046 | 0.57624 | 0 | 0 | 0 | Fail TRC
[11 empty] | Commercial | LED - 9W Flood | N | Hospitals | New | 52.0003 | 0.6378 | 81.5312 | 0 | 0 | 0 | Fail RIM | Industrial | HVAC Equipment Upgrades | N | Construction | New | 6.3769 | 0.80388 | 7.9326 | 0.00081676 | 0.00079694 | 0.0057335 | Commercial | High Efficiency Chiller (Water cooled-positive displacement, 100 tons) | N | Miscellaneous | Turnover | 0.43523 | 0.73046 | 0.59583 | 0 | 0 | 0 | Fail TRC
[11 empty] | Commercial | LED - 9W Flood | N | Institutional | New | 52.0003 | 0.6378 | 81.5312 | 0 | 0 | 0 | Fail RIM | Industrial | HVAC Equipment Upgrades | N | Construction | Turnover | 6.3769 | 0.80388 | 7.9326 | 0.047958 | 0.046794 | 0.33666 | Commercial | High Efficiency Chiller (Water cooled-positive displacement, 100 tons) | N | Offices | Turnover | 0.87702 | 0.73046 | 1.2006 | 0 | 0 | 0 | Fail TRC
[11 empty] | Commercial | LED - 9W Flood | N | Lodging/Hospitality | New | 52.0003 | 0.6378 | 81.5312 | 0 | 0 | 0 | Fail RIM | Industrial | HVAC Recommissioning | N | Construction | Existing | 2.2087 | 0.74631 | 2.9595 | 0.072753 | 0.070988 | 0.51071 | Commercial | High Efficiency Chiller (Water cooled-positive displacement, 100 tons) | N | Retail | Turnover | 0.9897 | 0.73046 | 1.3549 | 0 | 0 | 0 | Fail TRC
[11 empty] | Commercial | LED - 9W Flood | N | Miscellaneous | New | 52.0003 | 0.6378 | 81.5312 | 0 | 0 | 0 | Fail RIM | Industrial | HVAC Recommissioning | N | Construction | New | 2.2087 | 0.74631 | 2.9595 | 0.001239 | 0.001209 | 0.0086978 | Commercial | High Efficiency Chiller (Water cooled-positive displacement, 100 tons) | N | Schools K-12 | Turnover | 0.86032 | 0.73046 | 1.1778 | 0 | 0 | 0 | Fail TRC
[11 empty] | Commercial | LED - 9W Flood | N | Offices | New | 52.0003 | 0.6378 | 81.5312 | 0 | 0 | 0 | Fail RIM | Industrial | Efficient Lighting - High Bay | N | Construction | New | 3.1741 | 0.77608 | 4.0899 | 0.001753 | 0.0017039 | 0.012281 | Commercial | High Efficiency Chiller (Water cooled-positive displacement, 100 tons) | N | Warehouse | Turnover | 0.189 | 0.73046 | 0.25874 | 0 | 0 | 0 | Fail TRC
[11 empty] | Commercial | LED - 9W Flood | N | Restaurants | New | 52.0003 | 0.6378 | 81.5312 | 0 | 0 | 0 | Fail RIM | Industrial | Efficient Lighting - High Bay | N | Construction | Turnover | 3.1741 | 0.77608 | 4.0899 | 0.10293 | 0.10005 | 0.72111 | Commercial | High Efficiency Chiller (Water cooled-positive displacement, 100 tons) | N | Assembly | New | 0.77924 | 0.73046 | 1.0668 | 0 | 0 | 0 | Fail TRC
[11 empty] | Commercial | LED - 9W Flood | N | Retail | New | 52.0003 | 0.6378 | 81.5312 | 0 | 0 | 0 | Fail RIM | Industrial | Efficient Lighting - Other Interior Lighting | N | Construction | New | 1.8113 | 0.78153 | 2.3177 | 0.0013951 | 0.001356 | 0.0097736 | Commercial | High Efficiency Chiller (Water cooled-positive displacement, 100 tons) | N | College and University | New | 0.8645 | 0.73046 | 1.1835 | 0 | 0 | 0 | Fail TRC
[11 empty] | Commercial | LED - 9W Flood | N | Schools K-12 | New | 52.0003 | 0.6378 | 81.5312 | 0 | 0 | 0 | Fail RIM | Industrial | Efficient Lighting - Other Interior Lighting | N | Construction | Turnover | 1.8113 | 0.78153 | 2.3177 | 0.14236 | 0.13838 | 0.99736 | Commercial | High Efficiency Chiller (Water cooled-positive displacement, 100 tons) | N | Grocery | New | 0.43046 | 0.73046 | 0.5893 | 0 | 0 | 0 | Fail TRC
[11 empty] | Commercial | LED - 9W Flood | N | Warehouse | New | 52.0003 | 0.6378 | 81.5312 | 0 | 0 | 0 | Fail RIM | Industrial | Lighting Controls | N | Construction | Existing | 3.6472 | 0.74597 | 4.8893 | 0.041373 | 0.040215 | 0.28985 | Commercial | High Efficiency Chiller (Water cooled-positive displacement, 100 tons) | N | Institutional | New | 0.42092 | 0.73046 | 0.57624 | 0 | 0 | 0 | Fail TRC
[11 empty] | Commercial | LED Display Lighting (Exterior) | N | Assembly | Turnover | 7.8308 | 0.6378 | 12.2779 | 0 | 0 | 0 | Fail RIM | Industrial | Lighting Controls | N | Construction | New | 3.6472 | 0.74597 | 4.8893 | 0.00070461 | 0.0006849 | 0.0049364 | Commercial | High Efficiency Chiller (Water cooled-positive displacement, 100 tons) | N | Miscellaneous | New | 0.43523 | 0.73046 | 0.59583 | 0 | 0 | 0 | Fail TRC
[11 empty] | Commercial | LED Display Lighting (Exterior) | N | College and University | Turnover | 7.8308 | 0.6378 | 12.2779 | 0 | 0 | 0 | Fail RIM | Industrial | Fan Equipment Upgrades | N | Construction | New | 4.0795 | 0.79498 | 5.1316 | 0.00060926 | 0.00059317 | 0.0045244 | Commercial | High Efficiency Chiller (Water cooled-positive displacement, 100 tons) | N | Offices | New | 0.87702 | 0.73046 | 1.2006 | 0 | 0 | 0 | Fail TRC
[11 empty] | Commercial | LED Display Lighting (Exterior) | N | Grocery | Turnover | 7.8308 | 0.6378 | 12.2779 | 0 | 0 | 0 | Fail RIM | Industrial | Fan Equipment Upgrades | N | Construction | Turnover | 4.0795 | 0.79498 | 5.1316 | 0.035774 | 0.034829 | 0.26566 | Commercial | High Efficiency Chiller (Water cooled-positive displacement, 100 tons) | N | Retail | New | 0.9897 | 0.73046 | 1.3549 | 0 | 0 | 0 | Fail TRC
[11 empty] | Commercial | LED Display Lighting (Exterior) | N | Healthcare | Turnover | 7.8308 | 0.6378 | 12.2779 | 0 | 0 | 0 | Fail RIM | Industrial | Motor Equipment Upgrades | N | Construction | New | 3.0579 | 0.75638 | 4.0428 | 0.00026753 | 0.00026047 | 0.0019867 | Commercial | High Efficiency Chiller (Water cooled-positive displacement, 100 tons) | N | Schools K-12 | New | 0.86032 | 0.73046 | 1.1778 | 0 | 0 | 0 | Fail TRC
[11 empty] | Commercial | LED Display Lighting (Exterior) | N | Hospitals | Turnover | 7.8308 | 0.6378 | 12.2779 | 0 | 0 | 0 | Fail RIM | Industrial | Motor Equipment Upgrades | N | Construction | Turnover | 3.0579 | 0.75638 | 4.0428 | 0.029098 | 0.02833 | 0.21609 | Commercial | High Efficiency Chiller (Water cooled-positive displacement, 100 tons) | N | Warehouse | New | 0.189 | 0.73046 | 0.25874 | 0 | 0 | 0 | Fail TRC
[11 empty] | Commercial | LED Display Lighting (Exterior) | N | Institutional | Turnover | 7.8308 | 0.6378 | 12.2779 | 0 | 0 | 0 | Fail RIM | Industrial | Motor Optimization | N | Construction | Existing | 1.1177 | 0.75638 | 1.4777 | 0.05726 | 0.055748 | 0.42522 | Commercial | High Efficiency Data Center Cooling | N | Assembly | Turnover | 0.60641 | 0.68765 | 0.88187 | 0 | 0 | 0 | Fail TRC
[11 empty] | Commercial | LED Display Lighting (Exterior) | N | Lodging/Hospitality | Turnover | 7.8308 | 0.6378 | 12.2779 | 0 | 0 | 0 | Fail RIM | Industrial | Motor Optimization | N | Construction | New | 1.1177 | 0.75638 | 1.4777 | 0 | 0 | 0 | Commercial | High Efficiency Data Center Cooling | N | College and University | Turnover | 0.60641 | 0.68765 | 0.88187 | 0 | 0 | 0 | Fail TRC
[11 empty] | Commercial | LED Display Lighting (Exterior) | N | Miscellaneous | Turnover | 7.8308 | 0.6378 | 12.2779 | 0 | 0 | 0 | Fail RIM | Industrial | Pump Equipment Upgrade | N | Construction | New | 5.5882 | 0.79498 | 7.0294 | 0.0040989 | 0.0039906 | 0.030438 | Commercial | High Efficiency Data Center Cooling | N | Grocery | Turnover | 0.60641 | 0.68765 | 0.88187 | 0 | 0 | 0 | Fail TRC
[11 empty] | Commercial | LED Display Lighting (Exterior) | N | Offices | Turnover | 7.8308 | 0.6378 | 12.2779 | 0 | 0 | 0 | Fail RIM | Industrial | Pump Equipment Upgrade | N | Construction | Turnover | 5.5882 | 0.79498 | 7.0294 | 0.24067 | 0.23432 | 1.7873 | Commercial | High Efficiency Data Center Cooling | N | Healthcare | Turnover | 0.60641 | 0.68765 | 0.88187 | 0 | 0 | 0 | Fail TRC
[11 empty] | Commercial | LED Display Lighting (Exterior) | N | Restaurants | Turnover | 7.8308 | 0.6378 | 12.2779 | 0 | 0 | 0 | Fail RIM | Industrial | Process Refrig Equipment Upgrade | N | Construction | New | 2.4675 | 0.7526 | 3.2787 | 0.001033 | 0.0010075 | 0.0075031 | Commercial | High Efficiency Data Center Cooling | N | Hospitals | Turnover | 0.60641 | 0.68765 | 0.88187 | 0 | 0 | 0 | Fail TRC
[11 empty] | Commercial | LED Display Lighting (Exterior) | N | Retail | Turnover | 7.8308 | 0.6378 | 12.2779 | 0 | 0 | 0 | Fail RIM | Industrial | Process Refrig Equipment Upgrade | N | Construction | Turnover | 2.4675 | 0.7526 | 3.2787 | 0.060653 | 0.059158 | 0.44056 | Commercial | High Efficiency Data Center Cooling | N | Institutional | Turnover | 0.60641 | 0.68765 | 0.88187 | 0 | 0 | 0 | Fail TRC
[11 empty] | Commercial | LED Display Lighting (Exterior) | N | Schools K-12 | Turnover | 7.8308 | 0.6378 | 12.2779 | 0 | 0 | 0 | Fail RIM | Industrial | Lighting Controls - Exterior | N | Electrical and Electronic Equip. | Existing | 3.5544 | 1.0174 | 3.4936 | 0 | 0 | 0.056104 | Commercial | High Efficiency Data Center Cooling | N | Lodging/Hospitality | Turnover | 0.60641 | 0.68765 | 0.88187 | 0 | 0 | 0 | Fail TRC
[11 empty] | Commercial | LED Display Lighting (Exterior) | N | Warehouse | Turnover | 7.8308 | 0.6378 | 12.2779 | 0 | 0 | 0 | Fail RIM | Industrial | Lighting Controls - Exterior | N | Electrical and Electronic Equip. | New | 3.5544 | 1.0174 | 3.4936 | 0 | 0 | 0.00095549 | Commercial | High Efficiency Data Center Cooling | N | Miscellaneous | Turnover | 0.60641 | 0.68765 | 0.88187 | 0 | 0 | 0 | Fail TRC
[11 empty] | Commercial | LED Display Lighting (Exterior) | N | Assembly | New | 7.8308 | 0.6378 | 12.2779 | 0 | 0 | 0 | Fail RIM | Industrial | Building Envelope Improvements | N | Electrical and Electronic Equip. | Existing | 4.2879 | 0.78532 | 5.4601 | 0.11581 | 0.113 | 0.81295 | Commercial | High Efficiency Data Center Cooling | N | Offices | Turnover | 0.60641 | 0.68765 | 0.88187 | 0 | 0 | 0 | Fail TRC
[11 empty] | Commercial | LED Display Lighting (Exterior) | N | College and University | New | 7.8308 | 0.6378 | 12.2779 | 0 | 0 | 0 | Fail RIM | Industrial | Building Envelope Improvements | N | Electrical and Electronic Equip. | New | 4.2879 | 0.78532 | 5.4601 | 0.0019723 | 0.0019244 | 0.013845 | Commercial | High Efficiency Data Center Cooling | N | Restaurants | Turnover | 0.60641 | 0.68765 | 0.88187 | 0 | 0 | 0 | Fail TRC
[11 empty] | Commercial | LED Display Lighting (Exterior) | N | Grocery | New | 7.8308 | 0.6378 | 12.2779 | 0 | 0 | 0 | Fail RIM | Industrial | HVAC Equipment Upgrades | N | Electrical and Electronic Equip. | New | 7.0329 | 0.80388 | 8.7487 | 0.0018382 | 0.0017936 | 0.012904 | Commercial | High Efficiency Data Center Cooling | N | Retail | Turnover | 0.60641 | 0.68765 | 0.88187 | 0 | 0 | 0 | Fail TRC
[11 empty] | Commercial | LED Display Lighting (Exterior) | N | Healthcare | New | 7.8308 | 0.6378 | 12.2779 | 0 | 0 | 0 | Fail RIM | Industrial | HVAC Equipment Upgrades | N | Electrical and Electronic Equip. | Turnover | 7.0329 | 0.80388 | 8.7487 | 0.10794 | 0.10532 | 0.7577 | Commercial | High Efficiency Data Center Cooling | N | Schools K-12 | Turnover | 0.60641 | 0.68765 | 0.88187 | 0 | 0 | 0 | Fail TRC
[11 empty] | Commercial | LED Display Lighting (Exterior) | N | Hospitals | New | 7.8308 | 0.6378 | 12.2779 | 0 | 0 | 0 | Fail RIM | Industrial | HVAC Improved Controls | N | Electrical and Electronic Equip. | Existing | 5.4834 | 0.78532 | 6.9825 | 0.046578 | 0.045448 | 0.32697 | Commercial | High Efficiency Data Center Cooling | N | Warehouse | Turnover | 0.60641 | 0.68765 | 0.88187 | 0 | 0 | 0 | Fail TRC
[11 empty] | Commercial | LED Display Lighting (Exterior) | N | Institutional | New | 7.8308 | 0.6378 | 12.2779 | 0 | 0 | 0 | Fail RIM | Industrial | HVAC Improved Controls | N | Electrical and Electronic Equip. | New | 5.4834 | 0.78532 | 6.9825 | 0.00079326 | 0.00077401 | 0.0055685 | Commercial | High Efficiency Data Center Cooling | N | Assembly | New | 0.60641 | 0.68765 | 0.88187 | 0 | 0 | 0 | Fail TRC
[11 empty] | Commercial | LED Display Lighting (Exterior) | N | Lodging/Hospitality | New | 7.8308 | 0.6378 | 12.2779 | 0 | 0 | 0 | Fail RIM | Industrial | Efficient Lighting - High Bay | N | Electrical and Electronic Equip. | New | 3.1741 | 0.77608 | 4.0899 | 0.0023268 | 0.0022617 | 0.016301 | Commercial | High Efficiency Data Center Cooling | N | College and University | New | 0.60641 | 0.68765 | 0.88187 | 0 | 0 | 0 | Fail TRC
[11 empty] | Commercial | LED Display Lighting (Exterior) | N | Miscellaneous | New | 7.8308 | 0.6378 | 12.2779 | 0 | 0 | 0 | Fail RIM | Industrial | Efficient Lighting - High Bay | N | Electrical and Electronic Equip. | Turnover | 3.1741 | 0.77608 | 4.0899 | 0.13662 | 0.1328 | 0.95716 | Commercial | High Efficiency Data Center Cooling | N | Grocery | New | 0.60641 | 0.68765 | 0.88187 | 0 | 0 | 0 | Fail TRC
[11 empty] | Commercial | LED Display Lighting (Exterior) | N | Offices | New | 7.8308 | 0.6378 | 12.2779 | 0 | 0 | 0 | Fail RIM | Industrial | Efficient Lighting - Other Interior Lighting | N | Electrical and Electronic Equip. | New | 1.8113 | 0.78153 | 2.3177 | 0.0042319 | 0.0041135 | 0.029648 | Commercial | High Efficiency Data Center Cooling | N | Healthcare | New | 0.60641 | 0.68765 | 0.88187 | 0 | 0 | 0 | Fail TRC
[11 empty] | Commercial | LED Display Lighting (Exterior) | N | Restaurants | New | 7.8308 | 0.6378 | 12.2779 | 0 | 0 | 0 | Fail RIM | Industrial | Efficient Lighting - Other Interior Lighting | N | Electrical and Electronic Equip. | Turnover | 1.8113 | 0.78153 | 2.3177 | 0.34388 | 0.33426 | 2.4092 | Commercial | High Efficiency Data Center Cooling | N | Hospitals | New | 0.60641 | 0.68765 | 0.88187 | 0 | 0 | 0 | Fail TRC
[11 empty] | Commercial | LED Display Lighting (Exterior) | N | Retail | New | 7.8308 | 0.6378 | 12.2779 | 0 | 0 | 0 | Fail RIM | Industrial | Lighting Controls | N | Electrical and Electronic Equip. | Existing | 3.532 | 0.74597 | 4.7347 | 0.067278 | 0.065396 | 0.47134 | Commercial | High Efficiency Data Center Cooling | N | Institutional | New | 0.60641 | 0.68765 | 0.88187 | 0 | 0 | 0 | Fail TRC
[11 empty] | Commercial | LED Display Lighting (Exterior) | N | Schools K-12 | New | 7.8308 | 0.6378 | 12.2779 | 0 | 0 | 0 | Fail RIM | Industrial | Lighting Controls | N | Electrical and Electronic Equip. | New | 3.532 | 0.74597 | 4.7347 | 0.0011458 | 0.0011137 | 0.0080273 | Commercial | High Efficiency Data Center Cooling | N | Lodging/Hospitality | New | 0.60641 | 0.68765 | 0.88187 | 0 | 0 | 0 | Fail TRC
[11 empty] | Commercial | LED Display Lighting (Exterior) | N | Warehouse | New | 7.8308 | 0.6378 | 12.2779 | 0 | 0 | 0 | Fail RIM | Industrial | Motor Equipment Upgrades | N | Electrical and Electronic Equip. | New | 3.1006 | 0.75638 | 4.0993 | 0.00036108 | 0.00035154 | 0.0026814 | Commercial | High Efficiency Data Center Cooling | N | Miscellaneous | New | 0.60641 | 0.68765 | 0.88187 | 0 | 0 | 0 | Fail TRC
[11 empty] | Commercial | LED Exterior Lighting | N | Assembly | Turnover | 1.705 | 0.63049 | 2.7043 | 0 | 0 | 0 | Fail RIM | Industrial | Motor Equipment Upgrades | N | Electrical and Electronic Equip. | Turnover | 3.1006 | 0.75638 | 4.0993 | 0.021202 | 0.020642 | 0.15744 | Commercial | High Efficiency Data Center Cooling | N | Offices | New | 0.60641 | 0.68765 | 0.88187 | 0 | 0 | 0 | Fail TRC
[11 empty] | Commercial | LED Exterior Lighting | N | College and University | Turnover | 1.705 | 0.63049 | 2.7043 | 0 | 0 | 0 | Fail RIM | Industrial | Process Other Systems Optimization | N | Electrical and Electronic Equip. | Existing | 2.379 | 0.73341 | 3.2438 | 0.012773 | 0.012458 | 0.092777 | Commercial | High Efficiency Data Center Cooling | N | Restaurants | New | 0.60641 | 0.68765 | 0.88187 | 0 | 0 | 0 | Fail TRC
[11 empty] | Commercial | LED Exterior Lighting | N | Grocery | Turnover | 1.705 | 0.63049 | 2.7043 | 0 | 0 | 0 | Fail RIM | Industrial | Process Other Systems Optimization | N | Electrical and Electronic Equip. | New | 2.379 | 0.73341 | 3.2438 | 0.00021753 | 0.00021217 | 0.0015801 | Commercial | High Efficiency Data Center Cooling | N | Retail | New | 0.60641 | 0.68765 | 0.88187 | 0 | 0 | 0 | Fail TRC
[11 empty] | Commercial | LED Exterior Lighting | N | Healthcare | Turnover | 1.705 | 0.63049 | 2.7043 | 0 | 0 | 0 | Fail RIM | Industrial | Compressed Air Equipment | N | Lumber/Furniture/Pulp/Paper | New | 5.1121 | 0.79498 | 6.4305 | 0.011985 | 0.011668 | 0.089 | Commercial | High Efficiency Data Center Cooling | N | Schools K-12 | New | 0.60641 | 0.68765 | 0.88187 | 0 | 0 | 0 | Fail TRC
[11 empty] | Commercial | LED Exterior Lighting | N | Hospitals | Turnover | 1.705 | 0.63049 | 2.7043 | 0 | 0 | 0 | Fail RIM | Industrial | Compressed Air Equipment | N | Lumber/Furniture/Pulp/Paper | Turnover | 5.1121 | 0.79498 | 6.4305 | 0.70372 | 0.68513 | 5.2259 | Commercial | High Efficiency Data Center Cooling | N | Warehouse | New | 0.60641 | 0.68765 | 0.88187 | 0 | 0 | 0 | Fail TRC
[11 empty] | Commercial | LED Exterior Lighting | N | Institutional | Turnover | 1.705 | 0.63049 | 2.7043 | 0 | 0 | 0 | Fail RIM | Industrial | Plant Energy Management | N | Lumber/Furniture/Pulp/Paper | Existing | 4.4264 | 0.75751 | 5.8434 | 2.2948 | 2.2403 | 16.9317 | Commercial | High Efficiency DX 135k- less than 240k BTU | N | Assembly | Turnover | 0.34383 | 0.69421 | 0.49529 | 0 | 0 | 0 | Fail TRC
[11 empty] | Commercial | LED Exterior Lighting | N | Lodging/Hospitality | Turnover | 1.705 | 0.63049 | 2.7043 | 0 | 0 | 0 | Fail RIM | Industrial | Plant Energy Management | N | Lumber/Furniture/Pulp/Paper | New | 4.4264 | 0.75751 | 5.8434 | 0.039083 | 0.038153 | 0.28836 | Commercial | High Efficiency DX 135k- less than 240k BTU | N | College and University | Turnover | 0.38145 | 0.69421 | 0.54948 | 0 | 0 | 0 | Fail TRC
[11 empty] | Commercial | LED Exterior Lighting | N | Miscellaneous | Turnover | 1.705 | 0.63049 | 2.7043 | 0 | 0 | 0 | Fail RIM | Industrial | Lighting Controls - Exterior | N | Lumber/Furniture/Pulp/Paper | Existing | 2.9427 | 1.0174 | 2.8924 | 0 | 0 | 0.06785 | Commercial | High Efficiency DX 135k- less than 240k BTU | N | Grocery | Turnover | 0.18994 | 0.69421 | 0.2736 | 0 | 0 | 0 | Fail TRC
[11 empty] | Commercial | LED Exterior Lighting | N | Offices | Turnover | 1.705 | 0.63049 | 2.7043 | 0 | 0 | 0 | Fail RIM | Industrial | Lighting Controls - Exterior | N | Lumber/Furniture/Pulp/Paper | New | 2.9427 | 1.0174 | 2.8924 | 0 | 0 | 0.0011555 | Commercial | High Efficiency DX 135k- less than 240k BTU | N | Healthcare | Turnover | 0.74817 | 0.69421 | 1.0777 | 0 | 0 | 0 | Fail TRC
[11 empty] | Commercial | LED Exterior Lighting | N | Restaurants | Turnover | 1.705 | 0.63049 | 2.7043 | 0 | 0 | 0 | Fail RIM | Industrial | HVAC Equipment Upgrades | N | Lumber/Furniture/Pulp/Paper | New | 7.0329 | 0.80388 | 8.7487 | 0.00029225 | 0.00028516 | 0.0020515 | Commercial | High Efficiency DX 135k- less than 240k BTU | N | Hospitals | Turnover | 0.70871 | 0.69421 | 1.0209 | 0 | 0 | 0 | Fail TRC
[11 empty] | Commercial | LED Exterior Lighting | N | Retail | Turnover | 1.705 | 0.63049 | 2.7043 | 0 | 0 | 0 | Fail RIM | Industrial | HVAC Equipment Upgrades | N | Lumber/Furniture/Pulp/Paper | Turnover | 7.0329 | 0.80388 | 8.7487 | 0.01716 | 0.016744 | 0.12046 | Commercial | High Efficiency DX 135k- less than 240k BTU | N | Institutional | Turnover | 0.18573 | 0.69421 | 0.26754 | 0 | 0 | 0 | Fail TRC
[11 empty] | Commercial | LED Exterior Lighting | N | Schools K-12 | Turnover | 1.705 | 0.63049 | 2.7043 | 0 | 0 | 0 | Fail RIM | Industrial | Efficient Lighting - High Bay | N | Lumber/Furniture/Pulp/Paper | New | 3.1741 | 0.77608 | 4.0899 | 0.0029481 | 0.0028657 | 0.020654 | Commercial | High Efficiency DX 135k- less than 240k BTU | N | Lodging/Hospitality | Turnover | 0.56797 | 0.69421 | 0.81816 | 0 | 0 | 0 | Fail TRC
[11 empty] | Commercial | LED Exterior Lighting | N | Warehouse | Turnover | 1.705 | 0.63049 | 2.7043 | 0 | 0 | 0 | Fail RIM | Industrial | Efficient Lighting - High Bay | N | Lumber/Furniture/Pulp/Paper | Turnover | 3.1741 | 0.77608 | 4.0899 | 0.17311 | 0.16826 | 1.2128 | Commercial | High Efficiency DX 135k- less than 240k BTU | N | Miscellaneous | Turnover | 0.19204 | 0.69421 | 0.27663 | 0 | 0 | 0 | Fail TRC
[11 empty] | Commercial | LED Exterior Lighting | N | Assembly | New | 1.705 | 0.63049 | 2.7043 | 0 | 0 | 0 | Fail RIM | Industrial | Efficient Lighting - Other Interior Lighting | N | Lumber/Furniture/Pulp/Paper | New | 1.8113 | 0.78153 | 2.3177 | 0.00408 | 0.0039659 | 0.028584 | Commercial | High Efficiency DX 135k- less than 240k BTU | N | Offices | Turnover | 0.38698 | 0.69421 | 0.55744 | 0 | 0 | 0 | Fail TRC
[11 empty] | Commercial | LED Exterior Lighting | N | College and University | New | 1.705 | 0.63049 | 2.7043 | 0 | 0 | 0 | Fail RIM | Industrial | Efficient Lighting - Other Interior Lighting | N | Lumber/Furniture/Pulp/Paper | Turnover | 1.8113 | 0.78153 | 2.3177 | 0.23957 | 0.23287 | 1.6784 | Commercial | High Efficiency DX 135k- less than 240k BTU | N | Restaurants | Turnover | 0.55718 | 0.69421 | 0.80262 | 0 | 0 | 0 | Fail TRC
[11 empty] | Commercial | LED Exterior Lighting | N | Grocery | New | 1.705 | 0.63049 | 2.7043 | 0 | 0 | 0 | Fail RIM | Industrial | Lighting Controls | N | Lumber/Furniture/Pulp/Paper | Existing | 2.9242 | 0.74597 | 3.92 | 0.096523 | 0.093823 | 0.67623 | Commercial | High Efficiency DX 135k- less than 240k BTU | N | Retail | Turnover | 0.4367 | 0.69421 | 0.62906 | 0 | 0 | 0 | Fail TRC
[11 empty] | Commercial | LED Exterior Lighting | N | Healthcare | New | 1.705 | 0.63049 | 2.7043 | 0 | 0 | 0 | Fail RIM | Industrial | Lighting Controls | N | Lumber/Furniture/Pulp/Paper | New | 2.9242 | 0.74597 | 3.92 | 0.0016439 | 0.0015979 | 0.011517 | Commercial | High Efficiency DX 135k- less than 240k BTU | N | Schools K-12 | Turnover | 0.37961 | 0.69421 | 0.54683 | 0 | 0 | 0 | Fail TRC
[11 empty] | Commercial | LED Exterior Lighting | N | Hospitals | New | 1.705 | 0.63049 | 2.7043 | 0 | 0 | 0 | Fail RIM | Industrial | Fan Equipment Upgrades | N | Lumber/Furniture/Pulp/Paper | New | 3.214 | 0.79498 | 4.0429 | 0.0083008 | 0.0080815 | 0.061642 | Commercial | High Efficiency DX 135k- less than 240k BTU | N | Warehouse | Turnover | 0.083393 | 0.69421 | 0.12013 | 0 | 0 | 0 | Fail TRC
[11 empty] | Commercial | LED Exterior Lighting | N | Institutional | New | 1.705 | 0.63049 | 2.7043 | 0 | 0 | 0 | Fail RIM | Industrial | Fan Equipment Upgrades | N | Lumber/Furniture/Pulp/Paper | Turnover | 3.214 | 0.79498 | 4.0429 | 0.4874 | 0.47453 | 3.6195 | Commercial | High Efficiency DX 135k- less than 240k BTU | N | Assembly | New | 0.34383 | 0.69421 | 0.49529 | 0 | 0 | 0 | Fail TRC
[11 empty] | Commercial | LED Exterior Lighting | N | Lodging/Hospitality | New | 1.705 | 0.63049 | 2.7043 | 0 | 0 | 0 | Fail RIM | Industrial | Pump Equipment Upgrade | N | Lumber/Furniture/Pulp/Paper | New | 2.3542 | 0.79498 | 2.9613 | 0.0091829 | 0.0089403 | 0.068192 | Commercial | High Efficiency DX 135k- less than 240k BTU | N | College and University | New | 0.38145 | 0.69421 | 0.54948 | 0 | 0 | 0 | Fail TRC
[11 empty] | Commercial | LED Exterior Lighting | N | Miscellaneous | New | 1.705 | 0.63049 | 2.7043 | 0 | 0 | 0 | Fail RIM | Industrial | Pump Equipment Upgrade | N | Lumber/Furniture/Pulp/Paper | Turnover | 2.3542 | 0.79498 | 2.9613 | 0.53919 | 0.52495 | 4.0041 | Commercial | High Efficiency DX 135k- less than 240k BTU | N | Grocery | New | 0.18994 | 0.69421 | 0.2736 | 0 | 0 | 0 | Fail TRC
[11 empty] | Commercial | LED Exterior Lighting | N | Offices | New | 1.705 | 0.63049 | 2.7043 | 0 | 0 | 0 | Fail RIM | Industrial | Pump System Optimization | N | Lumber/Furniture/Pulp/Paper | Existing | 2.0145 | 0.75638 | 2.6634 | 0.64292 | 0.62594 | 4.7744 | Commercial | High Efficiency DX 135k- less than 240k BTU | N | Healthcare | New | 0.74817 | 0.69421 | 1.0777 | 0 | 0 | 0 | Fail TRC
[11 empty] | Commercial | LED Exterior Lighting | N | Restaurants | New | 1.705 | 0.63049 | 2.7043 | 0 | 0 | 0 | Fail RIM | Industrial | Pump System Optimization | N | Lumber/Furniture/Pulp/Paper | New | 2.0145 | 0.75638 | 2.6634 | 0.010949 | 0.01066 | 0.081311 | Commercial | High Efficiency DX 135k- less than 240k BTU | N | Hospitals | New | 0.70871 | 0.69421 | 1.0209 | 0 | 0 | 0 | Fail TRC
[11 empty] | Commercial | LED Exterior Lighting | N | Retail | New | 1.705 | 0.63049 | 2.7043 | 0 | 0 | 0 | Fail RIM | Industrial | Process Refrig Equipment Upgrade | N | Lumber/Furniture/Pulp/Paper | New | 2.1308 | 0.7526 | 2.8313 | 8.1137e-05 | 7.9136e-05 | 0.00058935 | Commercial | High Efficiency DX 135k- less than 240k BTU | N | Institutional | New | 0.18573 | 0.69421 | 0.26754 | 0 | 0 | 0 | Fail TRC
[11 empty] | Commercial | LED Exterior Lighting | N | Schools K-12 | New | 1.705 | 0.63049 | 2.7043 | 0 | 0 | 0 | Fail RIM | Industrial | Process Refrig Equipment Upgrade | N | Lumber/Furniture/Pulp/Paper | Turnover | 2.1308 | 0.7526 | 2.8313 | 0.0047641 | 0.0046467 | 0.034605 | Commercial | High Efficiency DX 135k- less than 240k BTU | N | Lodging/Hospitality | New | 0.56797 | 0.69421 | 0.81816 | 0 | 0 | 0 | Fail TRC
[11 empty] | Commercial | LED Exterior Lighting | N | Warehouse | New | 1.705 | 0.63049 | 2.7043 | 0 | 0 | 0 | Fail RIM | Industrial | Process Other Systems Optimization | N | Lumber/Furniture/Pulp/Paper | Existing | 2.4181 | 0.73341 | 3.2971 | 0.0038326 | 0.0037381 | 0.027839 | Commercial | High Efficiency DX 135k- less than 240k BTU | N | Miscellaneous | New | 0.19204 | 0.69421 | 0.27663 | 0 | 0 | 0 | Fail TRC
[11 empty] | Commercial | LED Parking Lighting | N | Assembly | Turnover | 17.6507 | 0.64856 | 27.2155 | 0 | 0 | 0 | Fail RIM | Industrial | Process Other Systems Optimization | N | Lumber/Furniture/Pulp/Paper | New | 2.4181 | 0.73341 | 3.2971 | 6.5272e-05 | 6.3663e-05 | 0.00047411 | Commercial | High Efficiency DX 135k- less than 240k BTU | N | Offices | New | 0.38698 | 0.69421 | 0.55744 | 0 | 0 | 0 | Fail TRC
[11 empty] | Commercial | LED Parking Lighting | N | College and University | Turnover | 17.6507 | 0.64856 | 27.2155 | 0 | 0 | 0 | Fail RIM | Industrial | Lighting Controls - Exterior | N | Metal Products and Machinery | Existing | 3.2265 | 1.0174 | 3.1714 | 0 | 0 | 0.14748 | Commercial | High Efficiency DX 135k- less than 240k BTU | N | Restaurants | New | 0.55718 | 0.69421 | 0.80262 | 0 | 0 | 0 | Fail TRC
[11 empty] | Commercial | LED Parking Lighting | N | Grocery | Turnover | 17.6507 | 0.64856 | 27.2155 | 0 | 0 | 0 | Fail RIM | Industrial | Lighting Controls - Exterior | N | Metal Products and Machinery | New | 3.2265 | 1.0174 | 3.1714 | 0 | 0 | 0.0025118 | Commercial | High Efficiency DX 135k- less than 240k BTU | N | Retail | New | 0.4367 | 0.69421 | 0.62906 | 0 | 0 | 0 | Fail TRC
[11 empty] | Commercial | LED Parking Lighting | N | Healthcare | Turnover | 17.6507 | 0.64856 | 27.2155 | 0 | 0 | 0 | Fail RIM | Industrial | Building Envelope Improvements | N | Metal Products and Machinery | Existing | 5.7838 | 0.78532 | 7.365 | 0.30659 | 0.29916 | 2.1522 | Commercial | High Efficiency DX 135k- less than 240k BTU | N | Schools K-12 | New | 0.37961 | 0.69421 | 0.54683 | 0 | 0 | 0 | Fail TRC
[11 empty] | Commercial | LED Parking Lighting | N | Hospitals | Turnover | 17.6507 | 0.64856 | 27.2155 | 0 | 0 | 0 | Fail RIM | Industrial | Building Envelope Improvements | N | Metal Products and Machinery | New | 5.7838 | 0.78532 | 7.365 | 0.0052215 | 0.0050948 | 0.036654 | Commercial | High Efficiency DX 135k- less than 240k BTU | N | Warehouse | New | 0.083393 | 0.69421 | 0.12013 | 0 | 0 | 0 | Fail TRC
[11 empty] | Commercial | LED Parking Lighting | N | Institutional | Turnover | 17.6507 | 0.64856 | 27.2155 | 0 | 0 | 0 | Fail RIM | Industrial | HVAC Equipment Upgrades | N | Metal Products and Machinery | New | 5.892 | 0.80388 | 7.3295 | 0.0058833 | 0.0057406 | 0.0413 | Commercial | High Efficiency PTAC | N | Healthcare | Turnover | 8.4788 | 0.70496 | 12.0274 | 0 | 0 | 0 | Fail 2-year Threshold
[11 empty] | Commercial | LED Parking Lighting | N | Lodging/Hospitality | Turnover | 17.6507 | 0.64856 | 27.2155 | 0 | 0 | 0 | Fail RIM | Industrial | HVAC Equipment Upgrades | N | Metal Products and Machinery | Turnover | 5.892 | 0.80388 | 7.3295 | 0.34545 | 0.33707 | 2.425 | Commercial | High Efficiency PTAC | N | Hospitals | Turnover | 7.4084 | 0.66652 | 11.1151 | 0 | 0 | 0 | Fail 2-year Threshold
[11 empty] | Commercial | LED Parking Lighting | N | Miscellaneous | Turnover | 17.6507 | 0.64856 | 27.2155 | 0 | 0 | 0 | Fail RIM | Industrial | Efficient Lighting - High Bay | N | Metal Products and Machinery | New | 3.1741 | 0.77608 | 4.0899 | 0.012923 | 0.012561 | 0.090535 | Commercial | High Efficiency PTAC | N | Lodging/Hospitality | Turnover | 6.4366 | 0.70496 | 9.1305 | 0 | 0 | 0 | Fail 2-year Threshold
[11 empty] | Commercial | LED Parking Lighting | N | Offices | Turnover | 17.6507 | 0.64856 | 27.2155 | 0 | 0 | 0 | Fail RIM | Industrial | Efficient Lighting - High Bay | N | Metal Products and Machinery | Turnover | 3.1741 | 0.77608 | 4.0899 | 0.75878 | 0.73756 | 5.316 | Commercial | High Efficiency PTAC | N | Restaurants | Turnover | 6.3144 | 0.70496 | 8.9571 | 0 | 0 | 0 | Fail 2-year Threshold
[11 empty] | Commercial | LED Parking Lighting | N | Restaurants | Turnover | 17.6507 | 0.64856 | 27.2155 | 0 | 0 | 0 | Fail RIM | Industrial | Efficient Lighting - Other Interior Lighting | N | Metal Products and Machinery | New | 1.8113 | 0.78153 | 2.3177 | 0.0052321 | 0.0050857 | 0.036655 | Commercial | High Efficiency PTAC | N | Retail | Turnover | 4.949 | 0.70496 | 7.0202 | 0 | 0 | 0 | Fail 2-year Threshold
[11 empty] | Commercial | LED Parking Lighting | N | Retail | Turnover | 17.6507 | 0.64856 | 27.2155 | 0 | 0 | 0 | Fail RIM | Industrial | Efficient Lighting - Other Interior Lighting | N | Metal Products and Machinery | Turnover | 1.8113 | 0.78153 | 2.3177 | 0.6401 | 0.62219 | 4.4844 | Commercial | High Efficiency PTAC | N | Warehouse | Turnover | 0.94507 | 0.70496 | 1.3406 | 0 | 0 | 0 | Fail TRC
[11 empty] | Commercial | LED Parking Lighting | N | Schools K-12 | Turnover | 17.6507 | 0.64856 | 27.2155 | 0 | 0 | 0 | Fail RIM | Industrial | Lighting Controls | N | Metal Products and Machinery | Existing | 3.2062 | 0.74597 | 4.298 | 0.22727 | 0.22091 | 1.5922 | Commercial | High Efficiency PTAC | N | Healthcare | New | 8.4788 | 0.70496 | 12.0274 | 0 | 0 | 0 | Fail 2-year Threshold
[11 empty] | Commercial | LED Parking Lighting | N | Warehouse | Turnover | 17.6507 | 0.64856 | 27.2155 | 0 | 0 | 0 | Fail RIM | Industrial | Lighting Controls | N | Metal Products and Machinery | New | 3.2062 | 0.74597 | 4.298 | 0.0038706 | 0.0037623 | 0.027117 | Commercial | High Efficiency PTAC | N | Hospitals | New | 7.4084 | 0.66652 | 11.1151 | 0 | 0 | 0 | Fail 2-year Threshold
[11 empty] | Commercial | LED Parking Lighting | N | Assembly | New | 17.6507 | 0.64856 | 27.2155 | 0 | 0 | 0 | Fail RIM | Industrial | Fan Equipment Upgrades | N | Metal Products and Machinery | New | 5.0648 | 0.79498 | 6.371 | 0.0032005 | 0.0031159 | 0.023767 | Commercial | High Efficiency PTAC | N | Lodging/Hospitality | New | 6.4366 | 0.70496 | 9.1305 | 0 | 0 | 0 | Fail 2-year Threshold
[11 empty] | Commercial | LED Parking Lighting | N | College and University | New | 17.6507 | 0.64856 | 27.2155 | 0 | 0 | 0 | Fail RIM | Industrial | Fan Equipment Upgrades | N | Metal Products and Machinery | Turnover | 5.0648 | 0.79498 | 6.371 | 0.18792 | 0.18296 | 1.3955 | Commercial | High Efficiency PTAC | N | Restaurants | New | 6.3144 | 0.70496 | 8.9571 | 0 | 0 | 0 | Fail 2-year Threshold
[11 empty] | Commercial | LED Parking Lighting | N | Grocery | New | 17.6507 | 0.64856 | 27.2155 | 0 | 0 | 0 | Fail RIM | Industrial | Motor Equipment Upgrades | N | Metal Products and Machinery | New | 2.7831 | 0.75638 | 3.6795 | 0.00064946 | 0.00063231 | 0.004823 | Commercial | High Efficiency PTAC | N | Retail | New | 4.949 | 0.70496 | 7.0202 | 0 | 0 | 0 | Fail 2-year Threshold
[11 empty] | Commercial | LED Parking Lighting | N | Healthcare | New | 17.6507 | 0.64856 | 27.2155 | 0 | 0 | 0 | Fail RIM | Industrial | Motor Equipment Upgrades | N | Metal Products and Machinery | Turnover | 2.7831 | 0.75638 | 3.6795 | 0.044395 | 0.043222 | 0.32968 | Commercial | High Efficiency PTAC | N | Warehouse | New | 0.94507 | 0.70496 | 1.3406 | 0 | 0 | 0 | Fail TRC
[11 empty] | Commercial | LED Parking Lighting | N | Hospitals | New | 17.6507 | 0.64856 | 27.2155 | 0 | 0 | 0 | Fail RIM | Industrial | Pump Equipment Upgrade | N | Metal Products and Machinery | New | 5.0648 | 0.79498 | 6.371 | 0.0052685 | 0.0051294 | 0.039124 | Commercial | High Efficiency PTHP | N | Healthcare | Turnover | 8.7114 | 0.70494 | 12.3576 | 0 | 0 | 0 | Fail 2-year Threshold
[11 empty] | Commercial | LED Parking Lighting | N | Institutional | New | 17.6507 | 0.64856 | 27.2155 | 0 | 0 | 0 | Fail RIM | Industrial | Pump Equipment Upgrade | N | Metal Products and Machinery | Turnover | 5.0648 | 0.79498 | 6.371 | 0.30935 | 0.30118 | 2.2973 | Commercial | High Efficiency PTHP | N | Hospitals | Turnover | 7.6504 | 0.66639 | 11.4804 | 0 | 0 | 0 | Fail 2-year Threshold
[11 empty] | Commercial | LED Parking Lighting | N | Lodging/Hospitality | New | 17.6507 | 0.64856 | 27.2155 | 0 | 0 | 0 | Fail RIM | Industrial | Process Refrig Controls | N | Metal Products and Machinery | Existing | 1.2518 | 0.79136 | 1.5819 | 0.013841 | 0.0135 | 0.10054 | Commercial | High Efficiency PTHP | N | Lodging/Hospitality | Turnover | 6.5932 | 0.70494 | 9.3529 | 0 | 0 | 0 | Fail 2-year Threshold
[11 empty] | Commercial | LED Parking Lighting | N | Miscellaneous | New | 17.6507 | 0.64856 | 27.2155 | 0 | 0 | 0 | Fail RIM | Industrial | Process Refrig Controls | N | Metal Products and Machinery | New | 1.2518 | 0.79136 | 1.5819 | 0.00023573 | 0.00022992 | 0.0017123 | Commercial | High Efficiency PTHP | N | Restaurants | Turnover | 6.8619 | 0.70494 | 9.7341 | 0 | 0 | 0 | Fail 2-year Threshold
[11 empty] | Commercial | LED Parking Lighting | N | Offices | New | 17.6507 | 0.64856 | 27.2155 | 0 | 0 | 0 | Fail RIM | Industrial | Process Refrig Equipment Upgrade | N | Metal Products and Machinery | New | 2.6082 | 0.7526 | 3.4655 | 0.00093648 | 0.00091339 | 0.0068022 | Commercial | High Efficiency PTHP | N | Retail | Turnover | 5.2922 | 0.70494 | 7.5073 | 0 | 0 | 0 | Fail 2-year Threshold
[11 empty] | Commercial | LED Parking Lighting | N | Restaurants | New | 17.6507 | 0.64856 | 27.2155 | 0 | 0 | 0 | Fail RIM | Industrial | Process Refrig Equipment Upgrade | N | Metal Products and Machinery | Turnover | 2.6082 | 0.7526 | 3.4655 | 0.054987 | 0.053632 | 0.39941 | Commercial | High Efficiency PTHP | N | Schools K-12 | Turnover | 4.6179 | 0.70494 | 6.5508 | 0 | 0 | 0 | Fail 2-year Threshold
[11 empty] | Commercial | LED Parking Lighting | N | Retail | New | 17.6507 | 0.64856 | 27.2155 | 0 | 0 | 0 | Fail RIM | Industrial | Process Other Systems Optimization | N | Metal Products and Machinery | Existing | 1.6071 | 0.73341 | 2.1913 | 0.4129 | 0.40272 | 2.9992 | Commercial | High Efficiency PTHP | N | Healthcare | New | 8.7114 | 0.70494 | 12.3576 | 0 | 0 | 0 | Fail 2-year Threshold
[11 empty] | Commercial | LED Parking Lighting | N | Schools K-12 | New | 17.6507 | 0.64856 | 27.2155 | 0 | 0 | 0 | Fail RIM | Industrial | Process Other Systems Optimization | N | Metal Products and Machinery | New | 1.6071 | 0.73341 | 2.1913 | 0.007032 | 0.0068587 | 0.051078 | Commercial | High Efficiency PTHP | N | Hospitals | New | 7.6504 | 0.66639 | 11.4804 | 0 | 0 | 0 | Fail 2-year Threshold
[11 empty] | Commercial | LED Parking Lighting | N | Warehouse | New | 17.6507 | 0.64856 | 27.2155 | 0 | 0 | 0 | Fail RIM | Industrial | HVAC Equipment Upgrades | N | Miscellaneous Manufacturing | New | 2.6947 | 0.80388 | 3.3521 | 0.0027119 | 0.0026461 | 0.019037 | Commercial | High Efficiency PTHP | N | Lodging/Hospitality | New | 6.5932 | 0.70494 | 9.3529 | 0 | 0 | 0 | Fail 2-year Threshold
[11 empty] | Commercial | LED Street Lights | N | Assembly | Turnover | 5.9999 | 0.64856 | 9.2512 | 0 | 0 | 0 | Fail RIM | Industrial | HVAC Equipment Upgrades | N | Miscellaneous Manufacturing | Turnover | 2.6947 | 0.80388 | 3.3521 | 0.15923 | 0.15537 | 1.1178 | Commercial | High Efficiency PTHP | N | Restaurants | New | 6.8619 | 0.70494 | 9.7341 | 0 | 0 | 0 | Fail 2-year Threshold
[11 empty] | Commercial | LED Street Lights | N | College and University | Turnover | 5.9999 | 0.64856 | 9.2512 | 0 | 0 | 0 | Fail RIM | Industrial | Efficient Lighting - High Bay | N | Miscellaneous Manufacturing | New | 3.1741 | 0.77608 | 4.0899 | 0.00068312 | 0.00066401 | 0.0047859 | Commercial | High Efficiency PTHP | N | Retail | New | 5.2922 | 0.70494 | 7.5073 | 0 | 0 | 0 | Fail 2-year Threshold
[11 empty] | Commercial | LED Street Lights | N | Grocery | Turnover | 5.9999 | 0.64856 | 9.2512 | 0 | 0 | 0 | Fail RIM | Industrial | Efficient Lighting - High Bay | N | Miscellaneous Manufacturing | Turnover | 3.1741 | 0.77608 | 4.0899 | 0.040111 | 0.038989 | 0.28101 | Commercial | High Efficiency PTHP | N | Schools K-12 | New | 4.6179 | 0.70494 | 6.5508 | 0 | 0 | 0 | Fail 2-year Threshold
[11 empty] | Commercial | LED Street Lights | N | Healthcare | Turnover | 5.9999 | 0.64856 | 9.2512 | 0 | 0 | 0 | Fail RIM | Industrial | Efficient Lighting - Other Interior Lighting | N | Miscellaneous Manufacturing | New | 1.8113 | 0.78153 | 2.3177 | 0.00062123 | 0.00060385 | 0.0043522 | Commercial | Variable Refrigerant Flow (VRF) HVAC Systems | N | Assembly | Turnover | 0.55227 | 0.67346 | 0.82005 | 0 | 0 | 0 | Fail TRC
[11 empty] | Commercial | LED Street Lights | N | Hospitals | Turnover | 5.9999 | 0.64856 | 9.2512 | 0 | 0 | 0 | Fail RIM | Industrial | Efficient Lighting - Other Interior Lighting | N | Miscellaneous Manufacturing | Turnover | 1.8113 | 0.78153 | 2.3177 | 0.036477 | 0.035456 | 0.25555 | Commercial | Variable Refrigerant Flow (VRF) HVAC Systems | N | College and University | Turnover | 0.58111 | 0.654 | 0.88854 | 0 | 0 | 0 | Fail TRC
[11 empty] | Commercial | LED Street Lights | N | Institutional | Turnover | 5.9999 | 0.64856 | 9.2512 | 0 | 0 | 0 | Fail RIM | Industrial | Fan Equipment Upgrades | N | Miscellaneous Manufacturing | New | 4.0795 | 0.79498 | 5.1316 | 0.00012549 | 0.00012217 | 0.00093189 | Commercial | Variable Refrigerant Flow (VRF) HVAC Systems | N | Grocery | Turnover | 0.38764 | 0.67346 | 0.57559 | 0 | 0 | 0 | Fail TRC
[11 empty] | Commercial | LED Street Lights | N | Lodging/Hospitality | Turnover | 5.9999 | 0.64856 | 9.2512 | 0 | 0 | 0 | Fail RIM | Industrial | Fan Equipment Upgrades | N | Miscellaneous Manufacturing | Turnover | 4.0795 | 0.79498 | 5.1316 | 0.0073684 | 0.0071738 | 0.054718 | Commercial | Variable Refrigerant Flow (VRF) HVAC Systems | N | Institutional | Turnover | 0.32178 | 0.67346 | 0.47781 | 0 | 0 | 0 | Fail TRC
[11 empty] | Commercial | LED Street Lights | N | Miscellaneous | Turnover | 5.9999 | 0.64856 | 9.2512 | 0 | 0 | 0 | Fail RIM | Industrial | Motor Equipment Upgrades | N | Miscellaneous Manufacturing | New | 2.3425 | 0.75638 | 3.0971 | 4.1819e-05 | 4.0714e-05 | 0.00031055 | Commercial | Variable Refrigerant Flow (VRF) HVAC Systems | N | Lodging/Hospitality | Turnover | 0.83584 | 0.654 | 1.278 | 0 | 0 | 0 | Fail TRC
[11 empty] | Commercial | LED Street Lights | N | Offices | Turnover | 5.9999 | 0.64856 | 9.2512 | 0 | 0 | 0 | Fail RIM | Industrial | Motor Equipment Upgrades | N | Miscellaneous Manufacturing | Turnover | 2.3425 | 0.75638 | 3.0971 | 0.0024555 | 0.0023906 | 0.018235 | Commercial | Variable Refrigerant Flow (VRF) HVAC Systems | N | Miscellaneous | Turnover | 0.308 | 0.67346 | 0.45734 | 0 | 0 | 0 | Fail TRC
[11 empty] | Commercial | LED Street Lights | N | Restaurants | Turnover | 5.9999 | 0.64856 | 9.2512 | 0 | 0 | 0 | Fail RIM | Industrial | Pump Equipment Upgrade | N | Miscellaneous Manufacturing | New | 5.5882 | 0.79498 | 7.0294 | 0.00054188 | 0.00052757 | 0.004024 | Commercial | Variable Refrigerant Flow (VRF) HVAC Systems | N | Offices | Turnover | 0.58328 | 0.67346 | 0.8661 | 0 | 0 | 0 | Fail TRC
[11 empty] | Commercial | LED Street Lights | N | Retail | Turnover | 5.9999 | 0.64856 | 9.2512 | 0 | 0 | 0 | Fail RIM | Industrial | Pump Equipment Upgrade | N | Miscellaneous Manufacturing | Turnover | 5.5882 | 0.79498 | 7.0294 | 0.031818 | 0.030978 | 0.23628 | Commercial | Variable Refrigerant Flow (VRF) HVAC Systems | N | Retail | Turnover | 0.7751 | 0.67346 | 1.1509 | 0 | 0 | 0 | Fail TRC
[11 empty] | Commercial | LED Street Lights | N | Schools K-12 | Turnover | 5.9999 | 0.64856 | 9.2512 | 0 | 0 | 0 | Fail RIM | Industrial | Pump System Optimization | N | Miscellaneous Manufacturing | Existing | 3.6245 | 0.75638 | 4.7919 | 0.029216 | 0.028445 | 0.21696 | Commercial | Variable Refrigerant Flow (VRF) HVAC Systems | N | Schools K-12 | Turnover | 0.68214 | 0.67346 | 1.0129 | 0 | 0 | 0 | Fail TRC
[11 empty] | Commercial | LED Street Lights | N | Warehouse | Turnover | 5.9999 | 0.64856 | 9.2512 | 0 | 0 | 0 | Fail RIM | Industrial | Pump System Optimization | N | Miscellaneous Manufacturing | New | 3.6245 | 0.75638 | 4.7919 | 0.00049758 | 0.00048444 | 0.003695 | Commercial | Variable Refrigerant Flow (VRF) HVAC Systems | N | Warehouse | Turnover | 0.15583 | 0.67346 | 0.23139 | 0 | 0 | 0 | Fail TRC
[11 empty] | Commercial | LED Street Lights | N | Assembly | New | 5.9999 | 0.64856 | 9.2512 | 0 | 0 | 0 | Fail RIM | Industrial | Process Refrig Equipment Upgrade | N | Miscellaneous Manufacturing | New | 2.153 | 0.7526 | 2.8607 | 1.6451e-05 | 1.6046e-05 | 0.0001195 | Commercial | Variable Refrigerant Flow (VRF) HVAC Systems | N | Assembly | New | 0.55227 | 0.67346 | 0.82005 | 0 | 0 | 0 | Fail TRC
[11 empty] | Commercial | LED Street Lights | N | College and University | New | 5.9999 | 0.64856 | 9.2512 | 0 | 0 | 0 | Fail RIM | Industrial | Process Refrig Equipment Upgrade | N | Miscellaneous Manufacturing | Turnover | 2.153 | 0.7526 | 2.8607 | 0.00096597 | 0.00094215 | 0.0070165 | Commercial | Variable Refrigerant Flow (VRF) HVAC Systems | N | College and University | New | 0.58111 | 0.654 | 0.88854 | 0 | 0 | 0 | Fail TRC
[11 empty] | Commercial | LED Street Lights | N | Grocery | New | 5.9999 | 0.64856 | 9.2512 | 0 | 0 | 0 | Fail RIM | Industrial | Compressed Air Equipment | N | Primary Resources Industries | New | 6.1561 | 0.79498 | 7.7438 | 0.005071 | 0.004937 | 0.037657 | Commercial | Variable Refrigerant Flow (VRF) HVAC Systems | N | Grocery | New | 0.38764 | 0.67346 | 0.57559 | 0 | 0 | 0 | Fail TRC
[11 empty] | Commercial | LED Street Lights | N | Healthcare | New | 5.9999 | 0.64856 | 9.2512 | 0 | 0 | 0 | Fail RIM | Industrial | Compressed Air Equipment | N | Primary Resources Industries | Turnover | 6.1561 | 0.79498 | 7.7438 | 0.29775 | 0.28989 | 2.2111 | Commercial | Variable Refrigerant Flow (VRF) HVAC Systems | N | Institutional | New | 0.32178 | 0.67346 | 0.47781 | 0 | 0 | 0 | Fail TRC
[11 empty] | Commercial | LED Street Lights | N | Hospitals | New | 5.9999 | 0.64856 | 9.2512 | 0 | 0 | 0 | Fail RIM | Industrial | Lighting Controls - Exterior | N | Primary Resources Industries | Existing | 3.4938 | 1.0174 | 3.4341 | 0 | 0 | 0.1019 | Commercial | Variable Refrigerant Flow (VRF) HVAC Systems | N | Lodging/Hospitality | New | 0.83584 | 0.654 | 1.278 | 0 | 0 | 0 | Fail TRC
[11 empty] | Commercial | LED Street Lights | N | Institutional | New | 5.9999 | 0.64856 | 9.2512 | 0 | 0 | 0 | Fail RIM | Industrial | Lighting Controls - Exterior | N | Primary Resources Industries | New | 3.4938 | 1.0174 | 3.4341 | 0 | 0 | 0.0017354 | Commercial | Variable Refrigerant Flow (VRF) HVAC Systems | N | Miscellaneous | New | 0.308 | 0.67346 | 0.45734 | 0 | 0 | 0 | Fail TRC
[11 empty] | Commercial | LED Street Lights | N | Lodging/Hospitality | New | 5.9999 | 0.64856 | 9.2512 | 0 | 0 | 0 | Fail RIM | Industrial | Building Envelope Improvements | N | Primary Resources Industries | Existing | 5.739 | 0.78532 | 7.3079 | 0.033464 | 0.032652 | 0.23491 | Commercial | Variable Refrigerant Flow (VRF) HVAC Systems | N | Offices | New | 0.58328 | 0.67346 | 0.8661 | 0 | 0 | 0 | Fail TRC
[11 empty] | Commercial | LED Street Lights | N | Miscellaneous | New | 5.9999 | 0.64856 | 9.2512 | 0 | 0 | 0 | Fail RIM | Industrial | Building Envelope Improvements | N | Primary Resources Industries | New | 5.739 | 0.78532 | 7.3079 | 0.00056992 | 0.00055609 | 0.0040008 | Commercial | Variable Refrigerant Flow (VRF) HVAC Systems | N | Retail | New | 0.7751 | 0.67346 | 1.1509 | 0 | 0 | 0 | Fail TRC
[11 empty] | Commercial | LED Street Lights | N | Offices | New | 5.9999 | 0.64856 | 9.2512 | 0 | 0 | 0 | Fail RIM | Industrial | HVAC Equipment Upgrades | N | Primary Resources Industries | New | 3.6549 | 0.80388 | 4.5466 | 0.0012765 | 0.0012455 | 0.0089608 | Commercial | Variable Refrigerant Flow (VRF) HVAC Systems | N | Schools K-12 | New | 0.68214 | 0.67346 | 1.0129 | 0 | 0 | 0 | Fail TRC
[11 empty] | Commercial | LED Street Lights | N | Restaurants | New | 5.9999 | 0.64856 | 9.2512 | 0 | 0 | 0 | Fail RIM | Industrial | HVAC Equipment Upgrades | N | Primary Resources Industries | Turnover | 3.6549 | 0.80388 | 4.5466 | 0.074953 | 0.073134 | 0.52615 | Commercial | Variable Refrigerant Flow (VRF) HVAC Systems | N | Warehouse | New | 0.15583 | 0.67346 | 0.23139 | 0 | 0 | 0 | Fail TRC
[11 empty] | Commercial | LED Street Lights | N | Retail | New | 5.9999 | 0.64856 | 9.2512 | 0 | 0 | 0 | Fail RIM | Industrial | Efficient Lighting - High Bay | N | Primary Resources Industries | New | 3.1741 | 0.77608 | 4.0899 | 0.0084069 | 0.0081718 | 0.058898 | Commercial | CFL-23W | N | Assembly | Turnover | 9.521 | 0.59115 | 16.1059 | 0 | 0 | 0 | Fail 2-year Threshold
[11 empty] | Commercial | LED Street Lights | N | Schools K-12 | New | 5.9999 | 0.64856 | 9.2512 | 0 | 0 | 0 | Fail RIM | Industrial | Efficient Lighting - High Bay | N | Primary Resources Industries | Turnover | 3.1741 | 0.77608 | 4.0899 | 0.49363 | 0.47983 | 3.4583 | Commercial | CFL-23W | N | College and University | Turnover | 14.6058 | 0.60156 | 24.2801 | 0 | 0 | 0 | Fail 2-year Threshold
[11 empty] | Commercial | LED Street Lights | N | Warehouse | New | 5.9999 | 0.64856 | 9.2512 | 0 | 0 | 0 | Fail RIM | Industrial | Efficient Lighting - Other Interior Lighting | N | Primary Resources Industries | New | 1.8113 | 0.78153 | 2.3177 | 0.0038085 | 0.0037019 | 0.026682 | Commercial | CFL-23W | N | Grocery | Turnover | 18.9966 | 0.6118 | 31.0503 | 0 | 0 | 0 | Fail 2-year Threshold
[11 empty] | Commercial | LED Traffic and Crosswalk Lighting | N | Assembly | Turnover | 0.27153 | 0.61993 | 0.438 | 0 | 0 | 0 | Fail RIM | Industrial | Efficient Lighting - Other Interior Lighting | N | Primary Resources Industries | Turnover | 1.8113 | 0.78153 | 2.3177 | 0.31847 | 0.30956 | 2.2311 | Commercial | CFL-23W | N | Healthcare | Turnover | 16.6452 | 0.59115 | 28.1573 | 0 | 0 | 0 | Fail 2-year Threshold
[11 empty] | Commercial | LED Traffic and Crosswalk Lighting | N | College and University | Turnover | 0.27153 | 0.61993 | 0.438 | 0 | 0 | 0 | Fail RIM | Industrial | Lighting Controls | N | Primary Resources Industries | Existing | 3.4718 | 0.74597 | 4.6541 | 0.20552 | 0.19977 | 1.4398 | Commercial | CFL-23W | N | Hospitals | Turnover | 22.5383 | 0.60156 | 37.4667 | 0 | 0 | 0 | Fail 2-year Threshold
[11 empty] | Commercial | LED Traffic and Crosswalk Lighting | N | Grocery | Turnover | 0.27153 | 0.61993 | 0.438 | 0 | 0 | 0 | Fail RIM | Industrial | Lighting Controls | N | Primary Resources Industries | New | 3.4718 | 0.74597 | 4.6541 | 0.0035001 | 0.0034022 | 0.024522 | Commercial | CFL-23W | N | Institutional | Turnover | 10.9213 | 0.59115 | 18.4747 | 0 | 0 | 0 | Fail 2-year Threshold
[11 empty] | Commercial | LED Traffic and Crosswalk Lighting | N | Healthcare | Turnover | 0.27153 | 0.61993 | 0.438 | 0 | 0 | 0 | Fail RIM | Industrial | Motor Equipment Upgrades | N | Primary Resources Industries | New | 2.9507 | 0.75638 | 3.9011 | 0.00019037 | 0.00018534 | 0.0014137 | Commercial | CFL-23W | N | Lodging/Hospitality | Turnover | 12.8632 | 0.6118 | 21.025 | 0 | 0 | 0 | Fail 2-year Threshold
[11 empty] | Commercial | LED Traffic and Crosswalk Lighting | N | Hospitals | Turnover | 0.27153 | 0.61993 | 0.438 | 0 | 0 | 0 | Fail RIM | Industrial | Motor Equipment Upgrades | N | Primary Resources Industries | Turnover | 2.9507 | 0.75638 | 3.9011 | 0.011178 | 0.010883 | 0.083008 | Commercial | CFL-23W | N | Miscellaneous | Turnover | 14.5927 | 0.59115 | 24.6852 | 0 | 0 | 0 | Fail 2-year Threshold
[11 empty] | Commercial | LED Traffic and Crosswalk Lighting | N | Institutional | Turnover | 0.27153 | 0.61993 | 0.438 | 0 | 0 | 0 | Fail RIM | Industrial | Process Refrig Equipment Upgrade | N | Primary Resources Industries | New | 3.4694 | 0.7526 | 4.61 | 0.0013814 | 0.0013474 | 0.010034 | Commercial | CFL-23W | N | Offices | Turnover | 10.7691 | 0.59115 | 18.2171 | 0 | 0 | 0 | Fail 2-year Threshold
[11 empty] | Commercial | LED Traffic and Crosswalk Lighting | N | Lodging/Hospitality | Turnover | 0.27153 | 0.61993 | 0.438 | 0 | 0 | 0 | Fail RIM | Industrial | Process Refrig Equipment Upgrade | N | Primary Resources Industries | Turnover | 3.4694 | 0.7526 | 4.61 | 0.081114 | 0.079114 | 0.58918 | Commercial | CFL-23W | N | Restaurants | Turnover | 11.5028 | 0.6118 | 18.8015 | 0 | 0 | 0 | Fail 2-year Threshold
[11 empty] | Commercial | LED Traffic and Crosswalk Lighting | N | Miscellaneous | Turnover | 0.27153 | 0.61993 | 0.438 | 0 | 0 | 0 | Fail RIM | Industrial | Process Other Systems Optimization | N | Primary Resources Industries | Existing | 1.4788 | 0.73341 | 2.0163 | 0.0063101 | 0.0061545 | 0.045834 | Commercial | CFL-23W | N | Retail | Turnover | 17.0778 | 0.6118 | 27.9139 | 0 | 0 | 0 | Fail 2-year Threshold
[11 empty] | Commercial | LED Traffic and Crosswalk Lighting | N | Offices | Turnover | 0.27153 | 0.61993 | 0.438 | 0 | 0 | 0 | Fail RIM | Industrial | Process Other Systems Optimization | N | Primary Resources Industries | New | 1.4788 | 0.73341 | 2.0163 | 0.00010747 | 0.00010482 | 0.00078059 | Commercial | CFL-23W | N | Schools K-12 | Turnover | 7.8757 | 0.59115 | 13.3226 | 0 | 0 | 0 | Fail 2-year Threshold
[11 empty] | Commercial | LED Traffic and Crosswalk Lighting | N | Restaurants | Turnover | 0.27153 | 0.61993 | 0.438 | 0 | 0 | 0 | Fail RIM | Industrial | Compressed Air Equipment | N | Stone/Clay/Glass/Concrete | New | 3.3612 | 0.79498 | 4.2281 | 0.00041809 | 0.00040704 | 0.0031047 | Commercial | CFL-23W | N | Warehouse | Turnover | 12.6594 | 0.59115 | 21.4147 | 0 | 0 | 0 | Fail 2-year Threshold
[11 empty] | Commercial | LED Traffic and Crosswalk Lighting | N | Retail | Turnover | 0.27153 | 0.61993 | 0.438 | 0 | 0 | 0 | Fail RIM | Industrial | Compressed Air Equipment | N | Stone/Clay/Glass/Concrete | Turnover | 3.3612 | 0.79498 | 4.2281 | 0.024549 | 0.023901 | 0.1823 | Commercial | CFL-23W | N | Assembly | New | 9.521 | 0.59115 | 16.1059 | 0 | 0 | 0 | Fail 2-year Threshold
[11 empty] | Commercial | LED Traffic and Crosswalk Lighting | N | Schools K-12 | Turnover | 0.27153 | 0.61993 | 0.438 | 0 | 0 | 0 | Fail RIM | Industrial | Lighting Controls - Exterior | N | Stone/Clay/Glass/Concrete | Existing | 3.4262 | 1.0174 | 3.3677 | 0 | 0 | 0.024156 | Commercial | CFL-23W | N | College and University | New | 14.6058 | 0.60156 | 24.2801 | 0 | 0 | 0 | Fail 2-year Threshold
[11 empty] | Commercial | LED Traffic and Crosswalk Lighting | N | Warehouse | Turnover | 0.27153 | 0.61993 | 0.438 | 0 | 0 | 0 | Fail RIM | Industrial | Lighting Controls - Exterior | N | Stone/Clay/Glass/Concrete | New | 3.4262 | 1.0174 | 3.3677 | 0 | 0 | 0.00041139 | Commercial | CFL-23W | N | Grocery | New | 18.9966 | 0.6118 | 31.0503 | 0 | 0 | 0 | Fail 2-year Threshold
[11 empty] | Commercial | LED Traffic and Crosswalk Lighting | N | Assembly | New | 0.27153 | 0.61993 | 0.438 | 0 | 0 | 0 | Fail RIM | Industrial | Building Envelope Improvements | N | Stone/Clay/Glass/Concrete | Existing | 4.816 | 0.78532 | 6.1325 | 0.0066412 | 0.0064801 | 0.04662 | Commercial | CFL-23W | N | Healthcare | New | 16.6452 | 0.59115 | 28.1573 | 0 | 0 | 0 | Fail 2-year Threshold
[11 empty] | Commercial | LED Traffic and Crosswalk Lighting | N | College and University | New | 0.27153 | 0.61993 | 0.438 | 0 | 0 | 0 | Fail RIM | Industrial | Building Envelope Improvements | N | Stone/Clay/Glass/Concrete | New | 4.816 | 0.78532 | 6.1325 | 0.0001131 | 0.00011036 | 0.00079397 | Commercial | CFL-23W | N | Hospitals | New | 22.5383 | 0.60156 | 37.4667 | 0 | 0 | 0 | Fail 2-year Threshold
[11 empty] | Commercial | LED Traffic and Crosswalk Lighting | N | Grocery | New | 0.27153 | 0.61993 | 0.438 | 0 | 0 | 0 | Fail RIM | Industrial | HVAC Equipment Upgrades | N | Stone/Clay/Glass/Concrete | New | 7.0329 | 0.80388 | 8.7487 | 2.5924e-05 | 2.5296e-05 | 0.00018199 | Commercial | CFL-23W | N | Institutional | New | 10.9213 | 0.59115 | 18.4747 | 0 | 0 | 0 | Fail 2-year Threshold
[11 empty] | Commercial | LED Traffic and Crosswalk Lighting | N | Healthcare | New | 0.27153 | 0.61993 | 0.438 | 0 | 0 | 0 | Fail RIM | Industrial | HVAC Equipment Upgrades | N | Stone/Clay/Glass/Concrete | Turnover | 7.0329 | 0.80388 | 8.7487 | 0.0015222 | 0.0014853 | 0.010686 | Commercial | CFL-23W | N | Lodging/Hospitality | New | 12.8632 | 0.6118 | 21.025 | 0 | 0 | 0 | Fail 2-year Threshold
[11 empty] | Commercial | LED Traffic and Crosswalk Lighting | N | Hospitals | New | 0.27153 | 0.61993 | 0.438 | 0 | 0 | 0 | Fail RIM | Industrial | Efficient Lighting - High Bay | N | Stone/Clay/Glass/Concrete | New | 3.1741 | 0.77608 | 4.0899 | 0.00099471 | 0.00096689 | 0.0069688 | Commercial | CFL-23W | N | Miscellaneous | New | 14.5927 | 0.59115 | 24.6852 | 0 | 0 | 0 | Fail 2-year Threshold
[11 empty] | Commercial | LED Traffic and Crosswalk Lighting | N | Institutional | New | 0.27153 | 0.61993 | 0.438 | 0 | 0 | 0 | Fail RIM | Industrial | Efficient Lighting - High Bay | N | Stone/Clay/Glass/Concrete | Turnover | 3.1741 | 0.77608 | 4.0899 | 0.058407 | 0.056773 | 0.40919 | Commercial | CFL-23W | N | Offices | New | 10.7691 | 0.59115 | 18.2171 | 0 | 0 | 0 | Fail 2-year Threshold
[11 empty] | Commercial | LED Traffic and Crosswalk Lighting | N | Lodging/Hospitality | New | 0.27153 | 0.61993 | 0.438 | 0 | 0 | 0 | Fail RIM | Industrial | Efficient Lighting - Other Interior Lighting | N | Stone/Clay/Glass/Concrete | New | 1.8113 | 0.78153 | 2.3177 | 0.0015065 | 0.0014643 | 0.010554 | Commercial | CFL-23W | N | Restaurants | New | 11.5028 | 0.6118 | 18.8015 | 0 | 0 | 0 | Fail 2-year Threshold
[11 empty] | Commercial | LED Traffic and Crosswalk Lighting | N | Miscellaneous | New | 0.27153 | 0.61993 | 0.438 | 0 | 0 | 0 | Fail RIM | Industrial | Efficient Lighting - Other Interior Lighting | N | Stone/Clay/Glass/Concrete | Turnover | 1.8113 | 0.78153 | 2.3177 | 0.088457 | 0.085983 | 0.61972 | Commercial | CFL-23W | N | Retail | New | 17.0778 | 0.6118 | 27.9139 | 0 | 0 | 0 | Fail 2-year Threshold
[11 empty] | Commercial | LED Traffic and Crosswalk Lighting | N | Offices | New | 0.27153 | 0.61993 | 0.438 | 0 | 0 | 0 | Fail RIM | Industrial | Lighting Controls | N | Stone/Clay/Glass/Concrete | Existing | 3.4046 | 0.74597 | 4.5641 | 0.033278 | 0.032347 | 0.23314 | Commercial | CFL-23W | N | Schools K-12 | New | 7.8757 | 0.59115 | 13.3226 | 0 | 0 | 0 | Fail 2-year Threshold
[11 empty] | Commercial | LED Traffic and Crosswalk Lighting | N | Restaurants | New | 0.27153 | 0.61993 | 0.438 | 0 | 0 | 0 | Fail RIM | Industrial | Lighting Controls | N | Stone/Clay/Glass/Concrete | New | 3.4046 | 0.74597 | 4.5641 | 0.00056675 | 0.0005509 | 0.0039706 | Commercial | CFL-23W | N | Warehouse | New | 12.6594 | 0.59115 | 21.4147 | 0 | 0 | 0 | Fail 2-year Threshold
[11 empty] | Commercial | LED Traffic and Crosswalk Lighting | N | Retail | New | 0.27153 | 0.61993 | 0.438 | 0 | 0 | 0 | Fail RIM | Industrial | Fan Equipment Upgrades | N | Stone/Clay/Glass/Concrete | New | 4.0795 | 0.79498 | 5.1316 | 0.00091995 | 0.00089565 | 0.0068316 | Commercial | High Bay Fluorescent (T5) | N | Assembly | Turnover | 4.3592 | 0.65029 | 6.7034 | 0 | 0 | 0 | Fail 2-year Threshold
[11 empty] | Commercial | LED Traffic and Crosswalk Lighting | N | Schools K-12 | New | 0.27153 | 0.61993 | 0.438 | 0 | 0 | 0 | Fail RIM | Industrial | Fan Equipment Upgrades | N | Stone/Clay/Glass/Concrete | Turnover | 4.0795 | 0.79498 | 5.1316 | 0.054017 | 0.05259 | 0.40113 | Commercial | High Bay Fluorescent (T5) | N | College and University | Turnover | 6.6812 | 0.65029 | 10.2742 | 0 | 0 | 0 | Fail 2-year Threshold
[11 empty] | Commercial | LED Traffic and Crosswalk Lighting | N | Warehouse | New | 0.27153 | 0.61993 | 0.438 | 0 | 0 | 0 | Fail RIM | Industrial | Pump Equipment Upgrade | N | Stone/Clay/Glass/Concrete | New | 4.0795 | 0.79498 | 5.1316 | 0.0015165 | 0.0014764 | 0.011261 | Commercial | High Bay Fluorescent (T5) | N | Grocery | Turnover | 8.4031 | 0.65029 | 12.9221 | 0 | 0 | 0 | Fail 2-year Threshold
[11 empty] | Commercial | Geothermal Heat Pump | N | Assembly | Turnover | 0.037316 | 0.69086 | 0.054014 | 0 | 0 | 0 | Fail RIM | Industrial | Pump Equipment Upgrade | N | Stone/Clay/Glass/Concrete | Turnover | 4.0795 | 0.79498 | 5.1316 | 0.089043 | 0.086692 | 0.66124 | Commercial | High Bay Fluorescent (T5) | N | Healthcare | Turnover | 7.621 | 0.65029 | 11.7194 | 0 | 0 | 0 | Fail 2-year Threshold
[11 empty] | Commercial | Geothermal Heat Pump | N | College and University | Turnover | 0.037595 | 0.64763 | 0.05805 | 0 | 0 | 0 | Fail RIM | Industrial | Process Refrig Equipment Upgrade | N | Stone/Clay/Glass/Concrete | New | 1.98 | 0.7526 | 2.6308 | 0.00019373 | 0.00018895 | 0.0014072 | Commercial | High Bay Fluorescent (T5) | N | Hospitals | Turnover | 10.3098 | 0.65029 | 15.8542 | 0 | 0 | 0 | Fail 2-year Threshold
[11 empty] | Commercial | Geothermal Heat Pump | N | Grocery | Turnover | 0.021414 | 0.69086 | 0.030996 | 0 | 0 | 0 | Fail RIM | Industrial | Process Refrig Equipment Upgrade | N | Stone/Clay/Glass/Concrete | Turnover | 1.98 | 0.7526 | 2.6308 | 0.011375 | 0.011095 | 0.082625 | Commercial | High Bay Fluorescent (T5) | N | Institutional | Turnover | 5.0003 | 0.65029 | 7.6894 | 0 | 0 | 0 | Fail 2-year Threshold
[11 empty] | Commercial | Geothermal Heat Pump | N | Healthcare | Turnover | 0.080782 | 0.69086 | 0.11693 | 0 | 0 | 0 | Fail RIM | Industrial | Process Heat Equipment Upgrade | N | Stone/Clay/Glass/Concrete | New | 2.1985 | 0.7526 | 2.9213 | 0.011189 | 0.010913 | 0.081274 | Commercial | High Bay Fluorescent (T5) | N | Lodging/Hospitality | Turnover | 5.69 | 0.65029 | 8.7499 | 0 | 0 | 0 | Fail 2-year Threshold
[11 empty] | Commercial | Geothermal Heat Pump | N | Hospitals | Turnover | 0.069803 | 0.64763 | 0.10778 | 0 | 0 | 0 | Fail RIM | Industrial | Process Heat Equipment Upgrade | N | Stone/Clay/Glass/Concrete | Turnover | 2.1985 | 0.7526 | 2.9213 | 0.657 | 0.6408 | 4.7722 | Commercial | High Bay Fluorescent (T5) | N | Miscellaneous | Turnover | 6.6812 | 0.65029 | 10.2742 | 0 | 0 | 0 | Fail 2-year Threshold
[11 empty] | Commercial | Geothermal Heat Pump | N | Institutional | Turnover | 0.020384 | 0.69086 | 0.029506 | 0 | 0 | 0 | Fail RIM | Industrial | Compressed Air Equipment | N | Textiles and Leather | New | 5.9099 | 0.79498 | 7.434 | 0.00038009 | 0.00037005 | 0.0028226 | Commercial | High Bay Fluorescent (T5) | N | Offices | Turnover | 4.9306 | 0.65029 | 7.5822 | 0 | 0 | 0 | Fail 2-year Threshold
[11 empty] | Commercial | Geothermal Heat Pump | N | Lodging/Hospitality | Turnover | 0.061233 | 0.69086 | 0.088633 | 0 | 0 | 0 | Fail RIM | Industrial | Compressed Air Equipment | N | Textiles and Leather | Turnover | 5.9099 | 0.79498 | 7.434 | 0.022318 | 0.021729 | 0.16574 | Commercial | High Bay Fluorescent (T5) | N | Restaurants | Turnover | 5.0882 | 0.65029 | 7.8246 | 0 | 0 | 0 | Fail 2-year Threshold
[11 empty] | Commercial | Geothermal Heat Pump | N | Miscellaneous | Turnover | 0.020838 | 0.69086 | 0.030162 | 0 | 0 | 0 | Fail RIM | Industrial | Lighting Controls - Exterior | N | Textiles and Leather | Existing | 3.9997 | 1.0174 | 3.9313 | 0 | 0 | 0.017971 | Commercial | High Bay Fluorescent (T5) | N | Retail | Turnover | 7.5543 | 0.65029 | 11.6168 | 0 | 0 | 0 | Fail 2-year Threshold
[11 empty] | Commercial | Geothermal Heat Pump | N | Offices | Turnover | 0.041627 | 0.69086 | 0.060254 | 0 | 0 | 0 | Fail RIM | Industrial | Lighting Controls - Exterior | N | Textiles and Leather | New | 3.9997 | 1.0174 | 3.9313 | 0 | 0 | 0.00030607 | Commercial | High Bay Fluorescent (T5) | N | Warehouse | Turnover | 5.7961 | 0.65029 | 8.9131 | 0 | 0 | 0 | Fail 2-year Threshold
[11 empty] | Commercial | Geothermal Heat Pump | N | Restaurants | Turnover | 0.061888 | 0.69086 | 0.089581 | 0 | 0 | 0 | Fail RIM | Industrial | Building Envelope Improvements | N | Textiles and Leather | Existing | 2.6477 | 0.78532 | 3.3715 | 0.012479 | 0.012176 | 0.087597 | Commercial | High Bay Fluorescent (T5) | N | Assembly | New | 4.3592 | 0.65029 | 6.7034 | 0 | 0 | 0 | Fail 2-year Threshold
[11 empty] | Commercial | Geothermal Heat Pump | N | Retail | Turnover | 0.048109 | 0.69086 | 0.069636 | 0 | 0 | 0 | Fail RIM | Industrial | Building Envelope Improvements | N | Textiles and Leather | New | 2.6477 | 0.78532 | 3.3715 | 0.00021252 | 0.00020736 | 0.0014918 | Commercial | High Bay Fluorescent (T5) | N | College and University | New | 6.6812 | 0.65029 | 10.2742 | 0 | 0 | 0 | Fail 2-year Threshold
[11 empty] | Commercial | Geothermal Heat Pump | N | Schools K-12 | Turnover | 0.041901 | 0.69086 | 0.06065 | 0 | 0 | 0 | Fail RIM | Industrial | HVAC Equipment Upgrades | N | Textiles and Leather | New | 6.8596 | 0.80388 | 8.5332 | 0.00046901 | 0.00045763 | 0.0032923 | Commercial | High Bay Fluorescent (T5) | N | Grocery | New | 8.4031 | 0.65029 | 12.9221 | 0 | 0 | 0 | Fail 2-year Threshold
[11 empty] | Commercial | Geothermal Heat Pump | N | Warehouse | Turnover | 0.0092627 | 0.69086 | 0.013408 | 0 | 0 | 0 | Fail RIM | Industrial | HVAC Equipment Upgrades | N | Textiles and Leather | Turnover | 6.8596 | 0.80388 | 8.5332 | 0.027539 | 0.026871 | 0.19332 | Commercial | High Bay Fluorescent (T5) | N | Healthcare | New | 7.621 | 0.65029 | 11.7194 | 0 | 0 | 0 | Fail 2-year Threshold
[11 empty] | Commercial | Geothermal Heat Pump | N | Assembly | New | 0.037316 | 0.69086 | 0.054014 | 0 | 0 | 0 | Fail RIM | Industrial | Efficient Lighting - High Bay | N | Textiles and Leather | New | 3.1741 | 0.77608 | 4.0899 | 0.0007423 | 0.00072153 | 0.0052004 | Commercial | High Bay Fluorescent (T5) | N | Hospitals | New | 10.3098 | 0.65029 | 15.8542 | 0 | 0 | 0 | Fail 2-year Threshold
[11 empty] | Commercial | Geothermal Heat Pump | N | College and University | New | 0.037595 | 0.64763 | 0.05805 | 0 | 0 | 0 | Fail RIM | Industrial | Efficient Lighting - High Bay | N | Textiles and Leather | Turnover | 3.1741 | 0.77608 | 4.0899 | 0.043586 | 0.042367 | 0.30536 | Commercial | High Bay Fluorescent (T5) | N | Institutional | New | 5.0003 | 0.65029 | 7.6894 | 0 | 0 | 0 | Fail 2-year Threshold
[11 empty] | Commercial | Geothermal Heat Pump | N | Grocery | New | 0.021414 | 0.69086 | 0.030996 | 0 | 0 | 0 | Fail RIM | Industrial | Efficient Lighting - Other Interior Lighting | N | Textiles and Leather | New | 1.8113 | 0.78153 | 2.3177 | 0.0013501 | 0.0013123 | 0.0094585 | Commercial | High Bay Fluorescent (T5) | N | Lodging/Hospitality | New | 5.69 | 0.65029 | 8.7499 | 0 | 0 | 0 | Fail 2-year Threshold
[11 empty] | Commercial | Geothermal Heat Pump | N | Healthcare | New | 0.080782 | 0.69086 | 0.11693 | 0 | 0 | 0 | Fail RIM | Industrial | Efficient Lighting - Other Interior Lighting | N | Textiles and Leather | Turnover | 1.8113 | 0.78153 | 2.3177 | 0.12207 | 0.11865 | 0.85518 | Commercial | High Bay Fluorescent (T5) | N | Miscellaneous | New | 6.6812 | 0.65029 | 10.2742 | 0 | 0 | 0 | Fail 2-year Threshold
[11 empty] | Commercial | Geothermal Heat Pump | N | Hospitals | New | 0.069803 | 0.64763 | 0.10778 | 0 | 0 | 0 | Fail RIM | Industrial | Lighting Controls | N | Textiles and Leather | Existing | 3.9745 | 0.74597 | 5.3279 | 0.02339 | 0.022735 | 0.16387 | Commercial | High Bay Fluorescent (T5) | N | Offices | New | 4.9306 | 0.65029 | 7.5822 | 0 | 0 | 0 | Fail 2-year Threshold
[11 empty] | Commercial | Geothermal Heat Pump | N | Institutional | New | 0.020384 | 0.69086 | 0.029506 | 0 | 0 | 0 | Fail RIM | Industrial | Lighting Controls | N | Textiles and Leather | New | 3.9745 | 0.74597 | 5.3279 | 0.00039834 | 0.0003872 | 0.0027908 | Commercial | High Bay Fluorescent (T5) | N | Restaurants | New | 5.0882 | 0.65029 | 7.8246 | 0 | 0 | 0 | Fail 2-year Threshold
[11 empty] | Commercial | Geothermal Heat Pump | N | Lodging/Hospitality | New | 0.061233 | 0.69086 | 0.088633 | 0 | 0 | 0 | Fail RIM | Industrial | Fan Equipment Upgrades | N | Textiles and Leather | New | 5.8186 | 0.79498 | 7.3192 | 0.00062455 | 0.00060805 | 0.0046379 | Commercial | High Bay Fluorescent (T5) | N | Retail | New | 7.5543 | 0.65029 | 11.6168 | 0 | 0 | 0 | Fail 2-year Threshold
[11 empty] | Commercial | Geothermal Heat Pump | N | Miscellaneous | New | 0.020838 | 0.69086 | 0.030162 | 0 | 0 | 0 | Fail RIM | Industrial | Fan Equipment Upgrades | N | Textiles and Leather | Turnover | 5.8186 | 0.79498 | 7.3192 | 0.036672 | 0.035703 | 0.27233 | Commercial | High Bay Fluorescent (T5) | N | Warehouse | New | 5.7961 | 0.65029 | 8.9131 | 0 | 0 | 0 | Fail 2-year Threshold
[11 empty] | Commercial | Geothermal Heat Pump | N | Offices | New | 0.041627 | 0.69086 | 0.060254 | 0 | 0 | 0 | Fail RIM | Industrial | Motor Equipment Upgrades | N | Textiles and Leather | New | 3.6235 | 0.75638 | 4.7906 | 0.00018487 | 0.00017999 | 0.0013729 | Commercial | High Bay LED | N | College and University | Turnover | 4.5288 | 0.65029 | 6.9643 | 0 | 0 | 0 | Fail 2-year Threshold
[11 empty] | Commercial | Geothermal Heat Pump | N | Restaurants | New | 0.061888 | 0.69086 | 0.089581 | 0 | 0 | 0 | Fail RIM | Industrial | Motor Equipment Upgrades | N | Textiles and Leather | Turnover | 3.6235 | 0.75638 | 4.7906 | 0.010855 | 0.010568 | 0.080611 | Commercial | High Bay LED | N | Grocery | Turnover | 5.6959 | 0.65029 | 8.7591 | 0 | 0 | 0 | Fail 2-year Threshold
[11 empty] | Commercial | Geothermal Heat Pump | N | Retail | New | 0.048109 | 0.69086 | 0.069636 | 0 | 0 | 0 | Fail RIM | Industrial | Motor Optimization | N | Textiles and Leather | Existing | 1.6645 | 0.75638 | 2.2007 | 0.30721 | 0.2991 | 2.2814 | Commercial | High Bay LED | N | Healthcare | Turnover | 5.1658 | 0.65029 | 7.9439 | 0 | 0 | 0 | Fail 2-year Threshold
[11 empty] | Commercial | Geothermal Heat Pump | N | Schools K-12 | New | 0.041901 | 0.69086 | 0.06065 | 0 | 0 | 0 | Fail RIM | Industrial | Motor Optimization | N | Textiles and Leather | New | 1.6645 | 0.75638 | 2.2007 | 0.00025189 | 0.00024524 | 0.0018705 | Commercial | High Bay LED | N | Hospitals | Turnover | 6.9884 | 0.65029 | 10.7466 | 0 | 0 | 0 | Fail 2-year Threshold
[11 empty] | Commercial | Geothermal Heat Pump | N | Warehouse | New | 0.0092627 | 0.69086 | 0.013408 | 0 | 0 | 0 | Fail RIM | Industrial | Pump Equipment Upgrade | N | Textiles and Leather | New | 5.8186 | 0.79498 | 7.3192 | 0.0010295 | 0.0010023 | 0.0076453 | Commercial | High Bay LED | N | Miscellaneous | Turnover | 4.5288 | 0.65029 | 6.9643 | 0 | 0 | 0 | Fail 2-year Threshold
[11 empty] | Commercial | High Efficiency Chiller (Air Cooled, 50 tons) | N | Assembly | Turnover | 1.4515 | 0.70725 | 2.0523 | 0 | 0 | 0 | Fail RIM | Industrial | Pump Equipment Upgrade | N | Textiles and Leather | Turnover | 5.8186 | 0.79498 | 7.3192 | 0.060451 | 0.058854 | 0.44891 | Commercial | High Bay LED | N | Retail | Turnover | 5.1206 | 0.65029 | 7.8743 | 0 | 0 | 0 | Fail 2-year Threshold
[11 empty] | Commercial | High Efficiency Chiller (Air Cooled, 50 tons) | N | College and University | Turnover | 1.6103 | 0.70725 | 2.2768 | 0 | 0 | 0 | Fail RIM | Industrial | Process Refrig Equipment Upgrade | N | Textiles and Leather | New | 3.0983 | 0.7526 | 4.1168 | 0.00012917 | 0.00012599 | 0.00093825 | Commercial | High Bay LED | N | College and University | New | 4.5288 | 0.65029 | 6.9643 | 0 | 0 | 0 | Fail 2-year Threshold
[11 empty] | Commercial | High Efficiency Chiller (Air Cooled, 50 tons) | N | Grocery | Turnover | 0.8018 | 0.70725 | 1.1337 | 0 | 0 | 0 | Fail RIM | Industrial | Process Refrig Equipment Upgrade | N | Textiles and Leather | Turnover | 3.0983 | 0.7526 | 4.1168 | 0.0075845 | 0.0073975 | 0.055091 | Commercial | High Bay LED | N | Grocery | New | 5.6959 | 0.65029 | 8.7591 | 0 | 0 | 0 | Fail 2-year Threshold
[11 empty] | Commercial | High Efficiency Chiller (Air Cooled, 50 tons) | N | Healthcare | Turnover | 3.1583 | 0.70725 | 4.4657 | 0 | 0 | 0 | Fail RIM | Industrial | Lighting Controls - Exterior | N | Transportation Equipment | Existing | 3.9069 | 1.0174 | 3.8401 | 0 | 0 | 0.073305 | Commercial | High Bay LED | N | Healthcare | New | 5.1658 | 0.65029 | 7.9439 | 0 | 0 | 0 | Fail 2-year Threshold
[11 empty] | Commercial | High Efficiency Chiller (Air Cooled, 50 tons) | N | Hospitals | Turnover | 2.9917 | 0.70725 | 4.2301 | 0 | 0 | 0 | Fail RIM | Industrial | Lighting Controls - Exterior | N | Transportation Equipment | New | 3.9069 | 1.0174 | 3.8401 | 0 | 0 | 0.0012484 | Commercial | High Bay LED | N | Hospitals | New | 6.9884 | 0.65029 | 10.7466 | 0 | 0 | 0 | Fail 2-year Threshold
[11 empty] | Commercial | High Efficiency Chiller (Air Cooled, 50 tons) | N | Institutional | Turnover | 0.78403 | 0.70725 | 1.1086 | 0 | 0 | 0 | Fail RIM | Industrial | Building Envelope Improvements | N | Transportation Equipment | Existing | 5.5042 | 0.78532 | 7.0089 | 0.17555 | 0.17129 | 1.2323 | Commercial | High Bay LED | N | Miscellaneous | New | 4.5288 | 0.65029 | 6.9643 | 0 | 0 | 0 | Fail 2-year Threshold
[11 empty] | Commercial | High Efficiency Chiller (Air Cooled, 50 tons) | N | Lodging/Hospitality | Turnover | 2.3976 | 0.70725 | 3.3901 | 0 | 0 | 0 | Fail RIM | Industrial | Building Envelope Improvements | N | Transportation Equipment | New | 5.5042 | 0.78532 | 7.0089 | 0.0029897 | 0.0029172 | 0.020988 | Commercial | High Bay LED | N | Retail | New | 5.1206 | 0.65029 | 7.8743 | 0 | 0 | 0 | Fail 2-year Threshold
[11 empty] | Commercial | High Efficiency Chiller (Air Cooled, 50 tons) | N | Miscellaneous | Turnover | 0.81068 | 0.70725 | 1.1462 | 0 | 0 | 0 | Fail RIM | Industrial | HVAC Equipment Upgrades | N | Transportation Equipment | New | 7.0329 | 0.80388 | 8.7487 | 0.0033441 | 0.003263 | 0.023475 | Commercial | LED - 14W | N | Assembly | Turnover | 18.547 | 0.64703 | 28.6649 | 0 | 0 | 0 | Fail 2-year Threshold
[11 empty] | Commercial | High Efficiency Chiller (Air Cooled, 50 tons) | N | Offices | Turnover | 1.6336 | 0.70725 | 2.3098 | 0 | 0 | 0 | Fail RIM | Industrial | HVAC Equipment Upgrades | N | Transportation Equipment | Turnover | 7.0329 | 0.80388 | 8.7487 | 0.19636 | 0.1916 | 1.3784 | Commercial | LED - 14W | N | College and University | Turnover | 27.6353 | 0.63951 | 43.2133 | 0 | 0 | 0 | Fail 2-year Threshold
[11 empty] | Commercial | High Efficiency Chiller (Air Cooled, 50 tons) | N | Restaurants | Turnover | 2.3521 | 0.70725 | 3.3257 | 0 | 0 | 0 | Fail RIM | Industrial | HVAC Recommissioning | N | Transportation Equipment | Existing | 2.1916 | 0.74631 | 2.9366 | 0.1735 | 0.16929 | 1.2179 | Commercial | LED - 14W | N | Grocery | Turnover | 36.9275 | 0.66822 | 55.2626 | 0 | 0 | 0 | Fail 2-year Threshold
[11 empty] | Commercial | High Efficiency Chiller (Air Cooled, 50 tons) | N | Retail | Turnover | 1.8435 | 0.70725 | 2.6065 | 0 | 0 | 0 | Fail RIM | Industrial | HVAC Recommissioning | N | Transportation Equipment | New | 2.1916 | 0.74631 | 2.9366 | 0.00013003 | 0.00012687 | 0.00091278 | Commercial | LED - 14W | N | Healthcare | Turnover | 32.425 | 0.64703 | 50.1137 | 0 | 0 | 0 | Fail 2-year Threshold
[11 empty] | Commercial | High Efficiency Chiller (Air Cooled, 50 tons) | N | Schools K-12 | Turnover | 1.6025 | 0.70725 | 2.2658 | 0 | 0 | 0 | Fail RIM | Industrial | Efficient Lighting - High Bay | N | Transportation Equipment | New | 3.1741 | 0.77608 | 4.0899 | 0.0027891 | 0.0027111 | 0.01954 | Commercial | LED - 14W | N | Hospitals | Turnover | 42.6441 | 0.63951 | 66.6825 | 0 | 0 | 0 | Fail 2-year Threshold
[11 empty] | Commercial | High Efficiency Chiller (Air Cooled, 50 tons) | N | Warehouse | Turnover | 0.35204 | 0.70725 | 0.49775 | 0 | 0 | 0 | Fail RIM | Industrial | Efficient Lighting - High Bay | N | Transportation Equipment | Turnover | 3.1741 | 0.77608 | 4.0899 | 0.16377 | 0.15919 | 1.1474 | Commercial | LED - 14W | N | Institutional | Turnover | 21.2749 | 0.64703 | 32.8809 | 0 | 0 | 0 | Fail 2-year Threshold
[11 empty] | Commercial | High Efficiency Chiller (Air Cooled, 50 tons) | N | Assembly | New | 1.4515 | 0.70725 | 2.0523 | 0 | 0 | 0 | Fail RIM | Industrial | Efficient Lighting - Other Interior Lighting | N | Transportation Equipment | New | 1.8113 | 0.78153 | 2.3177 | 0.00020403 | 0.00019833 | 0.0014294 | Commercial | LED - 14W | N | Lodging/Hospitality | Turnover | 25.0047 | 0.66822 | 37.4199 | 0 | 0 | 0 | Fail 2-year Threshold
[11 empty] | Commercial | High Efficiency Chiller (Air Cooled, 50 tons) | N | College and University | New | 1.6103 | 0.70725 | 2.2768 | 0 | 0 | 0 | Fail RIM | Industrial | Efficient Lighting - Other Interior Lighting | N | Transportation Equipment | Turnover | 1.8113 | 0.78153 | 2.3177 | 0.4646 | 0.4516 | 3.2549 | Commercial | LED - 14W | N | Miscellaneous | Turnover | 28.4267 | 0.64703 | 43.9342 | 0 | 0 | 0 | Fail 2-year Threshold
[11 empty] | Commercial | High Efficiency Chiller (Air Cooled, 50 tons) | N | Grocery | New | 0.8018 | 0.70725 | 1.1337 | 0 | 0 | 0 | Fail RIM | Industrial | Lighting Controls | N | Transportation Equipment | Existing | 3.8823 | 0.74597 | 5.2044 | 0.24016 | 0.23344 | 1.6825 | Commercial | LED - 14W | N | Offices | Turnover | 20.9783 | 0.64703 | 32.4224 | 0 | 0 | 0 | Fail 2-year Threshold
[11 empty] | Commercial | High Efficiency Chiller (Air Cooled, 50 tons) | N | Healthcare | New | 3.1583 | 0.70725 | 4.4657 | 0 | 0 | 0 | Fail RIM | Industrial | Lighting Controls | N | Transportation Equipment | New | 3.8823 | 0.74597 | 5.2044 | 0.0040901 | 0.0039757 | 0.028655 | Commercial | LED - 14W | N | Restaurants | Turnover | 22.3603 | 0.66822 | 33.4626 | 0 | 0 | 0 | Fail 2-year Threshold
[11 empty] | Commercial | High Efficiency Chiller (Air Cooled, 50 tons) | N | Hospitals | New | 2.9917 | 0.70725 | 4.2301 | 0 | 0 | 0 | Fail RIM | Industrial | Fan Equipment Upgrades | N | Transportation Equipment | New | 2.932 | 0.79498 | 3.6882 | 0.00065443 | 0.00063714 | 0.0048598 | Commercial | LED - 14W | N | Retail | Turnover | 33.1975 | 0.66822 | 49.6806 | 0 | 0 | 0 | Fail 2-year Threshold
[11 empty] | Commercial | High Efficiency Chiller (Air Cooled, 50 tons) | N | Institutional | New | 0.78403 | 0.70725 | 1.1086 | 0 | 0 | 0 | Fail RIM | Industrial | Fan Equipment Upgrades | N | Transportation Equipment | Turnover | 2.932 | 0.79498 | 3.6882 | 0.038426 | 0.037411 | 0.28536 | Commercial | LED - 14W | N | Schools K-12 | Turnover | 15.3419 | 0.64703 | 23.7113 | 0 | 0 | 0 | Fail 2-year Threshold
[11 empty] | Commercial | High Efficiency Chiller (Air Cooled, 50 tons) | N | Lodging/Hospitality | New | 2.3976 | 0.70725 | 3.3901 | 0 | 0 | 0 | Fail RIM | Industrial | Pump Equipment Upgrade | N | Transportation Equipment | New | 2.932 | 0.79498 | 3.6882 | 0.0010788 | 0.0010503 | 0.008011 | Commercial | LED - 14W | N | Warehouse | Turnover | 24.6606 | 0.64703 | 38.1135 | 0 | 0 | 0 | Fail 2-year Threshold
[11 empty] | Commercial | High Efficiency Chiller (Air Cooled, 50 tons) | N | Miscellaneous | New | 0.81068 | 0.70725 | 1.1462 | 0 | 0 | 0 | Fail RIM | Industrial | Pump Equipment Upgrade | N | Transportation Equipment | Turnover | 2.932 | 0.79498 | 3.6882 | 0.063343 | 0.06167 | 0.47039 | Commercial | LED - 14W | N | Assembly | New | 18.547 | 0.64703 | 28.6649 | 0 | 0 | 0 | Fail 2-year Threshold
[11 empty] | Commercial | High Efficiency Chiller (Air Cooled, 50 tons) | N | Offices | New | 1.6336 | 0.70725 | 2.3098 | 0 | 0 | 0 | Fail RIM | Industrial | Process Refrig Equipment Upgrade | N | Transportation Equipment | New | 4.1684 | 0.7526 | 5.5386 | 8.0293e-05 | 7.8313e-05 | 0.00058322 | Commercial | LED - 14W | N | College and University | New | 27.6353 | 0.63951 | 43.2133 | 0 | 0 | 0 | Fail 2-year Threshold
[11 empty] | Commercial | High Efficiency Chiller (Air Cooled, 50 tons) | N | Restaurants | New | 2.3521 | 0.70725 | 3.3257 | 0 | 0 | 0 | Fail RIM | Industrial | Process Refrig Equipment Upgrade | N | Transportation Equipment | Turnover | 4.1684 | 0.7526 | 5.5386 | 0.0047146 | 0.0045983 | 0.034245 | Commercial | LED - 14W | N | Grocery | New | 36.9275 | 0.66822 | 55.2626 | 0 | 0 | 0 | Fail 2-year Threshold
[11 empty] | Commercial | High Efficiency Chiller (Air Cooled, 50 tons) | N | Retail | New | 1.8435 | 0.70725 | 2.6065 | 0 | 0 | 0 | Fail RIM | Industrial | Lighting Controls - Exterior | N | Water and Wastewater | Existing | 3.6704 | 1.0174 | 3.6076 | 0 | 0 | 0.00034004 | Commercial | LED - 14W | N | Healthcare | New | 32.425 | 0.64703 | 50.1137 | 0 | 0 | 0 | Fail 2-year Threshold
[11 empty] | Commercial | High Efficiency Chiller (Air Cooled, 50 tons) | N | Schools K-12 | New | 1.6025 | 0.70725 | 2.2658 | 0 | 0 | 0 | Fail RIM | Industrial | Lighting Controls - Exterior | N | Water and Wastewater | New | 3.6704 | 1.0174 | 3.6076 | 0 | 0 | 5.7911e-06 | Commercial | LED - 14W | N | Hospitals | New | 42.6441 | 0.63951 | 66.6825 | 0 | 0 | 0 | Fail 2-year Threshold
[11 empty] | Commercial | High Efficiency Chiller (Air Cooled, 50 tons) | N | Warehouse | New | 0.35204 | 0.70725 | 0.49775 | 0 | 0 | 0 | Fail RIM | Industrial | Building Envelope Improvements | N | Water and Wastewater | Existing | 5.1644 | 0.78532 | 6.5763 | 0.00065303 | 0.00063719 | 0.0045842 | Commercial | LED - 14W | N | Institutional | New | 21.2749 | 0.64703 | 32.8809 | 0 | 0 | 0 | Fail 2-year Threshold
[11 empty] | Commercial | High Efficiency Chiller (Water cooled-centrifugal, 200 tons) | N | Assembly | Turnover | 1.3395 | 0.73046 | 1.8338 | 0 | 0 | 0 | Fail RIM | Industrial | Building Envelope Improvements | N | Water and Wastewater | New | 5.1644 | 0.78532 | 6.5763 | 1.1122e-05 | 1.0852e-05 | 7.8072e-05 | Commercial | LED - 14W | N | Lodging/Hospitality | New | 25.0047 | 0.66822 | 37.4199 | 0 | 0 | 0 | Fail 2-year Threshold
[11 empty] | Commercial | High Efficiency Chiller (Water cooled-centrifugal, 200 tons) | N | College and University | Turnover | 1.4861 | 0.73046 | 2.0344 | 0 | 0 | 0 | Fail RIM | Industrial | HVAC Equipment Upgrades | N | Water and Wastewater | New | 6.3769 | 0.80388 | 7.9326 | 1.0003e-05 | 9.7606e-06 | 7.0221e-05 | Commercial | LED - 14W | N | Miscellaneous | New | 28.4267 | 0.64703 | 43.9342 | 0 | 0 | 0 | Fail 2-year Threshold
[11 empty] | Commercial | High Efficiency Chiller (Water cooled-centrifugal, 200 tons) | N | Grocery | Turnover | 0.73996 | 0.73046 | 1.013 | 0 | 0 | 0 | Fail RIM | Industrial | HVAC Equipment Upgrades | N | Water and Wastewater | Turnover | 6.3769 | 0.80388 | 7.9326 | 0.00058737 | 0.00057312 | 0.0041232 | Commercial | LED - 14W | N | Offices | New | 20.9783 | 0.64703 | 32.4224 | 0 | 0 | 0 | Fail 2-year Threshold
[11 empty] | Commercial | High Efficiency Chiller (Water cooled-centrifugal, 200 tons) | N | Healthcare | Turnover | 2.9148 | 0.73046 | 3.9903 | 0 | 0 | 0 | Fail RIM | Industrial | HVAC Recommissioning | N | Water and Wastewater | Existing | 2.2087 | 0.74631 | 2.9595 | 0.00089105 | 0.00086943 | 0.006255 | Commercial | LED - 14W | N | Restaurants | New | 22.3603 | 0.66822 | 33.4626 | 0 | 0 | 0 | Fail 2-year Threshold
[11 empty] | Commercial | High Efficiency Chiller (Water cooled-centrifugal, 200 tons) | N | Hospitals | Turnover | 2.761 | 0.73046 | 3.7799 | 0 | 0 | 0 | Fail RIM | Industrial | HVAC Recommissioning | N | Water and Wastewater | New | 2.2087 | 0.74631 | 2.9595 | 1.5175e-05 | 1.4807e-05 | 0.00010653 | Commercial | LED - 14W | N | Retail | New | 33.1975 | 0.66822 | 49.6806 | 0 | 0 | 0 | Fail 2-year Threshold
[11 empty] | Commercial | High Efficiency Chiller (Water cooled-centrifugal, 200 tons) | N | Institutional | Turnover | 0.72357 | 0.73046 | 0.99056 | 0 | 0 | 0 | Fail RIM | Industrial | Efficient Lighting - High Bay | N | Water and Wastewater | New | 3.1741 | 0.77608 | 4.0899 | 2.1469e-05 | 2.0869e-05 | 0.00015041 | Commercial | LED - 14W | N | Schools K-12 | New | 15.3419 | 0.64703 | 23.7113 | 0 | 0 | 0 | Fail 2-year Threshold
[11 empty] | Commercial | High Efficiency Chiller (Water cooled-centrifugal, 200 tons) | N | Lodging/Hospitality | Turnover | 2.2127 | 0.73046 | 3.0292 | 0 | 0 | 0 | Fail RIM | Industrial | Efficient Lighting - High Bay | N | Water and Wastewater | Turnover | 3.1741 | 0.77608 | 4.0899 | 0.0012606 | 0.0012254 | 0.0088318 | Commercial | LED - 14W | N | Warehouse | New | 24.6606 | 0.64703 | 38.1135 | 0 | 0 | 0 | Fail 2-year Threshold
[11 empty] | Commercial | High Efficiency Chiller (Water cooled-centrifugal, 200 tons) | N | Miscellaneous | Turnover | 0.74816 | 0.73046 | 1.0242 | 0 | 0 | 0 | Fail RIM | Industrial | Efficient Lighting - Other Interior Lighting | N | Water and Wastewater | New | 1.8113 | 0.78153 | 2.3177 | 1.7086e-05 | 1.6608e-05 | 0.0001197 | Commercial | LED Display Lighting (Interior) | N | Assembly | Turnover | 5.8625 | 0.64766 | 9.0519 | 0 | 0 | 0 | Fail 2-year Threshold
[11 empty] | Commercial | High Efficiency Chiller (Water cooled-centrifugal, 200 tons) | N | Offices | Turnover | 1.5076 | 0.73046 | 2.0639 | 0 | 0 | 0 | Fail RIM | Industrial | Efficient Lighting - Other Interior Lighting | N | Water and Wastewater | Turnover | 1.8113 | 0.78153 | 2.3177 | 0.0017436 | 0.0016948 | 0.012215 | Commercial | LED Display Lighting (Interior) | N | College and University | Turnover | 8.7334 | 0.64016 | 13.6424 | 0 | 0 | 0 | Fail 2-year Threshold
[11 empty] | Commercial | High Efficiency Chiller (Water cooled-centrifugal, 200 tons) | N | Restaurants | Turnover | 2.1707 | 0.73046 | 2.9717 | 0 | 0 | 0 | Fail RIM | Industrial | Lighting Controls | N | Water and Wastewater | Existing | 3.6472 | 0.74597 | 4.8893 | 0.00050671 | 0.00049254 | 0.00355 | Commercial | LED Display Lighting (Interior) | N | Grocery | Turnover | 11.6607 | 0.66851 | 17.4428 | 0 | 0 | 0 | Fail 2-year Threshold
[11 empty] | Commercial | High Efficiency Chiller (Water cooled-centrifugal, 200 tons) | N | Retail | Turnover | 1.7013 | 0.73046 | 2.3291 | 0 | 0 | 0 | Fail RIM | Industrial | Lighting Controls | N | Water and Wastewater | New | 3.6472 | 0.74597 | 4.8893 | 8.6297e-06 | 8.3883e-06 | 6.0459e-05 | Commercial | LED Display Lighting (Interior) | N | Healthcare | Turnover | 10.2492 | 0.64766 | 15.825 | 0 | 0 | 0 | Fail 2-year Threshold
[11 empty] | Commercial | High Efficiency Chiller (Water cooled-centrifugal, 200 tons) | N | Schools K-12 | Turnover | 1.4789 | 0.73046 | 2.0246 | 0 | 0 | 0 | Fail RIM | Industrial | Fan Equipment Upgrades | N | Water and Wastewater | New | 4.0795 | 0.79498 | 5.1316 | 7.4619e-06 | 7.2648e-06 | 5.5413e-05 | Commercial | LED Display Lighting (Interior) | N | Hospitals | Turnover | 13.4766 | 0.64016 | 21.0517 | 0 | 0 | 0 | Fail 2-year Threshold
[11 empty] | Commercial | High Efficiency Chiller (Water cooled-centrifugal, 200 tons) | N | Warehouse | Turnover | 0.32489 | 0.73046 | 0.44477 | 0 | 0 | 0 | Fail RIM | Industrial | Fan Equipment Upgrades | N | Water and Wastewater | Turnover | 4.0795 | 0.79498 | 5.1316 | 0.00043814 | 0.00042657 | 0.0032537 | Commercial | LED Display Lighting (Interior) | N | Institutional | Turnover | 6.7248 | 0.64766 | 10.3832 | 0 | 0 | 0 | Fail 2-year Threshold
[11 empty] | Commercial | High Efficiency Chiller (Water cooled-centrifugal, 200 tons) | N | Assembly | New | 1.3395 | 0.73046 | 1.8338 | 0 | 0 | 0 | Fail RIM | Industrial | Motor Equipment Upgrades | N | Water and Wastewater | New | 3.0579 | 0.75638 | 4.0428 | 3.2766e-06 | 3.1901e-06 | 2.4332e-05 | Commercial | LED Display Lighting (Interior) | N | Lodging/Hospitality | Turnover | 7.8958 | 0.66851 | 11.811 | 0 | 0 | 0 | Fail 2-year Threshold
[11 empty] | Commercial | High Efficiency Chiller (Water cooled-centrifugal, 200 tons) | N | College and University | New | 1.4861 | 0.73046 | 2.0344 | 0 | 0 | 0 | Fail RIM | Industrial | Motor Equipment Upgrades | N | Water and Wastewater | Turnover | 3.0579 | 0.75638 | 4.0428 | 0.00035639 | 0.00034697 | 0.0026465 | Commercial | LED Display Lighting (Interior) | N | Miscellaneous | Turnover | 8.9854 | 0.64766 | 13.8736 | 0 | 0 | 0 | Fail 2-year Threshold
[11 empty] | Commercial | High Efficiency Chiller (Water cooled-centrifugal, 200 tons) | N | Grocery | New | 0.73996 | 0.73046 | 1.013 | 0 | 0 | 0 | Fail RIM | Industrial | Motor Optimization | N | Water and Wastewater | Existing | 1.1177 | 0.75638 | 1.4777 | 0.0007013 | 0.00068277 | 0.0052079 | Commercial | LED Display Lighting (Interior) | N | Offices | Turnover | 6.631 | 0.64766 | 10.2384 | 0 | 0 | 0 | Fail 2-year Threshold
[11 empty] | Commercial | High Efficiency Chiller (Water cooled-centrifugal, 200 tons) | N | Healthcare | New | 2.9148 | 0.73046 | 3.9903 | 0 | 0 | 0 | Fail RIM | Industrial | Motor Optimization | N | Water and Wastewater | New | 1.1177 | 0.75638 | 1.4777 | 0 | 0 | 0 | Commercial | LED Display Lighting (Interior) | N | Restaurants | Turnover | 7.0608 | 0.66851 | 10.562 | 0 | 0 | 0 | Fail 2-year Threshold
[11 empty] | Commercial | High Efficiency Chiller (Water cooled-centrifugal, 200 tons) | N | Hospitals | New | 2.761 | 0.73046 | 3.7799 | 0 | 0 | 0 | Fail RIM | Industrial | Pump Equipment Upgrade | N | Water and Wastewater | New | 5.5882 | 0.79498 | 7.0294 | 5.0201e-05 | 4.8875e-05 | 0.0003728 | Commercial | LED Display Lighting (Interior) | N | Retail | Turnover | 10.4829 | 0.66851 | 15.6809 | 0 | 0 | 0 | Fail 2-year Threshold
[11 empty] | Commercial | High Efficiency Chiller (Water cooled-centrifugal, 200 tons) | N | Institutional | New | 0.72357 | 0.73046 | 0.99056 | 0 | 0 | 0 | Fail RIM | Industrial | Pump Equipment Upgrade | N | Water and Wastewater | Turnover | 5.5882 | 0.79498 | 7.0294 | 0.0029477 | 0.0028698 | 0.02189 | Commercial | LED Display Lighting (Interior) | N | Schools K-12 | Turnover | 4.8494 | 0.64766 | 7.4876 | 0 | 0 | 0 | Fail 2-year Threshold
[11 empty] | Commercial | High Efficiency Chiller (Water cooled-centrifugal, 200 tons) | N | Lodging/Hospitality | New | 2.2127 | 0.73046 | 3.0292 | 0 | 0 | 0 | Fail RIM | Industrial | Process Refrig Equipment Upgrade | N | Water and Wastewater | New | 2.4675 | 0.7526 | 3.2787 | 1.2651e-05 | 1.2339e-05 | 9.1895e-05 | Commercial | LED Display Lighting (Interior) | N | Warehouse | Turnover | 7.7949 | 0.64766 | 12.0356 | 0 | 0 | 0 | Fail 2-year Threshold
[11 empty] | Commercial | High Efficiency Chiller (Water cooled-centrifugal, 200 tons) | N | Miscellaneous | New | 0.74816 | 0.73046 | 1.0242 | 0 | 0 | 0 | Fail RIM | Industrial | Process Refrig Equipment Upgrade | N | Water and Wastewater | Turnover | 2.4675 | 0.7526 | 3.2787 | 0.00074286 | 0.00072454 | 0.0053958 | Commercial | LED Display Lighting (Interior) | N | Assembly | New | 5.8625 | 0.64766 | 9.0519 | 0 | 0 | 0 | Fail 2-year Threshold
[11 empty] | Commercial | High Efficiency Chiller (Water cooled-centrifugal, 200 tons) | N | Offices | New | 1.5076 | 0.73046 | 2.0639 | 0 | 0 | 0 | Fail RIM | Residential | Central air conditioner - Load Shed |  | All | New | Passed | Passed | N/A | 413.228 | 0 | 0 | Commercial | LED Display Lighting (Interior) | N | College and University | New | 8.7334 | 0.64016 | 13.6424 | 0 | 0 | 0 | Fail 2-year Threshold
[11 empty] | Commercial | High Efficiency Chiller (Water cooled-centrifugal, 200 tons) | N | Restaurants | New | 2.1707 | 0.73046 | 2.9717 | 0 | 0 | 0 | Fail RIM | Residential | Central Heating - Load Shed |  | All | New | Passed | Passed | N/A | 0 | 983.055 | 0 | Commercial | LED Display Lighting (Interior) | N | Grocery | New | 11.6607 | 0.66851 | 17.4428 | 0 | 0 | 0 | Fail 2-year Threshold
[11 empty] | Commercial | High Efficiency Chiller (Water cooled-centrifugal, 200 tons) | N | Retail | New | 1.7013 | 0.73046 | 2.3291 | 0 | 0 | 0 | Fail RIM | Residential | Central air conditioner - 50% cycling |  | All | New | Passed | Passed | N/A | 0 | 0 | 0 | Commercial | LED Display Lighting (Interior) | N | Healthcare | New | 10.2492 | 0.64766 | 15.825 | 0 | 0 | 0 | Fail 2-year Threshold
[11 empty] | Commercial | High Efficiency Chiller (Water cooled-centrifugal, 200 tons) | N | Schools K-12 | New | 1.4789 | 0.73046 | 2.0246 | 0 | 0 | 0 | Fail RIM | Residential | Central Heating - 50% cycling |  | All | New | Passed | Passed | N/A | 0 | 0 | 0 | Commercial | LED Display Lighting (Interior) | N | Hospitals | New | 13.4766 | 0.64016 | 21.0517 | 0 | 0 | 0 | Fail 2-year Threshold
[11 empty] | Commercial | High Efficiency Chiller (Water cooled-centrifugal, 200 tons) | N | Warehouse | New | 0.32489 | 0.73046 | 0.44477 | 0 | 0 | 0 | Fail RIM | Residential | Water heater switches |  | All | New | Passed | Passed | N/A | 42.89 | 117.188 | 0 | Commercial | LED Display Lighting (Interior) | N | Institutional | New | 6.7248 | 0.64766 | 10.3832 | 0 | 0 | 0 | Fail 2-year Threshold
[11 empty] | Commercial | High Efficiency Chiller (Water cooled-positive displacement, 100 tons) | N | Assembly | Turnover | 0.77924 | 0.73046 | 1.0668 | 0 | 0 | 0 | Fail RIM | Residential | Pool pump switches |  | All | New | Passed | Passed | N/A | 32.431 | 49.979 | 0 | Commercial | LED Display Lighting (Interior) | N | Lodging/Hospitality | New | 7.8958 | 0.66851 | 11.811 | 0 | 0 | 0 | Fail 2-year Threshold
[11 empty] | Commercial | High Efficiency Chiller (Water cooled-positive displacement, 100 tons) | N | College and University | Turnover | 0.8645 | 0.73046 | 1.1835 | 0 | 0 | 0 | Fail RIM | Residential | Room AC control |  | All | New | Passed | Passed | N/A | 0 | 0 | 0 | Commercial | LED Display Lighting (Interior) | N | Miscellaneous | New | 8.9854 | 0.64766 | 13.8736 | 0 | 0 | 0 | Fail 2-year Threshold
[11 empty] | Commercial | High Efficiency Chiller (Water cooled-positive displacement, 100 tons) | N | Grocery | Turnover | 0.43046 | 0.73046 | 0.5893 | 0 | 0 | 0 | Fail RIM | Residential | Smart thermostats - Utility Installation |  | All | New | Passed | Passed | N/A | 0 | 0 | 0 | Commercial | LED Display Lighting (Interior) | N | Offices | New | 6.631 | 0.64766 | 10.2384 | 0 | 0 | 0 | Fail 2-year Threshold
[11 empty] | Commercial | High Efficiency Chiller (Water cooled-positive displacement, 100 tons) | N | Healthcare | Turnover | 1.6956 | 0.73046 | 2.3213 | 0 | 0 | 0 | Fail RIM | Residential | Smart thermostats - BYOT |  | All | New | Passed | Passed | N/A | 0 | 0 | 0 | Commercial | LED Display Lighting (Interior) | N | Restaurants | New | 7.0608 | 0.66851 | 10.562 | 0 | 0 | 0 | Fail 2-year Threshold
[11 empty] | Commercial | High Efficiency Chiller (Water cooled-positive displacement, 100 tons) | N | Hospitals | Turnover | 1.6062 | 0.73046 | 2.1989 | 0 | 0 | 0 | Fail RIM | Residential | CPP + Tech |  | All | New | Passed | Passed | N/A | 0 | 0 | 0 | Commercial | LED Display Lighting (Interior) | N | Retail | New | 10.4829 | 0.66851 | 15.6809 | 0 | 0 | 0 | Fail 2-year Threshold
[11 empty] | Commercial | High Efficiency Chiller (Water cooled-positive displacement, 100 tons) | N | Institutional | Turnover | 0.42092 | 0.73046 | 0.57624 | 0 | 0 | 0 | Fail RIM | Small C&I | Central air conditioner - Load Shed |  | 0-15,000 kWh | New | Passed | Passed | N/A | 9.227 | 0 | 0 | Commercial | LED Display Lighting (Interior) | N | Schools K-12 | New | 4.8494 | 0.64766 | 7.4876 | 0 | 0 | 0 | Fail 2-year Threshold
[11 empty] | Commercial | High Efficiency Chiller (Water cooled-positive displacement, 100 tons) | N | Lodging/Hospitality | Turnover | 1.2872 | 0.73046 | 1.7622 | 0 | 0 | 0 | Fail RIM | Small C&I | Central air conditioner - Load Shed |  | 15,001-25,000 kWh | New | Passed | Passed | N/A | 9.035 | 0 | 0 | Commercial | LED Display Lighting (Interior) | N | Warehouse | New | 7.7949 | 0.64766 | 12.0356 | 0 | 0 | 0 | Fail 2-year Threshold
[11 empty] | Commercial | High Efficiency Chiller (Water cooled-positive displacement, 100 tons) | N | Miscellaneous | Turnover | 0.43523 | 0.73046 | 0.59583 | 0 | 0 | 0 | Fail RIM | Small C&I | Central air conditioner - Load Shed |  | 25,001-50,000 kWh | New | Passed | Passed | N/A | 1.47 | 0 | 0 | Commercial | LED Linear - Fixture Replacement | N | Assembly | Turnover | 9.267 | 0.6475 | 14.312 | 0 | 0 | 0 | Fail 2-year Threshold
[11 empty] | Commercial | High Efficiency Chiller (Water cooled-positive displacement, 100 tons) | N | Offices | Turnover | 0.87702 | 0.73046 | 1.2006 | 0 | 0 | 0 | Fail RIM | Small C&I | Central air conditioner - Load Shed |  | 50,001 kWh + | New | Passed | Passed | N/A | 44.093 | 0 | 0 | Commercial | LED Linear - Fixture Replacement | N | College and University | Turnover | 13.8175 | 0.64036 | 21.5777 | 0 | 0 | 0 | Fail 2-year Threshold
[11 empty] | Commercial | High Efficiency Chiller (Water cooled-positive displacement, 100 tons) | N | Restaurants | Turnover | 1.2628 | 0.73046 | 1.7287 | 0 | 0 | 0 | Fail RIM | Small C&I | Central Heating - Load Shed |  | 0-15,000 kWh | New | Passed | Passed | N/A | 0 | 9.396 | 0 | Commercial | LED Linear - Fixture Replacement | N | Grocery | Turnover | 18.4475 | 0.66854 | 27.5937 | 0 | 0 | 0 | Fail 2-year Threshold
[11 empty] | Commercial | High Efficiency Chiller (Water cooled-positive displacement, 100 tons) | N | Retail | Turnover | 0.9897 | 0.73046 | 1.3549 | 0 | 0 | 0 | Fail RIM | Small C&I | Central Heating - Load Shed |  | 15,001-25,000 kWh | New | Passed | Passed | N/A | 0 | 5.102 | 0 | Commercial | LED Linear - Fixture Replacement | N | Healthcare | Turnover | 16.2012 | 0.6475 | 25.0211 | 0 | 0 | 0 | Fail 2-year Threshold
[11 empty] | Commercial | High Efficiency Chiller (Water cooled-positive displacement, 100 tons) | N | Schools K-12 | Turnover | 0.86032 | 0.73046 | 1.1778 | 0 | 0 | 0 | Fail RIM | Small C&I | Central Heating - Load Shed |  | 25,001-50,000 kWh | New | Passed | Passed | N/A | 0 | 1.881 | 0 | Commercial | LED Linear - Fixture Replacement | N | Hospitals | Turnover | 21.3218 | 0.64036 | 33.2966 | 0 | 0 | 0 | Fail 2-year Threshold
[11 empty] | Commercial | High Efficiency Chiller (Water cooled-positive displacement, 100 tons) | N | Warehouse | Turnover | 0.189 | 0.73046 | 0.25874 | 0 | 0 | 0 | Fail RIM | Small C&I | Central Heating - Load Shed |  | 50,001 kWh + | New | Passed | Passed | N/A | 0 | 31.628 | 0 | Commercial | LED Linear - Fixture Replacement | N | Institutional | Turnover | 10.63 | 0.6475 | 16.417 | 0 | 0 | 0 | Fail 2-year Threshold
[11 empty] | Commercial | High Efficiency Chiller (Water cooled-positive displacement, 100 tons) | N | Assembly | New | 0.77924 | 0.73046 | 1.0668 | 0 | 0 | 0 | Fail RIM | Small C&I | Central air conditioner - 50% cycling |  | 0-15,000 kWh | New | Passed | Passed | N/A | 0 | 0 | 0 | Commercial | LED Linear - Fixture Replacement | N | Lodging/Hospitality | Turnover | 12.4913 | 0.66854 | 18.6845 | 0 | 0 | 0 | Fail 2-year Threshold
[11 empty] | Commercial | High Efficiency Chiller (Water cooled-positive displacement, 100 tons) | N | College and University | New | 0.8645 | 0.73046 | 1.1835 | 0 | 0 | 0 | Fail RIM | Small C&I | Central air conditioner - 50% cycling |  | 15,001-25,000 kWh | New | Passed | Passed | N/A | 0 | 0 | 0 | Commercial | LED Linear - Fixture Replacement | N | Miscellaneous | Turnover | 14.2034 | 0.6475 | 21.9357 | 0 | 0 | 0 | Fail 2-year Threshold
[11 empty] | Commercial | High Efficiency Chiller (Water cooled-positive displacement, 100 tons) | N | Grocery | New | 0.43046 | 0.73046 | 0.5893 | 0 | 0 | 0 | Fail RIM | Small C&I | Central air conditioner - 50% cycling |  | 25,001-50,000 kWh | New | Passed | Passed | N/A | 0 | 0 | 0 | Commercial | LED Linear - Fixture Replacement | N | Offices | Turnover | 10.4818 | 0.6475 | 16.1881 | 0 | 0 | 0 | Fail 2-year Threshold
[11 empty] | Commercial | High Efficiency Chiller (Water cooled-positive displacement, 100 tons) | N | Healthcare | New | 1.6956 | 0.73046 | 2.3213 | 0 | 0 | 0 | Fail RIM | Small C&I | Central air conditioner - 50% cycling |  | 50,001 kWh + | New | Passed | Passed | N/A | 0 | 0 | 0 | Commercial | LED Linear - Fixture Replacement | N | Restaurants | Turnover | 11.1703 | 0.66854 | 16.7085 | 0 | 0 | 0 | Fail 2-year Threshold
[11 empty] | Commercial | High Efficiency Chiller (Water cooled-positive displacement, 100 tons) | N | Hospitals | New | 1.6062 | 0.73046 | 2.1989 | 0 | 0 | 0 | Fail RIM | Small C&I | Central Heating - 50% cycling |  | 0-15,000 kWh | New | Passed | Passed | N/A | 0 | 0 | 0 | Commercial | LED Linear - Fixture Replacement | N | Retail | Turnover | 16.5841 | 0.66854 | 24.8064 | 0 | 0 | 0 | Fail 2-year Threshold
[11 empty] | Commercial | High Efficiency Chiller (Water cooled-positive displacement, 100 tons) | N | Institutional | New | 0.42092 | 0.73046 | 0.57624 | 0 | 0 | 0 | Fail RIM | Small C&I | Central Heating - 50% cycling |  | 15,001-25,000 kWh | New | Passed | Passed | N/A | 0 | 0 | 0 | Commercial | LED Linear - Fixture Replacement | N | Schools K-12 | Turnover | 7.6656 | 0.6475 | 11.8387 | 0 | 0 | 0 | Fail 2-year Threshold
[11 empty] | Commercial | High Efficiency Chiller (Water cooled-positive displacement, 100 tons) | N | Lodging/Hospitality | New | 1.2872 | 0.73046 | 1.7622 | 0 | 0 | 0 | Fail RIM | Small C&I | Central Heating - 50% cycling |  | 25,001-50,000 kWh | New | Passed | Passed | N/A | 0 | 0 | 0 | Commercial | LED Linear - Fixture Replacement | N | Warehouse | Turnover | 12.3217 | 0.6475 | 19.0296 | 0 | 0 | 0 | Fail 2-year Threshold
[11 empty] | Commercial | High Efficiency Chiller (Water cooled-positive displacement, 100 tons) | N | Miscellaneous | New | 0.43523 | 0.73046 | 0.59583 | 0 | 0 | 0 | Fail RIM | Small C&I | Central Heating - 50% cycling |  | 50,001 kWh + | New | Passed | Passed | N/A | 0 | 0 | 0 | Commercial | LED Linear - Fixture Replacement | N | Assembly | New | 9.267 | 0.6475 | 14.312 | 0 | 0 | 0 | Fail 2-year Threshold
[11 empty] | Commercial | High Efficiency Chiller (Water cooled-positive displacement, 100 tons) | N | Offices | New | 0.87702 | 0.73046 | 1.2006 | 0 | 0 | 0 | Fail RIM | Small C&I | Smart thermostats - Utility Installation |  | 0-15,000 kWh | New | Passed | Passed | N/A | 0 | 0 | 0 | Commercial | LED Linear - Fixture Replacement | N | College and University | New | 13.8175 | 0.64036 | 21.5777 | 0 | 0 | 0 | Fail 2-year Threshold
[11 empty] | Commercial | High Efficiency Chiller (Water cooled-positive displacement, 100 tons) | N | Restaurants | New | 1.2628 | 0.73046 | 1.7287 | 0 | 0 | 0 | Fail RIM | Small C&I | Smart thermostats - Utility Installation |  | 15,001-25,000 kWh | New | Passed | Passed | N/A | 0 | 0 | 0 | Commercial | LED Linear - Fixture Replacement | N | Grocery | New | 18.4475 | 0.66854 | 27.5937 | 0 | 0 | 0 | Fail 2-year Threshold
[11 empty] | Commercial | High Efficiency Chiller (Water cooled-positive displacement, 100 tons) | N | Retail | New | 0.9897 | 0.73046 | 1.3549 | 0 | 0 | 0 | Fail RIM | Small C&I | Smart thermostats - Utility Installation |  | 25,001-50,000 kWh | New | Passed | Passed | N/A | 0 | 0 | 0 | Commercial | LED Linear - Fixture Replacement | N | Healthcare | New | 16.2012 | 0.6475 | 25.0211 | 0 | 0 | 0 | Fail 2-year Threshold
[11 empty] | Commercial | High Efficiency Chiller (Water cooled-positive displacement, 100 tons) | N | Schools K-12 | New | 0.86032 | 0.73046 | 1.1778 | 0 | 0 | 0 | Fail RIM | Small C&I | Smart thermostats - Utility Installation |  | 50,001 kWh + | New | Passed | Passed | N/A | 0 | 0 | 0 | Commercial | LED Linear - Fixture Replacement | N | Hospitals | New | 21.3218 | 0.64036 | 33.2966 | 0 | 0 | 0 | Fail 2-year Threshold
[11 empty] | Commercial | High Efficiency Chiller (Water cooled-positive displacement, 100 tons) | N | Warehouse | New | 0.189 | 0.73046 | 0.25874 | 0 | 0 | 0 | Fail RIM | Small C&I | Smart thermostats - BYOT |  | 0-15,000 kWh | New | Passed | Passed | N/A | 0 | 0 | 0 | Commercial | LED Linear - Fixture Replacement | N | Institutional | New | 10.63 | 0.6475 | 16.417 | 0 | 0 | 0 | Fail 2-year Threshold
[11 empty] | Commercial | High Efficiency Data Center Cooling | N | Assembly | Turnover | 0.60641 | 0.68765 | 0.88187 | 0 | 0 | 0 | Fail RIM | Small C&I | Smart thermostats - BYOT |  | 15,001-25,000 kWh | New | Passed | Passed | N/A | 0 | 0 | 0 | Commercial | LED Linear - Fixture Replacement | N | Lodging/Hospitality | New | 12.4913 | 0.66854 | 18.6845 | 0 | 0 | 0 | Fail 2-year Threshold
[11 empty] | Commercial | High Efficiency Data Center Cooling | N | College and University | Turnover | 0.60641 | 0.68765 | 0.88187 | 0 | 0 | 0 | Fail RIM | Small C&I | Smart thermostats - BYOT |  | 25,001-50,000 kWh | New | Passed | Passed | N/A | 0 | 0 | 0 | Commercial | LED Linear - Fixture Replacement | N | Miscellaneous | New | 14.2034 | 0.6475 | 21.9357 | 0 | 0 | 0 | Fail 2-year Threshold
[11 empty] | Commercial | High Efficiency Data Center Cooling | N | Grocery | Turnover | 0.60641 | 0.68765 | 0.88187 | 0 | 0 | 0 | Fail RIM | Small C&I | Smart thermostats - BYOT |  | 50,001 kWh + | New | Passed | Passed | N/A | 0 | 0 | 0 | Commercial | LED Linear - Fixture Replacement | N | Offices | New | 10.4818 | 0.6475 | 16.1881 | 0 | 0 | 0 | Fail 2-year Threshold
[11 empty] | Commercial | High Efficiency Data Center Cooling | N | Healthcare | Turnover | 0.60641 | 0.68765 | 0.88187 | 0 | 0 | 0 | Fail RIM | Small C&I | CPP + Tech |  | 0-15,000 kWh | New | Passed | Passed | N/A | 0 | 0 | 0 | Commercial | LED Linear - Fixture Replacement | N | Restaurants | New | 11.1703 | 0.66854 | 16.7085 | 0 | 0 | 0 | Fail 2-year Threshold
[11 empty] | Commercial | High Efficiency Data Center Cooling | N | Hospitals | Turnover | 0.60641 | 0.68765 | 0.88187 | 0 | 0 | 0 | Fail RIM | Small C&I | CPP + Tech |  | 15,001-25,000 kWh | New | Passed | Passed | N/A | 0 | 0 | 0 | Commercial | LED Linear - Fixture Replacement | N | Retail | New | 16.5841 | 0.66854 | 24.8064 | 0 | 0 | 0 | Fail 2-year Threshold
[11 empty] | Commercial | High Efficiency Data Center Cooling | N | Institutional | Turnover | 0.60641 | 0.68765 | 0.88187 | 0 | 0 | 0 | Fail RIM | Small C&I | CPP + Tech |  | 25,001-50,000 kWh | New | Passed | Passed | N/A | 0 | 0 | 0 | Commercial | LED Linear - Fixture Replacement | N | Schools K-12 | New | 7.6656 | 0.6475 | 11.8387 | 0 | 0 | 0 | Fail 2-year Threshold
[11 empty] | Commercial | High Efficiency Data Center Cooling | N | Lodging/Hospitality | Turnover | 0.60641 | 0.68765 | 0.88187 | 0 | 0 | 0 | Fail RIM | Small C&I | CPP + Tech |  | 50,001 kWh + | New | Passed | Passed | N/A | 0 | 0 | 0 | Commercial | LED Linear - Fixture Replacement | N | Warehouse | New | 12.3217 | 0.6475 | 19.0296 | 0 | 0 | 0 | Fail 2-year Threshold
[11 empty] | Commercial | High Efficiency Data Center Cooling | N | Miscellaneous | Turnover | 0.60641 | 0.68765 | 0.88187 | 0 | 0 | 0 | Fail RIM | Large C&I | Auto DR |  | 0-50 kW | New | Passed | Passed | N/A | 7.746 | 8.878 | 0 | Commercial | LED Linear - Lamp Replacement | N | Assembly | Turnover | 7.2624 | 0.64734 | 11.2188 | 0 | 0 | 0 | Fail 2-year Threshold
[11 empty] | Commercial | High Efficiency Data Center Cooling | N | Offices | Turnover | 0.60641 | 0.68765 | 0.88187 | 0 | 0 | 0 | Fail RIM | Large C&I | Auto DR |  | 51-300 kW | New | Passed | Passed | N/A | 314.866 | 307.802 | 0 | Commercial | LED Linear - Lamp Replacement | N | College and University | Turnover | 10.8211 | 0.6398 | 16.9134 | 0 | 0 | 0 | Fail 2-year Threshold
[11 empty] | Commercial | High Efficiency Data Center Cooling | N | Restaurants | Turnover | 0.60641 | 0.68765 | 0.88187 | 0 | 0 | 0 | Fail RIM | Large C&I | Auto DR |  | 301-500 kW | New | Passed | Passed | N/A | 1.314 | 1.047 | 0 | Commercial | LED Linear - Lamp Replacement | N | Grocery | Turnover | 14.4525 | 0.66831 | 21.6254 | 0 | 0 | 0 | Fail 2-year Threshold
[11 empty] | Commercial | High Efficiency Data Center Cooling | N | Retail | Turnover | 0.60641 | 0.68765 | 0.88187 | 0 | 0 | 0 | Fail RIM | Large C&I | Auto DR |  | 501 kW + | Existing (Interruptible) | Passed | Passed | N/A | 150.649 | 137.566 | 0 | Commercial | LED Linear - Lamp Replacement | N | Healthcare | Turnover | 12.6965 | 0.64734 | 19.6134 | 0 | 0 | 0 | Fail 2-year Threshold
[11 empty] | Commercial | High Efficiency Data Center Cooling | N | Schools K-12 | Turnover | 0.60641 | 0.68765 | 0.88187 | 0 | 0 | 0 | Fail RIM | Large C&I | CPP |  | 0-50 kW | New | Passed | Passed | N/A | 0 | 0 | 0 | Commercial | LED Linear - Lamp Replacement | N | Hospitals | Turnover | 16.6981 | 0.6398 | 26.0991 | 0 | 0 | 0 | Fail 2-year Threshold
[11 empty] | Commercial | High Efficiency Data Center Cooling | N | Warehouse | Turnover | 0.60641 | 0.68765 | 0.88187 | 0 | 0 | 0 | Fail RIM | Large C&I | CPP |  | 51-300 kW | New | Passed | Passed | N/A | 0 | 0 | 0 | Commercial | LED Linear - Lamp Replacement | N | Institutional | Turnover | 8.3305 | 0.64734 | 12.8688 | 0 | 0 | 0 | Fail 2-year Threshold
[11 empty] | Commercial | High Efficiency Data Center Cooling | N | Assembly | New | 0.60641 | 0.68765 | 0.88187 | 0 | 0 | 0 | Fail RIM | Large C&I | CPP |  | 301-500 kW | New | Passed | Passed | N/A | 0 | 0 | 0 | Commercial | LED Linear - Lamp Replacement | N | Lodging/Hospitality | Turnover | 9.7862 | 0.66831 | 14.6431 | 0 | 0 | 0 | Fail 2-year Threshold
[11 empty] | Commercial | High Efficiency Data Center Cooling | N | College and University | New | 0.60641 | 0.68765 | 0.88187 | 0 | 0 | 0 | Fail RIM | Large C&I | CPP |  | 501 kW + | New | Passed | Passed | N/A | 0 | 0 | 0 | Commercial | LED Linear - Lamp Replacement | N | Miscellaneous | Turnover | 11.1309 | 0.64734 | 17.1949 | 0 | 0 | 0 | Fail 2-year Threshold
[11 empty] | Commercial | High Efficiency Data Center Cooling | N | Grocery | New | 0.60641 | 0.68765 | 0.88187 | 0 | 0 | 0 | Fail RIM | Large C&I | Firm Service Level |  | 0-50 kW | New | Passed | Passed | N/A | 0 | 0 | 0 | Commercial | LED Linear - Lamp Replacement | N | Offices | Turnover | 8.2143 | 0.64734 | 12.6894 | 0 | 0 | 0 | Fail 2-year Threshold
[11 empty] | Commercial | High Efficiency Data Center Cooling | N | Healthcare | New | 0.60641 | 0.68765 | 0.88187 | 0 | 0 | 0 | Fail RIM | Large C&I | Firm Service Level |  | 51-300 kW | New | Passed | Passed | N/A | 0 | 0 | 0 | Commercial | LED Linear - Lamp Replacement | N | Restaurants | Turnover | 8.7513 | 0.66831 | 13.0946 | 0 | 0 | 0 | Fail 2-year Threshold
[11 empty] | Commercial | High Efficiency Data Center Cooling | N | Hospitals | New | 0.60641 | 0.68765 | 0.88187 | 0 | 0 | 0 | Fail RIM | Large C&I | Firm Service Level |  | 301-500 kW | New | Passed | Passed | N/A | 0 | 0 | 0 | Commercial | LED Linear - Lamp Replacement | N | Retail | Turnover | 12.9927 | 0.66831 | 19.441 | 0 | 0 | 0 | Fail 2-year Threshold
[11 empty] | Commercial | High Efficiency Data Center Cooling | N | Institutional | New | 0.60641 | 0.68765 | 0.88187 | 0 | 0 | 0 | Fail RIM | Large C&I | Firm Service Level |  | 501 kW + | Existing (Curtailable) | Passed | Passed | N/A | 0 | 0 | 0 | Commercial | LED Linear - Lamp Replacement | N | Schools K-12 | Turnover | 6.0074 | 0.64734 | 9.2801 | 0 | 0 | 0 | Fail 2-year Threshold
[11 empty] | Commercial | High Efficiency Data Center Cooling | N | Lodging/Hospitality | New | 0.60641 | 0.68765 | 0.88187 | 0 | 0 | 0 | Fail RIM | Large C&I | Guaranteed Load Drop |  | 0-50 kW | New | Passed | Passed | N/A | 0 | 0 | 0 | Commercial | LED Linear - Lamp Replacement | N | Warehouse | Turnover | 9.6562 | 0.64734 | 14.9168 | 0 | 0 | 0 | Fail 2-year Threshold
[11 empty] | Commercial | High Efficiency Data Center Cooling | N | Miscellaneous | New | 0.60641 | 0.68765 | 0.88187 | 0 | 0 | 0 | Fail RIM | Large C&I | Guaranteed Load Drop |  | 51-300 kW | New | Passed | Passed | N/A | 0 | 0 | 0 | Commercial | LED Linear - Lamp Replacement | N | Assembly | New | 7.2624 | 0.64734 | 11.2188 | 0 | 0 | 0 | Fail 2-year Threshold
[11 empty] | Commercial | High Efficiency Data Center Cooling | N | Offices | New | 0.60641 | 0.68765 | 0.88187 | 0 | 0 | 0 | Fail RIM | Large C&I | Guaranteed Load Drop |  | 301-500 kW | New | Passed | Passed | N/A | 0 | 0 | 0 | Commercial | LED Linear - Lamp Replacement | N | College and University | New | 10.8211 | 0.6398 | 16.9134 | 0 | 0 | 0 | Fail 2-year Threshold
[11 empty] | Commercial | High Efficiency Data Center Cooling | N | Restaurants | New | 0.60641 | 0.68765 | 0.88187 | 0 | 0 | 0 | Fail RIM | Large C&I | Guaranteed Load Drop |  | 501 kW + | New | Passed | Passed | N/A | 0 | 0 | 0 | Commercial | LED Linear - Lamp Replacement | N | Grocery | New | 14.4525 | 0.66831 | 21.6254 | 0 | 0 | 0 | Fail 2-year Threshold
[11 empty] | Commercial | High Efficiency Data Center Cooling | N | Retail | New | 0.60641 | 0.68765 | 0.88187 | 0 | 0 | 0 | Fail RIM | [11 empty] | Commercial | LED Linear - Lamp Replacement | N | Healthcare | New | 12.6965 | 0.64734 | 19.6134 | 0 | 0 | 0 | Fail 2-year Threshold
[11 empty] | Commercial | High Efficiency Data Center Cooling | N | Schools K-12 | New | 0.60641 | 0.68765 | 0.88187 | 0 | 0 | 0 | Fail RIM | [11 empty] | Commercial | LED Linear - Lamp Replacement | N | Hospitals | New | 16.6981 | 0.6398 | 26.0991 | 0 | 0 | 0 | Fail 2-year Threshold
[11 empty] | Commercial | High Efficiency Data Center Cooling | N | Warehouse | New | 0.60641 | 0.68765 | 0.88187 | 0 | 0 | 0 | Fail RIM | [11 empty] | Commercial | LED Linear - Lamp Replacement | N | Institutional | New | 8.3305 | 0.64734 | 12.8688 | 0 | 0 | 0 | Fail 2-year Threshold
[11 empty] | Commercial | High Efficiency DX 135k- less than 240k BTU | N | Assembly | Turnover | 0.34383 | 0.69421 | 0.49529 | 0 | 0 | 0 | Fail RIM | [11 empty] | Commercial | LED Linear - Lamp Replacement | N | Lodging/Hospitality | New | 9.7862 | 0.66831 | 14.6431 | 0 | 0 | 0 | Fail 2-year Threshold
[11 empty] | Commercial | High Efficiency DX 135k- less than 240k BTU | N | College and University | Turnover | 0.38145 | 0.69421 | 0.54948 | 0 | 0 | 0 | Fail RIM | [11 empty] | Commercial | LED Linear - Lamp Replacement | N | Miscellaneous | New | 11.1309 | 0.64734 | 17.1949 | 0 | 0 | 0 | Fail 2-year Threshold
[11 empty] | Commercial | High Efficiency DX 135k- less than 240k BTU | N | Grocery | Turnover | 0.18994 | 0.69421 | 0.2736 | 0 | 0 | 0 | Fail RIM | [11 empty] | Commercial | LED Linear - Lamp Replacement | N | Offices | New | 8.2143 | 0.64734 | 12.6894 | 0 | 0 | 0 | Fail 2-year Threshold
[11 empty] | Commercial | High Efficiency DX 135k- less than 240k BTU | N | Healthcare | Turnover | 0.74817 | 0.69421 | 1.0777 | 0 | 0 | 0 | Fail RIM | [11 empty] | Commercial | LED Linear - Lamp Replacement | N | Restaurants | New | 8.7513 | 0.66831 | 13.0946 | 0 | 0 | 0 | Fail 2-year Threshold
[11 empty] | Commercial | High Efficiency DX 135k- less than 240k BTU | N | Hospitals | Turnover | 0.70871 | 0.69421 | 1.0209 | 0 | 0 | 0 | Fail RIM | [11 empty] | Commercial | LED Linear - Lamp Replacement | N | Retail | New | 12.9927 | 0.66831 | 19.441 | 0 | 0 | 0 | Fail 2-year Threshold
[11 empty] | Commercial | High Efficiency DX 135k- less than 240k BTU | N | Institutional | Turnover | 0.18573 | 0.69421 | 0.26754 | 0 | 0 | 0 | Fail RIM | [11 empty] | Commercial | LED Linear - Lamp Replacement | N | Schools K-12 | New | 6.0074 | 0.64734 | 9.2801 | 0 | 0 | 0 | Fail 2-year Threshold
[11 empty] | Commercial | High Efficiency DX 135k- less than 240k BTU | N | Lodging/Hospitality | Turnover | 0.56797 | 0.69421 | 0.81816 | 0 | 0 | 0 | Fail RIM | [11 empty] | Commercial | LED Linear - Lamp Replacement | N | Warehouse | New | 9.6562 | 0.64734 | 14.9168 | 0 | 0 | 0 | Fail 2-year Threshold
[11 empty] | Commercial | High Efficiency DX 135k- less than 240k BTU | N | Miscellaneous | Turnover | 0.19204 | 0.69421 | 0.27663 | 0 | 0 | 0 | Fail RIM | [11 empty] | Commercial | Premium T8 - Fixture Replacement | N | Assembly | Turnover | 0.6252 | 0.59125 | 1.0574 | 0 | 0 | 0 | Fail TRC
[11 empty] | Commercial | High Efficiency DX 135k- less than 240k BTU | N | Offices | Turnover | 0.38698 | 0.69421 | 0.55744 | 0 | 0 | 0 | Fail RIM | [11 empty] | Commercial | Premium T8 - Fixture Replacement | N | College and University | Turnover | 0.95987 | 0.60209 | 1.5942 | 0 | 0 | 0 | Fail TRC
[11 empty] | Commercial | High Efficiency DX 135k- less than 240k BTU | N | Restaurants | Turnover | 0.55718 | 0.69421 | 0.80262 | 0 | 0 | 0 | Fail RIM | [11 empty] | Commercial | Premium T8 - Fixture Replacement | N | Institutional | Turnover | 0.71715 | 0.59125 | 1.2129 | 0 | 0 | 0 | Fail TRC
[11 empty] | Commercial | High Efficiency DX 135k- less than 240k BTU | N | Retail | Turnover | 0.4367 | 0.69421 | 0.62906 | 0 | 0 | 0 | Fail RIM | [11 empty] | Commercial | Premium T8 - Fixture Replacement | N | Lodging/Hospitality | Turnover | 0.84457 | 0.6118 | 1.3805 | 0 | 0 | 0 | Fail TRC
[11 empty] | Commercial | High Efficiency DX 135k- less than 240k BTU | N | Schools K-12 | Turnover | 0.37961 | 0.69421 | 0.54683 | 0 | 0 | 0 | Fail RIM | [11 empty] | Commercial | Premium T8 - Fixture Replacement | N | Miscellaneous | Turnover | 0.95823 | 0.59125 | 1.6207 | 0 | 0 | 0 | Fail TRC
[11 empty] | Commercial | High Efficiency DX 135k- less than 240k BTU | N | Warehouse | Turnover | 0.083393 | 0.69421 | 0.12013 | 0 | 0 | 0 | Fail RIM | [11 empty] | Commercial | Premium T8 - Fixture Replacement | N | Offices | Turnover | 0.70715 | 0.59125 | 1.196 | 0 | 0 | 0 | Fail TRC
[11 empty] | Commercial | High Efficiency DX 135k- less than 240k BTU | N | Assembly | New | 0.34383 | 0.69421 | 0.49529 | 0 | 0 | 0 | Fail RIM | [11 empty] | Commercial | Premium T8 - Fixture Replacement | N | Restaurants | Turnover | 0.75526 | 0.6118 | 1.2345 | 0 | 0 | 0 | Fail TRC
[11 empty] | Commercial | High Efficiency DX 135k- less than 240k BTU | N | College and University | New | 0.38145 | 0.69421 | 0.54948 | 0 | 0 | 0 | Fail RIM | [11 empty] | Commercial | Premium T8 - Fixture Replacement | N | Schools K-12 | Turnover | 0.51716 | 0.59125 | 0.87469 | 0 | 0 | 0 | Fail TRC
[11 empty] | Commercial | High Efficiency DX 135k- less than 240k BTU | N | Grocery | New | 0.18994 | 0.69421 | 0.2736 | 0 | 0 | 0 | Fail RIM | [11 empty] | Commercial | Premium T8 - Fixture Replacement | N | Warehouse | Turnover | 0.83127 | 0.59125 | 1.406 | 0 | 0 | 0 | Fail TRC
[11 empty] | Commercial | High Efficiency DX 135k- less than 240k BTU | N | Healthcare | New | 0.74817 | 0.69421 | 1.0777 | 0 | 0 | 0 | Fail RIM | [11 empty] | Commercial | Premium T8 - Fixture Replacement | N | Assembly | New | 0.6252 | 0.59125 | 1.0574 | 0 | 0 | 0 | Fail TRC
[11 empty] | Commercial | High Efficiency DX 135k- less than 240k BTU | N | Hospitals | New | 0.70871 | 0.69421 | 1.0209 | 0 | 0 | 0 | Fail RIM | [11 empty] | Commercial | Premium T8 - Fixture Replacement | N | College and University | New | 0.95987 | 0.60209 | 1.5942 | 0 | 0 | 0 | Fail TRC
[11 empty] | Commercial | High Efficiency DX 135k- less than 240k BTU | N | Institutional | New | 0.18573 | 0.69421 | 0.26754 | 0 | 0 | 0 | Fail RIM | [11 empty] | Commercial | Premium T8 - Fixture Replacement | N | Institutional | New | 0.71715 | 0.59125 | 1.2129 | 0 | 0 | 0 | Fail TRC
[11 empty] | Commercial | High Efficiency DX 135k- less than 240k BTU | N | Lodging/Hospitality | New | 0.56797 | 0.69421 | 0.81816 | 0 | 0 | 0 | Fail RIM | [11 empty] | Commercial | Premium T8 - Fixture Replacement | N | Lodging/Hospitality | New | 0.84457 | 0.6118 | 1.3805 | 0 | 0 | 0 | Fail TRC
[11 empty] | Commercial | High Efficiency DX 135k- less than 240k BTU | N | Miscellaneous | New | 0.19204 | 0.69421 | 0.27663 | 0 | 0 | 0 | Fail RIM | [11 empty] | Commercial | Premium T8 - Fixture Replacement | N | Miscellaneous | New | 0.95823 | 0.59125 | 1.6207 | 0 | 0 | 0 | Fail TRC
[11 empty] | Commercial | High Efficiency DX 135k- less than 240k BTU | N | Offices | New | 0.38698 | 0.69421 | 0.55744 | 0 | 0 | 0 | Fail RIM | [11 empty] | Commercial | Premium T8 - Fixture Replacement | N | Offices | New | 0.70715 | 0.59125 | 1.196 | 0 | 0 | 0 | Fail TRC
[11 empty] | Commercial | High Efficiency DX 135k- less than 240k BTU | N | Restaurants | New | 0.55718 | 0.69421 | 0.80262 | 0 | 0 | 0 | Fail RIM | [11 empty] | Commercial | Premium T8 - Fixture Replacement | N | Restaurants | New | 0.75526 | 0.6118 | 1.2345 | 0 | 0 | 0 | Fail TRC
[11 empty] | Commercial | High Efficiency DX 135k- less than 240k BTU | N | Retail | New | 0.4367 | 0.69421 | 0.62906 | 0 | 0 | 0 | Fail RIM | [11 empty] | Commercial | Premium T8 - Fixture Replacement | N | Schools K-12 | New | 0.51716 | 0.59125 | 0.87469 | 0 | 0 | 0 | Fail TRC
[11 empty] | Commercial | High Efficiency DX 135k- less than 240k BTU | N | Schools K-12 | New | 0.37961 | 0.69421 | 0.54683 | 0 | 0 | 0 | Fail RIM | [11 empty] | Commercial | Premium T8 - Fixture Replacement | N | Warehouse | New | 0.83127 | 0.59125 | 1.406 | 0 | 0 | 0 | Fail TRC
[11 empty] | Commercial | High Efficiency DX 135k- less than 240k BTU | N | Warehouse | New | 0.083393 | 0.69421 | 0.12013 | 0 | 0 | 0 | Fail RIM | [11 empty] | Commercial | Premium T8 - Lamp Replacement | N | Assembly | Turnover | 9.4709 | 0.59119 | 16.0199 | 0 | 0 | 0 | Fail 2-year Threshold
[11 empty] | Commercial | High Efficiency PTAC | N | Assembly | Turnover | 3.8966 | 0.70496 | 5.5274 | 0 | 0 | 0 | Fail RIM | [11 empty] | Commercial | Premium T8 - Lamp Replacement | N | College and University | Turnover | 14.5313 | 0.60167 | 24.1515 | 0 | 0 | 0 | Fail 2-year Threshold
[11 empty] | Commercial | High Efficiency PTAC | N | College and University | Turnover | 3.9874 | 0.66652 | 5.9825 | 0 | 0 | 0 | Fail RIM | [11 empty] | Commercial | Premium T8 - Lamp Replacement | N | Grocery | Turnover | 18.896 | 0.61192 | 30.8799 | 0 | 0 | 0 | Fail 2-year Threshold
[11 empty] | Commercial | High Efficiency PTAC | N | Grocery | Turnover | 2.1525 | 0.70496 | 3.0534 | 0 | 0 | 0 | Fail RIM | [11 empty] | Commercial | Premium T8 - Lamp Replacement | N | Healthcare | Turnover | 16.5576 | 0.59119 | 28.0069 | 0 | 0 | 0 | Fail 2-year Threshold
[11 empty] | Commercial | High Efficiency PTAC | N | Healthcare | Turnover | 8.4788 | 0.70496 | 12.0274 | 0 | 0 | 0 | Fail RIM | [11 empty] | Commercial | Premium T8 - Lamp Replacement | N | Hospitals | Turnover | 22.4233 | 0.60167 | 37.2682 | 0 | 0 | 0 | Fail 2-year Threshold
[11 empty] | Commercial | High Efficiency PTAC | N | Hospitals | Turnover | 7.4084 | 0.66652 | 11.1151 | 0 | 0 | 0 | Fail RIM | [11 empty] | Commercial | Premium T8 - Lamp Replacement | N | Institutional | Turnover | 10.8638 | 0.59119 | 18.3761 | 0 | 0 | 0 | Fail 2-year Threshold
[11 empty] | Commercial | High Efficiency PTAC | N | Institutional | Turnover | 2.1048 | 0.70496 | 2.9857 | 0 | 0 | 0 | Fail RIM | [11 empty] | Commercial | Premium T8 - Lamp Replacement | N | Lodging/Hospitality | Turnover | 12.795 | 0.61192 | 20.9097 | 0 | 0 | 0 | Fail 2-year Threshold
[11 empty] | Commercial | High Efficiency PTAC | N | Lodging/Hospitality | Turnover | 6.4366 | 0.70496 | 9.1305 | 0 | 0 | 0 | Fail RIM | [11 empty] | Commercial | Premium T8 - Lamp Replacement | N | Miscellaneous | Turnover | 14.5159 | 0.59119 | 24.5534 | 0 | 0 | 0 | Fail 2-year Threshold
[11 empty] | Commercial | High Efficiency PTAC | N | Miscellaneous | Turnover | 2.1223 | 0.69414 | 3.0575 | 0 | 0 | 0 | Fail RIM | [11 empty] | Commercial | Premium T8 - Lamp Replacement | N | Offices | Turnover | 10.7124 | 0.59119 | 18.1198 | 0 | 0 | 0 | Fail 2-year Threshold
[11 empty] | Commercial | High Efficiency PTAC | N | Offices | Turnover | 4.2767 | 0.69414 | 6.1611 | 0 | 0 | 0 | Fail RIM | [11 empty] | Commercial | Premium T8 - Lamp Replacement | N | Restaurants | Turnover | 11.4419 | 0.61192 | 18.6984 | 0 | 0 | 0 | Fail 2-year Threshold
[11 empty] | Commercial | High Efficiency PTAC | N | Restaurants | Turnover | 6.3144 | 0.70496 | 8.9571 | 0 | 0 | 0 | Fail RIM | [11 empty] | Commercial | Premium T8 - Lamp Replacement | N | Retail | Turnover | 16.9873 | 0.61192 | 27.7607 | 0 | 0 | 0 | Fail 2-year Threshold
[11 empty] | Commercial | High Efficiency PTAC | N | Retail | Turnover | 4.949 | 0.70496 | 7.0202 | 0 | 0 | 0 | Fail RIM | [11 empty] | Commercial | Premium T8 - Lamp Replacement | N | Schools K-12 | Turnover | 7.8342 | 0.59119 | 13.2515 | 0 | 0 | 0 | Fail 2-year Threshold
[11 empty] | Commercial | High Efficiency PTAC | N | Schools K-12 | Turnover | 4.302 | 0.70496 | 6.1025 | 0 | 0 | 0 | Fail RIM | [11 empty] | Commercial | Premium T8 - Lamp Replacement | N | Warehouse | Turnover | 12.5927 | 0.59119 | 21.3004 | 0 | 0 | 0 | Fail 2-year Threshold
[11 empty] | Commercial | High Efficiency PTAC | N | Warehouse | Turnover | 0.94507 | 0.70496 | 1.3406 | 0 | 0 | 0 | Fail RIM | [11 empty] | Commercial | Premium T8 - Lamp Replacement | N | Assembly | New | 9.4709 | 0.59119 | 16.0199 | 0 | 0 | 0 | Fail 2-year Threshold
[11 empty] | Commercial | High Efficiency PTAC | N | Assembly | New | 3.8966 | 0.70496 | 5.5274 | 0 | 0 | 0 | Fail RIM | [11 empty] | Commercial | Premium T8 - Lamp Replacement | N | College and University | New | 14.5313 | 0.60167 | 24.1515 | 0 | 0 | 0 | Fail 2-year Threshold
[11 empty] | Commercial | High Efficiency PTAC | N | College and University | New | 3.9874 | 0.66652 | 5.9825 | 0 | 0 | 0 | Fail RIM | [11 empty] | Commercial | Premium T8 - Lamp Replacement | N | Grocery | New | 18.896 | 0.61192 | 30.8799 | 0 | 0 | 0 | Fail 2-year Threshold
[11 empty] | Commercial | High Efficiency PTAC | N | Grocery | New | 2.1525 | 0.70496 | 3.0534 | 0 | 0 | 0 | Fail RIM | [11 empty] | Commercial | Premium T8 - Lamp Replacement | N | Healthcare | New | 16.5576 | 0.59119 | 28.0069 | 0 | 0 | 0 | Fail 2-year Threshold
[11 empty] | Commercial | High Efficiency PTAC | N | Healthcare | New | 8.4788 | 0.70496 | 12.0274 | 0 | 0 | 0 | Fail RIM | [11 empty] | Commercial | Premium T8 - Lamp Replacement | N | Hospitals | New | 22.4233 | 0.60167 | 37.2682 | 0 | 0 | 0 | Fail 2-year Threshold
[11 empty] | Commercial | High Efficiency PTAC | N | Hospitals | New | 7.4084 | 0.66652 | 11.1151 | 0 | 0 | 0 | Fail RIM | [11 empty] | Commercial | Premium T8 - Lamp Replacement | N | Institutional | New | 10.8638 | 0.59119 | 18.3761 | 0 | 0 | 0 | Fail 2-year Threshold
[11 empty] | Commercial | High Efficiency PTAC | N | Institutional | New | 2.1048 | 0.70496 | 2.9857 | 0 | 0 | 0 | Fail RIM | [11 empty] | Commercial | Premium T8 - Lamp Replacement | N | Lodging/Hospitality | New | 12.795 | 0.61192 | 20.9097 | 0 | 0 | 0 | Fail 2-year Threshold
[11 empty] | Commercial | High Efficiency PTAC | N | Lodging/Hospitality | New | 6.4366 | 0.70496 | 9.1305 | 0 | 0 | 0 | Fail RIM | [11 empty] | Commercial | Premium T8 - Lamp Replacement | N | Miscellaneous | New | 14.5159 | 0.59119 | 24.5534 | 0 | 0 | 0 | Fail 2-year Threshold
[11 empty] | Commercial | High Efficiency PTAC | N | Miscellaneous | New | 2.1223 | 0.69414 | 3.0575 | 0 | 0 | 0 | Fail RIM | [11 empty] | Commercial | Premium T8 - Lamp Replacement | N | Offices | New | 10.7124 | 0.59119 | 18.1198 | 0 | 0 | 0 | Fail 2-year Threshold
[11 empty] | Commercial | High Efficiency PTAC | N | Offices | New | 4.2767 | 0.69414 | 6.1611 | 0 | 0 | 0 | Fail RIM | [11 empty] | Commercial | Premium T8 - Lamp Replacement | N | Restaurants | New | 11.4419 | 0.61192 | 18.6984 | 0 | 0 | 0 | Fail 2-year Threshold
[11 empty] | Commercial | High Efficiency PTAC | N | Restaurants | New | 6.3144 | 0.70496 | 8.9571 | 0 | 0 | 0 | Fail RIM | [11 empty] | Commercial | Premium T8 - Lamp Replacement | N | Retail | New | 16.9873 | 0.61192 | 27.7607 | 0 | 0 | 0 | Fail 2-year Threshold
[11 empty] | Commercial | High Efficiency PTAC | N | Retail | New | 4.949 | 0.70496 | 7.0202 | 0 | 0 | 0 | Fail RIM | [11 empty] | Commercial | Premium T8 - Lamp Replacement | N | Schools K-12 | New | 7.8342 | 0.59119 | 13.2515 | 0 | 0 | 0 | Fail 2-year Threshold
[11 empty] | Commercial | High Efficiency PTAC | N | Schools K-12 | New | 4.302 | 0.70496 | 6.1025 | 0 | 0 | 0 | Fail RIM | [11 empty] | Commercial | Premium T8 - Lamp Replacement | N | Warehouse | New | 12.5927 | 0.59119 | 21.3004 | 0 | 0 | 0 | Fail 2-year Threshold
[11 empty] | Commercial | High Efficiency PTAC | N | Warehouse | New | 0.94507 | 0.70496 | 1.3406 | 0 | 0 | 0 | Fail RIM | [11 empty] | Commercial | ENERGY STAR Commercial Clothes Washer | N | Assembly | Turnover | 0.68085 | 0.58749 | 1.1589 | 0 | 0 | 0 | Fail TRC
[11 empty] | Commercial | High Efficiency PTHP | N | Assembly | Turnover | 4.0449 | 0.70494 | 5.738 | 0 | 0 | 0 | Fail RIM | [11 empty] | Commercial | ENERGY STAR Commercial Clothes Washer | N | College and University | Turnover | 0.70279 | 0.59898 | 1.1733 | 0 | 0 | 0 | Fail TRC
[11 empty] | Commercial | High Efficiency PTHP | N | College and University | Turnover | 4.1231 | 0.66639 | 6.1873 | 0 | 0 | 0 | Fail RIM | [11 empty] | Commercial | ENERGY STAR Commercial Clothes Washer | N | Grocery | Turnover | 0.69043 | 0.58945 | 1.1713 | 0 | 0 | 0 | Fail TRC
[11 empty] | Commercial | High Efficiency PTHP | N | Grocery | Turnover | 2.4079 | 0.70494 | 3.4158 | 0 | 0 | 0 | Fail RIM | [11 empty] | Commercial | ENERGY STAR Commercial Clothes Washer | N | Healthcare | Turnover | 0.69043 | 0.58945 | 1.1713 | 0 | 0 | 0 | Fail TRC
[11 empty] | Commercial | High Efficiency PTHP | N | Healthcare | Turnover | 8.7114 | 0.70494 | 12.3576 | 0 | 0 | 0 | Fail RIM | [11 empty] | Commercial | ENERGY STAR Commercial Clothes Washer | N | Hospitals | Turnover | 0.70279 | 0.59898 | 1.1733 | 0 | 0 | 0 | Fail TRC
[11 empty] | Commercial | High Efficiency PTHP | N | Hospitals | Turnover | 7.6504 | 0.66639 | 11.4804 | 0 | 0 | 0 | Fail RIM | [11 empty] | Commercial | ENERGY STAR Commercial Clothes Washer | N | Institutional | Turnover | 0.68085 | 0.58749 | 1.1589 | 0 | 0 | 0 | Fail TRC
[11 empty] | Commercial | High Efficiency PTHP | N | Institutional | Turnover | 2.2342 | 0.70494 | 3.1694 | 0 | 0 | 0 | Fail RIM | [11 empty] | Commercial | ENERGY STAR Commercial Clothes Washer | N | Lodging/Hospitality | Turnover | 0.70279 | 0.59898 | 1.1733 | 0 | 0 | 0 | Fail TRC
[11 empty] | Commercial | High Efficiency PTHP | N | Lodging/Hospitality | Turnover | 6.5932 | 0.70494 | 9.3529 | 0 | 0 | 0 | Fail RIM | [11 empty] | Commercial | ENERGY STAR Commercial Clothes Washer | N | Miscellaneous | Turnover | 0.68085 | 0.58749 | 1.1589 | 0 | 0 | 0 | Fail TRC
[11 empty] | Commercial | High Efficiency PTHP | N | Miscellaneous | Turnover | 2.2582 | 0.70494 | 3.2035 | 0 | 0 | 0 | Fail RIM | [11 empty] | Commercial | ENERGY STAR Commercial Clothes Washer | N | Offices | Turnover | 0.69043 | 0.58945 | 1.1713 | 0 | 0 | 0 | Fail TRC
[11 empty] | Commercial | High Efficiency PTHP | N | Offices | Turnover | 4.472 | 0.70494 | 6.3439 | 0 | 0 | 0 | Fail RIM | [11 empty] | Commercial | ENERGY STAR Commercial Clothes Washer | N | Restaurants | Turnover | 0.68085 | 0.58749 | 1.1589 | 0 | 0 | 0 | Fail TRC
[11 empty] | Commercial | High Efficiency PTHP | N | Restaurants | Turnover | 6.8619 | 0.70494 | 9.7341 | 0 | 0 | 0 | Fail RIM | [11 empty] | Commercial | ENERGY STAR Commercial Clothes Washer | N | Retail | Turnover | 0.69043 | 0.58945 | 1.1713 | 0 | 0 | 0 | Fail TRC
[11 empty] | Commercial | High Efficiency PTHP | N | Retail | Turnover | 5.2922 | 0.70494 | 7.5073 | 0 | 0 | 0 | Fail RIM | [11 empty] | Commercial | ENERGY STAR Commercial Clothes Washer | N | Schools K-12 | Turnover | 0.70279 | 0.59898 | 1.1733 | 0 | 0 | 0 | Fail TRC
[11 empty] | Commercial | High Efficiency PTHP | N | Schools K-12 | Turnover | 4.6179 | 0.70494 | 6.5508 | 0 | 0 | 0 | Fail RIM | [11 empty] | Commercial | ENERGY STAR Commercial Clothes Washer | N | Warehouse | Turnover | 0.68085 | 0.58749 | 1.1589 | 0 | 0 | 0 | Fail TRC
[11 empty] | Commercial | High Efficiency PTHP | N | Warehouse | Turnover | 1.027 | 0.70494 | 1.4569 | 0 | 0 | 0 | Fail RIM | [11 empty] | Commercial | ENERGY STAR Commercial Clothes Washer | N | Assembly | New | 0.68085 | 0.58749 | 1.1589 | 0 | 0 | 0 | Fail TRC
[11 empty] | Commercial | High Efficiency PTHP | N | Assembly | New | 4.0449 | 0.70494 | 5.738 | 0 | 0 | 0 | Fail RIM | [11 empty] | Commercial | ENERGY STAR Commercial Clothes Washer | N | College and University | New | 0.70279 | 0.59898 | 1.1733 | 0 | 0 | 0 | Fail TRC
[11 empty] | Commercial | High Efficiency PTHP | N | College and University | New | 4.1231 | 0.66639 | 6.1873 | 0 | 0 | 0 | Fail RIM | [11 empty] | Commercial | ENERGY STAR Commercial Clothes Washer | N | Grocery | New | 0.69043 | 0.58945 | 1.1713 | 0 | 0 | 0 | Fail TRC
[11 empty] | Commercial | High Efficiency PTHP | N | Grocery | New | 2.4079 | 0.70494 | 3.4158 | 0 | 0 | 0 | Fail RIM | [11 empty] | Commercial | ENERGY STAR Commercial Clothes Washer | N | Healthcare | New | 0.69043 | 0.58945 | 1.1713 | 0 | 0 | 0 | Fail TRC
[11 empty] | Commercial | High Efficiency PTHP | N | Healthcare | New | 8.7114 | 0.70494 | 12.3576 | 0 | 0 | 0 | Fail RIM | [11 empty] | Commercial | ENERGY STAR Commercial Clothes Washer | N | Hospitals | New | 0.70279 | 0.59898 | 1.1733 | 0 | 0 | 0 | Fail TRC
[11 empty] | Commercial | High Efficiency PTHP | N | Hospitals | New | 7.6504 | 0.66639 | 11.4804 | 0 | 0 | 0 | Fail RIM | [11 empty] | Commercial | ENERGY STAR Commercial Clothes Washer | N | Institutional | New | 0.68085 | 0.58749 | 1.1589 | 0 | 0 | 0 | Fail TRC
[11 empty] | Commercial | High Efficiency PTHP | N | Institutional | New | 2.2342 | 0.70494 | 3.1694 | 0 | 0 | 0 | Fail RIM | [11 empty] | Commercial | ENERGY STAR Commercial Clothes Washer | N | Lodging/Hospitality | New | 0.70279 | 0.59898 | 1.1733 | 0 | 0 | 0 | Fail TRC
[11 empty] | Commercial | High Efficiency PTHP | N | Lodging/Hospitality | New | 6.5932 | 0.70494 | 9.3529 | 0 | 0 | 0 | Fail RIM | [11 empty] | Commercial | ENERGY STAR Commercial Clothes Washer | N | Miscellaneous | New | 0.68085 | 0.58749 | 1.1589 | 0 | 0 | 0 | Fail TRC
[11 empty] | Commercial | High Efficiency PTHP | N | Miscellaneous | New | 2.2582 | 0.70494 | 3.2035 | 0 | 0 | 0 | Fail RIM | [11 empty] | Commercial | ENERGY STAR Commercial Clothes Washer | N | Offices | New | 0.69043 | 0.58945 | 1.1713 | 0 | 0 | 0 | Fail TRC
[11 empty] | Commercial | High Efficiency PTHP | N | Offices | New | 4.472 | 0.70494 | 6.3439 | 0 | 0 | 0 | Fail RIM | [11 empty] | Commercial | ENERGY STAR Commercial Clothes Washer | N | Restaurants | New | 0.68085 | 0.58749 | 1.1589 | 0 | 0 | 0 | Fail TRC
[11 empty] | Commercial | High Efficiency PTHP | N | Restaurants | New | 6.8619 | 0.70494 | 9.7341 | 0 | 0 | 0 | Fail RIM | [11 empty] | Commercial | ENERGY STAR Commercial Clothes Washer | N | Retail | New | 0.69043 | 0.58945 | 1.1713 | 0 | 0 | 0 | Fail TRC
[11 empty] | Commercial | High Efficiency PTHP | N | Retail | New | 5.2922 | 0.70494 | 7.5073 | 0 | 0 | 0 | Fail RIM | [11 empty] | Commercial | ENERGY STAR Commercial Clothes Washer | N | Schools K-12 | New | 0.70279 | 0.59898 | 1.1733 | 0 | 0 | 0 | Fail TRC
[11 empty] | Commercial | High Efficiency PTHP | N | Schools K-12 | New | 4.6179 | 0.70494 | 6.5508 | 0 | 0 | 0 | Fail RIM | [11 empty] | Commercial | ENERGY STAR Commercial Clothes Washer | N | Warehouse | New | 0.68085 | 0.58749 | 1.1589 | 0 | 0 | 0 | Fail TRC
[11 empty] | Commercial | High Efficiency PTHP | N | Warehouse | New | 1.027 | 0.70494 | 1.4569 | 0 | 0 | 0 | Fail RIM | [11 empty] | Commercial | ENERGY STAR Water Cooler | N | Assembly | Turnover | 3.3371 | 0.61925 | 5.3889 | 0 | 0 | 0 | Fail 2-year Threshold
[11 empty] | Commercial | Variable Refrigerant Flow (VRF) HVAC Systems | N | Assembly | Turnover | 0.55227 | 0.67346 | 0.82005 | 0 | 0 | 0 | Fail RIM | [11 empty] | Commercial | ENERGY STAR Water Cooler | N | College and University | Turnover | 3.3371 | 0.61925 | 5.3889 | 0 | 0 | 0 | Fail 2-year Threshold
[11 empty] | Commercial | Variable Refrigerant Flow (VRF) HVAC Systems | N | College and University | Turnover | 0.58111 | 0.654 | 0.88854 | 0 | 0 | 0 | Fail RIM | [11 empty] | Commercial | ENERGY STAR Water Cooler | N | Grocery | Turnover | 3.3371 | 0.61925 | 5.3889 | 0 | 0 | 0 | Fail 2-year Threshold
[11 empty] | Commercial | Variable Refrigerant Flow (VRF) HVAC Systems | N | Grocery | Turnover | 0.38764 | 0.67346 | 0.57559 | 0 | 0 | 0 | Fail RIM | [11 empty] | Commercial | ENERGY STAR Water Cooler | N | Healthcare | Turnover | 3.3371 | 0.61925 | 5.3889 | 0 | 0 | 0 | Fail 2-year Threshold
[11 empty] | Commercial | Variable Refrigerant Flow (VRF) HVAC Systems | N | Healthcare | Turnover | 1.1587 | 0.67346 | 1.7206 | 0 | 0 | 0 | Fail RIM | [11 empty] | Commercial | ENERGY STAR Water Cooler | N | Hospitals | Turnover | 3.3371 | 0.61925 | 5.3889 | 0 | 0 | 0 | Fail 2-year Threshold
[11 empty] | Commercial | Variable Refrigerant Flow (VRF) HVAC Systems | N | Hospitals | Turnover | 1.1187 | 0.67346 | 1.6612 | 0 | 0 | 0 | Fail RIM | [11 empty] | Commercial | ENERGY STAR Water Cooler | N | Institutional | Turnover | 3.3371 | 0.61925 | 5.3889 | 0 | 0 | 0 | Fail 2-year Threshold
[11 empty] | Commercial | Variable Refrigerant Flow (VRF) HVAC Systems | N | Institutional | Turnover | 0.32178 | 0.67346 | 0.47781 | 0 | 0 | 0 | Fail RIM | [11 empty] | Commercial | ENERGY STAR Water Cooler | N | Lodging/Hospitality | Turnover | 3.3371 | 0.61925 | 5.3889 | 0 | 0 | 0 | Fail 2-year Threshold
[11 empty] | Commercial | Variable Refrigerant Flow (VRF) HVAC Systems | N | Lodging/Hospitality | Turnover | 0.83584 | 0.654 | 1.278 | 0 | 0 | 0 | Fail RIM | [11 empty] | Commercial | ENERGY STAR Water Cooler | N | Miscellaneous | Turnover | 3.3371 | 0.61925 | 5.3889 | 0 | 0 | 0 | Fail 2-year Threshold
[11 empty] | Commercial | Variable Refrigerant Flow (VRF) HVAC Systems | N | Miscellaneous | Turnover | 0.308 | 0.67346 | 0.45734 | 0 | 0 | 0 | Fail RIM | [11 empty] | Commercial | ENERGY STAR Water Cooler | N | Offices | Turnover | 3.3371 | 0.61925 | 5.3889 | 0 | 0 | 0 | Fail 2-year Threshold
[11 empty] | Commercial | Variable Refrigerant Flow (VRF) HVAC Systems | N | Offices | Turnover | 0.58328 | 0.67346 | 0.8661 | 0 | 0 | 0 | Fail RIM | [11 empty] | Commercial | ENERGY STAR Water Cooler | N | Restaurants | Turnover | 3.3371 | 0.61925 | 5.3889 | 0 | 0 | 0 | Fail 2-year Threshold
[11 empty] | Commercial | Variable Refrigerant Flow (VRF) HVAC Systems | N | Restaurants | Turnover | 1.0411 | 0.67346 | 1.546 | 0 | 0 | 0 | Fail RIM | [11 empty] | Commercial | ENERGY STAR Water Cooler | N | Retail | Turnover | 3.3371 | 0.61925 | 5.3889 | 0 | 0 | 0 | Fail 2-year Threshold
[11 empty] | Commercial | Variable Refrigerant Flow (VRF) HVAC Systems | N | Retail | Turnover | 0.7751 | 0.67346 | 1.1509 | 0 | 0 | 0 | Fail RIM | [11 empty] | Commercial | ENERGY STAR Water Cooler | N | Schools K-12 | Turnover | 3.3371 | 0.61925 | 5.3889 | 0 | 0 | 0 | Fail 2-year Threshold
[11 empty] | Commercial | Variable Refrigerant Flow (VRF) HVAC Systems | N | Schools K-12 | Turnover | 0.68214 | 0.67346 | 1.0129 | 0 | 0 | 0 | Fail RIM | [11 empty] | Commercial | ENERGY STAR Water Cooler | N | Warehouse | Turnover | 3.3371 | 0.61925 | 5.3889 | 0 | 0 | 0 | Fail 2-year Threshold
[11 empty] | Commercial | Variable Refrigerant Flow (VRF) HVAC Systems | N | Warehouse | Turnover | 0.15583 | 0.67346 | 0.23139 | 0 | 0 | 0 | Fail RIM | [11 empty] | Commercial | ENERGY STAR Water Cooler | N | Assembly | New | 3.3371 | 0.61925 | 5.3889 | 0 | 0 | 0 | Fail 2-year Threshold
[11 empty] | Commercial | Variable Refrigerant Flow (VRF) HVAC Systems | N | Assembly | New | 0.55227 | 0.67346 | 0.82005 | 0 | 0 | 0 | Fail RIM | [11 empty] | Commercial | ENERGY STAR Water Cooler | N | College and University | New | 3.3371 | 0.61925 | 5.3889 | 0 | 0 | 0 | Fail 2-year Threshold
[11 empty] | Commercial | Variable Refrigerant Flow (VRF) HVAC Systems | N | College and University | New | 0.58111 | 0.654 | 0.88854 | 0 | 0 | 0 | Fail RIM | [11 empty] | Commercial | ENERGY STAR Water Cooler | N | Grocery | New | 3.3371 | 0.61925 | 5.3889 | 0 | 0 | 0 | Fail 2-year Threshold
[11 empty] | Commercial | Variable Refrigerant Flow (VRF) HVAC Systems | N | Grocery | New | 0.38764 | 0.67346 | 0.57559 | 0 | 0 | 0 | Fail RIM | [11 empty] | Commercial | ENERGY STAR Water Cooler | N | Healthcare | New | 3.3371 | 0.61925 | 5.3889 | 0 | 0 | 0 | Fail 2-year Threshold
[11 empty] | Commercial | Variable Refrigerant Flow (VRF) HVAC Systems | N | Healthcare | New | 1.1587 | 0.67346 | 1.7206 | 0 | 0 | 0 | Fail RIM | [11 empty] | Commercial | ENERGY STAR Water Cooler | N | Hospitals | New | 3.3371 | 0.61925 | 5.3889 | 0 | 0 | 0 | Fail 2-year Threshold
[11 empty] | Commercial | Variable Refrigerant Flow (VRF) HVAC Systems | N | Hospitals | New | 1.1187 | 0.67346 | 1.6612 | 0 | 0 | 0 | Fail RIM | [11 empty] | Commercial | ENERGY STAR Water Cooler | N | Institutional | New | 3.3371 | 0.61925 | 5.3889 | 0 | 0 | 0 | Fail 2-year Threshold
[11 empty] | Commercial | Variable Refrigerant Flow (VRF) HVAC Systems | N | Institutional | New | 0.32178 | 0.67346 | 0.47781 | 0 | 0 | 0 | Fail RIM | [11 empty] | Commercial | ENERGY STAR Water Cooler | N | Lodging/Hospitality | New | 3.3371 | 0.61925 | 5.3889 | 0 | 0 | 0 | Fail 2-year Threshold
[11 empty] | Commercial | Variable Refrigerant Flow (VRF) HVAC Systems | N | Lodging/Hospitality | New | 0.83584 | 0.654 | 1.278 | 0 | 0 | 0 | Fail RIM | [11 empty] | Commercial | ENERGY STAR Water Cooler | N | Miscellaneous | New | 3.3371 | 0.61925 | 5.3889 | 0 | 0 | 0 | Fail 2-year Threshold
[11 empty] | Commercial | Variable Refrigerant Flow (VRF) HVAC Systems | N | Miscellaneous | New | 0.308 | 0.67346 | 0.45734 | 0 | 0 | 0 | Fail RIM | [11 empty] | Commercial | ENERGY STAR Water Cooler | N | Offices | New | 3.3371 | 0.61925 | 5.3889 | 0 | 0 | 0 | Fail 2-year Threshold
[11 empty] | Commercial | Variable Refrigerant Flow (VRF) HVAC Systems | N | Offices | New | 0.58328 | 0.67346 | 0.8661 | 0 | 0 | 0 | Fail RIM | [11 empty] | Commercial | ENERGY STAR Water Cooler | N | Restaurants | New | 3.3371 | 0.61925 | 5.3889 | 0 | 0 | 0 | Fail 2-year Threshold
[11 empty] | Commercial | Variable Refrigerant Flow (VRF) HVAC Systems | N | Restaurants | New | 1.0411 | 0.67346 | 1.546 | 0 | 0 | 0 | Fail RIM | [11 empty] | Commercial | ENERGY STAR Water Cooler | N | Retail | New | 3.3371 | 0.61925 | 5.3889 | 0 | 0 | 0 | Fail 2-year Threshold
[11 empty] | Commercial | Variable Refrigerant Flow (VRF) HVAC Systems | N | Retail | New | 0.7751 | 0.67346 | 1.1509 | 0 | 0 | 0 | Fail RIM | [11 empty] | Commercial | ENERGY STAR Water Cooler | N | Schools K-12 | New | 3.3371 | 0.61925 | 5.3889 | 0 | 0 | 0 | Fail 2-year Threshold
[11 empty] | Commercial | Variable Refrigerant Flow (VRF) HVAC Systems | N | Schools K-12 | New | 0.68214 | 0.67346 | 1.0129 | 0 | 0 | 0 | Fail RIM | [11 empty] | Commercial | ENERGY STAR Water Cooler | N | Warehouse | New | 3.3371 | 0.61925 | 5.3889 | 0 | 0 | 0 | Fail 2-year Threshold
[11 empty] | Commercial | Variable Refrigerant Flow (VRF) HVAC Systems | N | Warehouse | New | 0.15583 | 0.67346 | 0.23139 | 0 | 0 | 0 | Fail RIM | [11 empty] | Commercial | Heat Pump Pool Heater | N | Assembly | Turnover | 7.2006 | 0.60985 | 11.8071 | 0 | 0 | 0 | Fail 2-year Threshold
[11 empty] | Commercial | CFL-23W | N | Assembly | Turnover | 9.521 | 0.59115 | 16.1059 | 0 | 0 | 0 | Fail RIM | [11 empty] | Commercial | Heat Pump Pool Heater | N | College and University | Turnover | 7.2006 | 0.60985 | 11.8071 | 0 | 0 | 0 | Fail 2-year Threshold
[11 empty] | Commercial | CFL-23W | N | College and University | Turnover | 14.6058 | 0.60156 | 24.2801 | 0 | 0 | 0 | Fail RIM | [11 empty] | Commercial | Heat Pump Pool Heater | N | Grocery | Turnover | 7.2006 | 0.60985 | 11.8071 | 0 | 0 | 0 | Fail 2-year Threshold
[11 empty] | Commercial | CFL-23W | N | Grocery | Turnover | 18.9966 | 0.6118 | 31.0503 | 0 | 0 | 0 | Fail RIM | [11 empty] | Commercial | Heat Pump Pool Heater | N | Healthcare | Turnover | 7.2006 | 0.60985 | 11.8071 | 0 | 0 | 0 | Fail 2-year Threshold
[11 empty] | Commercial | CFL-23W | N | Healthcare | Turnover | 16.6452 | 0.59115 | 28.1573 | 0 | 0 | 0 | Fail RIM | [11 empty] | Commercial | Heat Pump Pool Heater | N | Hospitals | Turnover | 7.2006 | 0.60985 | 11.8071 | 0 | 0 | 0 | Fail 2-year Threshold
[11 empty] | Commercial | CFL-23W | N | Hospitals | Turnover | 22.5383 | 0.60156 | 37.4667 | 0 | 0 | 0 | Fail RIM | [11 empty] | Commercial | Heat Pump Pool Heater | N | Institutional | Turnover | 7.2006 | 0.60985 | 11.8071 | 0 | 0 | 0 | Fail 2-year Threshold
[11 empty] | Commercial | CFL-23W | N | Institutional | Turnover | 10.9213 | 0.59115 | 18.4747 | 0 | 0 | 0 | Fail RIM | [11 empty] | Commercial | Heat Pump Pool Heater | N | Lodging/Hospitality | Turnover | 7.2006 | 0.60985 | 11.8071 | 0 | 0 | 0 | Fail 2-year Threshold
[11 empty] | Commercial | CFL-23W | N | Lodging/Hospitality | Turnover | 12.8632 | 0.6118 | 21.025 | 0 | 0 | 0 | Fail RIM | [11 empty] | Commercial | Heat Pump Pool Heater | N | Miscellaneous | Turnover | 7.2006 | 0.60985 | 11.8071 | 0 | 0 | 0 | Fail 2-year Threshold
[11 empty] | Commercial | CFL-23W | N | Miscellaneous | Turnover | 14.5927 | 0.59115 | 24.6852 | 0 | 0 | 0 | Fail RIM | [11 empty] | Commercial | Heat Pump Pool Heater | N | Offices | Turnover | 7.2006 | 0.60985 | 11.8071 | 0 | 0 | 0 | Fail 2-year Threshold
[11 empty] | Commercial | CFL-23W | N | Offices | Turnover | 10.7691 | 0.59115 | 18.2171 | 0 | 0 | 0 | Fail RIM | [11 empty] | Commercial | Heat Pump Pool Heater | N | Restaurants | Turnover | 7.2006 | 0.60985 | 11.8071 | 0 | 0 | 0 | Fail 2-year Threshold
[11 empty] | Commercial | CFL-23W | N | Restaurants | Turnover | 11.5028 | 0.6118 | 18.8015 | 0 | 0 | 0 | Fail RIM | [11 empty] | Commercial | Heat Pump Pool Heater | N | Retail | Turnover | 7.2006 | 0.60985 | 11.8071 | 0 | 0 | 0 | Fail 2-year Threshold
[11 empty] | Commercial | CFL-23W | N | Retail | Turnover | 17.0778 | 0.6118 | 27.9139 | 0 | 0 | 0 | Fail RIM | [11 empty] | Commercial | Heat Pump Pool Heater | N | Schools K-12 | Turnover | 7.2006 | 0.60985 | 11.8071 | 0 | 0 | 0 | Fail 2-year Threshold
[11 empty] | Commercial | CFL-23W | N | Schools K-12 | Turnover | 7.8757 | 0.59115 | 13.3226 | 0 | 0 | 0 | Fail RIM | [11 empty] | Commercial | Heat Pump Pool Heater | N | Warehouse | Turnover | 7.2006 | 0.60985 | 11.8071 | 0 | 0 | 0 | Fail 2-year Threshold
[11 empty] | Commercial | CFL-23W | N | Warehouse | Turnover | 12.6594 | 0.59115 | 21.4147 | 0 | 0 | 0 | Fail RIM | [11 empty] | Commercial | Heat Pump Pool Heater | N | Assembly | New | 7.2006 | 0.60985 | 11.8071 | 0 | 0 | 0 | Fail 2-year Threshold
[11 empty] | Commercial | CFL-23W | N | Assembly | New | 9.521 | 0.59115 | 16.1059 | 0 | 0 | 0 | Fail RIM | [11 empty] | Commercial | Heat Pump Pool Heater | N | College and University | New | 7.2006 | 0.60985 | 11.8071 | 0 | 0 | 0 | Fail 2-year Threshold
[11 empty] | Commercial | CFL-23W | N | College and University | New | 14.6058 | 0.60156 | 24.2801 | 0 | 0 | 0 | Fail RIM | [11 empty] | Commercial | Heat Pump Pool Heater | N | Grocery | New | 7.2006 | 0.60985 | 11.8071 | 0 | 0 | 0 | Fail 2-year Threshold
[11 empty] | Commercial | CFL-23W | N | Grocery | New | 18.9966 | 0.6118 | 31.0503 | 0 | 0 | 0 | Fail RIM | [11 empty] | Commercial | Heat Pump Pool Heater | N | Healthcare | New | 7.2006 | 0.60985 | 11.8071 | 0 | 0 | 0 | Fail 2-year Threshold
[11 empty] | Commercial | CFL-23W | N | Healthcare | New | 16.6452 | 0.59115 | 28.1573 | 0 | 0 | 0 | Fail RIM | [11 empty] | Commercial | Heat Pump Pool Heater | N | Hospitals | New | 7.2006 | 0.60985 | 11.8071 | 0 | 0 | 0 | Fail 2-year Threshold
[11 empty] | Commercial | CFL-23W | N | Hospitals | New | 22.5383 | 0.60156 | 37.4667 | 0 | 0 | 0 | Fail RIM | [11 empty] | Commercial | Heat Pump Pool Heater | N | Institutional | New | 7.2006 | 0.60985 | 11.8071 | 0 | 0 | 0 | Fail 2-year Threshold
[11 empty] | Commercial | CFL-23W | N | Institutional | New | 10.9213 | 0.59115 | 18.4747 | 0 | 0 | 0 | Fail RIM | [11 empty] | Commercial | Heat Pump Pool Heater | N | Lodging/Hospitality | New | 7.2006 | 0.60985 | 11.8071 | 0 | 0 | 0 | Fail 2-year Threshold
[11 empty] | Commercial | CFL-23W | N | Lodging/Hospitality | New | 12.8632 | 0.6118 | 21.025 | 0 | 0 | 0 | Fail RIM | [11 empty] | Commercial | Heat Pump Pool Heater | N | Miscellaneous | New | 7.2006 | 0.60985 | 11.8071 | 0 | 0 | 0 | Fail 2-year Threshold
[11 empty] | Commercial | CFL-23W | N | Miscellaneous | New | 14.5927 | 0.59115 | 24.6852 | 0 | 0 | 0 | Fail RIM | [11 empty] | Commercial | Heat Pump Pool Heater | N | Offices | New | 7.2006 | 0.60985 | 11.8071 | 0 | 0 | 0 | Fail 2-year Threshold
[11 empty] | Commercial | CFL-23W | N | Offices | New | 10.7691 | 0.59115 | 18.2171 | 0 | 0 | 0 | Fail RIM | [11 empty] | Commercial | Heat Pump Pool Heater | N | Restaurants | New | 7.2006 | 0.60985 | 11.8071 | 0 | 0 | 0 | Fail 2-year Threshold
[11 empty] | Commercial | CFL-23W | N | Restaurants | New | 11.5028 | 0.6118 | 18.8015 | 0 | 0 | 0 | Fail RIM | [11 empty] | Commercial | Heat Pump Pool Heater | N | Retail | New | 7.2006 | 0.60985 | 11.8071 | 0 | 0 | 0 | Fail 2-year Threshold
[11 empty] | Commercial | CFL-23W | N | Retail | New | 17.0778 | 0.6118 | 27.9139 | 0 | 0 | 0 | Fail RIM | [11 empty] | Commercial | Heat Pump Pool Heater | N | Schools K-12 | New | 7.2006 | 0.60985 | 11.8071 | 0 | 0 | 0 | Fail 2-year Threshold
[11 empty] | Commercial | CFL-23W | N | Schools K-12 | New | 7.8757 | 0.59115 | 13.3226 | 0 | 0 | 0 | Fail RIM | [11 empty] | Commercial | Heat Pump Pool Heater | N | Warehouse | New | 7.2006 | 0.60985 | 11.8071 | 0 | 0 | 0 | Fail 2-year Threshold
[11 empty] | Commercial | CFL-23W | N | Warehouse | New | 12.6594 | 0.59115 | 21.4147 | 0 | 0 | 0 | Fail RIM | [11 empty] | Commercial | Solar Powered Pool Pump | N | Assembly | Turnover | 0.94389 | 0.62236 | 1.5166 | 0 | 0 | 0 | Fail TRC
[11 empty] | Commercial | High Bay Fluorescent (T5) | N | Assembly | Turnover | 4.3592 | 0.65029 | 6.7034 | 0 | 0 | 0 | Fail RIM | [11 empty] | Commercial | Solar Powered Pool Pump | N | College and University | Turnover | 0.94389 | 0.62236 | 1.5166 | 0 | 0 | 0 | Fail TRC
[11 empty] | Commercial | High Bay Fluorescent (T5) | N | College and University | Turnover | 6.6812 | 0.65029 | 10.2742 | 0 | 0 | 0 | Fail RIM | [11 empty] | Commercial | Solar Powered Pool Pump | N | Grocery | Turnover | 0.94389 | 0.62236 | 1.5166 | 0 | 0 | 0 | Fail TRC
[11 empty] | Commercial | High Bay Fluorescent (T5) | N | Grocery | Turnover | 8.4031 | 0.65029 | 12.9221 | 0 | 0 | 0 | Fail RIM | [11 empty] | Commercial | Solar Powered Pool Pump | N | Healthcare | Turnover | 0.94389 | 0.62236 | 1.5166 | 0 | 0 | 0 | Fail TRC
[11 empty] | Commercial | High Bay Fluorescent (T5) | N | Healthcare | Turnover | 7.621 | 0.65029 | 11.7194 | 0 | 0 | 0 | Fail RIM | [11 empty] | Commercial | Solar Powered Pool Pump | N | Hospitals | Turnover | 0.94389 | 0.62236 | 1.5166 | 0 | 0 | 0 | Fail TRC
[11 empty] | Commercial | High Bay Fluorescent (T5) | N | Hospitals | Turnover | 10.3098 | 0.65029 | 15.8542 | 0 | 0 | 0 | Fail RIM | [11 empty] | Commercial | Solar Powered Pool Pump | N | Institutional | Turnover | 0.94389 | 0.62236 | 1.5166 | 0 | 0 | 0 | Fail TRC
[11 empty] | Commercial | High Bay Fluorescent (T5) | N | Institutional | Turnover | 5.0003 | 0.65029 | 7.6894 | 0 | 0 | 0 | Fail RIM | [11 empty] | Commercial | Solar Powered Pool Pump | N | Lodging/Hospitality | Turnover | 0.94389 | 0.62236 | 1.5166 | 0 | 0 | 0 | Fail TRC
[11 empty] | Commercial | High Bay Fluorescent (T5) | N | Lodging/Hospitality | Turnover | 5.69 | 0.65029 | 8.7499 | 0 | 0 | 0 | Fail RIM | [11 empty] | Commercial | Solar Powered Pool Pump | N | Miscellaneous | Turnover | 0.94389 | 0.62236 | 1.5166 | 0 | 0 | 0 | Fail TRC
[11 empty] | Commercial | High Bay Fluorescent (T5) | N | Miscellaneous | Turnover | 6.6812 | 0.65029 | 10.2742 | 0 | 0 | 0 | Fail RIM | [11 empty] | Commercial | Solar Powered Pool Pump | N | Offices | Turnover | 0.94389 | 0.62236 | 1.5166 | 0 | 0 | 0 | Fail TRC
[11 empty] | Commercial | High Bay Fluorescent (T5) | N | Offices | Turnover | 4.9306 | 0.65029 | 7.5822 | 0 | 0 | 0 | Fail RIM | [11 empty] | Commercial | Solar Powered Pool Pump | N | Restaurants | Turnover | 0.94389 | 0.62236 | 1.5166 | 0 | 0 | 0 | Fail TRC
[11 empty] | Commercial | High Bay Fluorescent (T5) | N | Restaurants | Turnover | 5.0882 | 0.65029 | 7.8246 | 0 | 0 | 0 | Fail RIM | [11 empty] | Commercial | Solar Powered Pool Pump | N | Retail | Turnover | 0.94389 | 0.62236 | 1.5166 | 0 | 0 | 0 | Fail TRC
[11 empty] | Commercial | High Bay Fluorescent (T5) | N | Retail | Turnover | 7.5543 | 0.65029 | 11.6168 | 0 | 0 | 0 | Fail RIM | [11 empty] | Commercial | Solar Powered Pool Pump | N | Schools K-12 | Turnover | 0.94389 | 0.62236 | 1.5166 | 0 | 0 | 0 | Fail TRC
[11 empty] | Commercial | High Bay Fluorescent (T5) | N | Schools K-12 | Turnover | 3.6059 | 0.65029 | 5.545 | 0 | 0 | 0 | Fail RIM | [11 empty] | Commercial | Solar Powered Pool Pump | N | Assembly | New | 0.94389 | 0.62236 | 1.5166 | 0 | 0 | 0 | Fail TRC
[11 empty] | Commercial | High Bay Fluorescent (T5) | N | Warehouse | Turnover | 5.7961 | 0.65029 | 8.9131 | 0 | 0 | 0 | Fail RIM | [11 empty] | Commercial | Solar Powered Pool Pump | N | College and University | New | 0.94389 | 0.62236 | 1.5166 | 0 | 0 | 0 | Fail TRC
[11 empty] | Commercial | High Bay Fluorescent (T5) | N | Assembly | New | 4.3592 | 0.65029 | 6.7034 | 0 | 0 | 0 | Fail RIM | [11 empty] | Commercial | Solar Powered Pool Pump | N | Grocery | New | 0.94389 | 0.62236 | 1.5166 | 0 | 0 | 0 | Fail TRC
[11 empty] | Commercial | High Bay Fluorescent (T5) | N | College and University | New | 6.6812 | 0.65029 | 10.2742 | 0 | 0 | 0 | Fail RIM | [11 empty] | Commercial | Solar Powered Pool Pump | N | Healthcare | New | 0.94389 | 0.62236 | 1.5166 | 0 | 0 | 0 | Fail TRC
[11 empty] | Commercial | High Bay Fluorescent (T5) | N | Grocery | New | 8.4031 | 0.65029 | 12.9221 | 0 | 0 | 0 | Fail RIM | [11 empty] | Commercial | Solar Powered Pool Pump | N | Hospitals | New | 0.94389 | 0.62236 | 1.5166 | 0 | 0 | 0 | Fail TRC
[11 empty] | Commercial | High Bay Fluorescent (T5) | N | Healthcare | New | 7.621 | 0.65029 | 11.7194 | 0 | 0 | 0 | Fail RIM | [11 empty] | Commercial | Solar Powered Pool Pump | N | Institutional | New | 0.94389 | 0.62236 | 1.5166 | 0 | 0 | 0 | Fail TRC
[11 empty] | Commercial | High Bay Fluorescent (T5) | N | Hospitals | New | 10.3098 | 0.65029 | 15.8542 | 0 | 0 | 0 | Fail RIM | [11 empty] | Commercial | Solar Powered Pool Pump | N | Lodging/Hospitality | New | 0.94389 | 0.62236 | 1.5166 | 0 | 0 | 0 | Fail TRC
[11 empty] | Commercial | High Bay Fluorescent (T5) | N | Institutional | New | 5.0003 | 0.65029 | 7.6894 | 0 | 0 | 0 | Fail RIM | [11 empty] | Commercial | Solar Powered Pool Pump | N | Miscellaneous | New | 0.94389 | 0.62236 | 1.5166 | 0 | 0 | 0 | Fail TRC
[11 empty] | Commercial | High Bay Fluorescent (T5) | N | Lodging/Hospitality | New | 5.69 | 0.65029 | 8.7499 | 0 | 0 | 0 | Fail RIM | [11 empty] | Commercial | Solar Powered Pool Pump | N | Offices | New | 0.94389 | 0.62236 | 1.5166 | 0 | 0 | 0 | Fail TRC
[11 empty] | Commercial | High Bay Fluorescent (T5) | N | Miscellaneous | New | 6.6812 | 0.65029 | 10.2742 | 0 | 0 | 0 | Fail RIM | [11 empty] | Commercial | Solar Powered Pool Pump | N | Restaurants | New | 0.94389 | 0.62236 | 1.5166 | 0 | 0 | 0 | Fail TRC
[11 empty] | Commercial | High Bay Fluorescent (T5) | N | Offices | New | 4.9306 | 0.65029 | 7.5822 | 0 | 0 | 0 | Fail RIM | [11 empty] | Commercial | Solar Powered Pool Pump | N | Retail | New | 0.94389 | 0.62236 | 1.5166 | 0 | 0 | 0 | Fail TRC
[11 empty] | Commercial | High Bay Fluorescent (T5) | N | Restaurants | New | 5.0882 | 0.65029 | 7.8246 | 0 | 0 | 0 | Fail RIM | [11 empty] | Commercial | Solar Powered Pool Pump | N | Schools K-12 | New | 0.94389 | 0.62236 | 1.5166 | 0 | 0 | 0 | Fail TRC
[11 empty] | Commercial | High Bay Fluorescent (T5) | N | Retail | New | 7.5543 | 0.65029 | 11.6168 | 0 | 0 | 0 | Fail RIM | [11 empty] | Commercial | Two Speed Pool Pump | N | Assembly | Turnover | 4.5303 | 0.62236 | 7.2793 | 0 | 0 | 0 | Fail 2-year Threshold
[11 empty] | Commercial | High Bay Fluorescent (T5) | N | Schools K-12 | New | 3.6059 | 0.65029 | 5.545 | 0 | 0 | 0 | Fail RIM | [11 empty] | Commercial | Two Speed Pool Pump | N | College and University | Turnover | 4.5303 | 0.62236 | 7.2793 | 0 | 0 | 0 | Fail 2-year Threshold
[11 empty] | Commercial | High Bay Fluorescent (T5) | N | Warehouse | New | 5.7961 | 0.65029 | 8.9131 | 0 | 0 | 0 | Fail RIM | [11 empty] | Commercial | Two Speed Pool Pump | N | Grocery | Turnover | 4.5303 | 0.62236 | 7.2793 | 0 | 0 | 0 | Fail 2-year Threshold
[11 empty] | Commercial | High Bay LED | N | Assembly | Turnover | 2.9548 | 0.65029 | 4.5439 | 0 | 0 | 0 | Fail RIM | [11 empty] | Commercial | Two Speed Pool Pump | N | Healthcare | Turnover | 4.5303 | 0.62236 | 7.2793 | 0 | 0 | 0 | Fail 2-year Threshold
[11 empty] | Commercial | High Bay LED | N | College and University | Turnover | 4.5288 | 0.65029 | 6.9643 | 0 | 0 | 0 | Fail RIM | [11 empty] | Commercial | Two Speed Pool Pump | N | Hospitals | Turnover | 4.5303 | 0.62236 | 7.2793 | 0 | 0 | 0 | Fail 2-year Threshold
[11 empty] | Commercial | High Bay LED | N | Grocery | Turnover | 5.6959 | 0.65029 | 8.7591 | 0 | 0 | 0 | Fail RIM | [11 empty] | Commercial | Two Speed Pool Pump | N | Institutional | Turnover | 4.5303 | 0.62236 | 7.2793 | 0 | 0 | 0 | Fail 2-year Threshold
[11 empty] | Commercial | High Bay LED | N | Healthcare | Turnover | 5.1658 | 0.65029 | 7.9439 | 0 | 0 | 0 | Fail RIM | [11 empty] | Commercial | Two Speed Pool Pump | N | Lodging/Hospitality | Turnover | 4.5303 | 0.62236 | 7.2793 | 0 | 0 | 0 | Fail 2-year Threshold
[11 empty] | Commercial | High Bay LED | N | Hospitals | Turnover | 6.9884 | 0.65029 | 10.7466 | 0 | 0 | 0 | Fail RIM | [11 empty] | Commercial | Two Speed Pool Pump | N | Miscellaneous | Turnover | 4.5303 | 0.62236 | 7.2793 | 0 | 0 | 0 | Fail 2-year Threshold
[11 empty] | Commercial | High Bay LED | N | Institutional | Turnover | 3.3894 | 0.65029 | 5.2122 | 0 | 0 | 0 | Fail RIM | [11 empty] | Commercial | Two Speed Pool Pump | N | Offices | Turnover | 4.5303 | 0.62236 | 7.2793 | 0 | 0 | 0 | Fail 2-year Threshold
[11 empty] | Commercial | High Bay LED | N | Lodging/Hospitality | Turnover | 3.8569 | 0.65029 | 5.931 | 0 | 0 | 0 | Fail RIM | [11 empty] | Commercial | Two Speed Pool Pump | N | Restaurants | Turnover | 4.5303 | 0.62236 | 7.2793 | 0 | 0 | 0 | Fail 2-year Threshold
[11 empty] | Commercial | High Bay LED | N | Miscellaneous | Turnover | 4.5288 | 0.65029 | 6.9643 | 0 | 0 | 0 | Fail RIM | [11 empty] | Commercial | Two Speed Pool Pump | N | Retail | Turnover | 4.5303 | 0.62236 | 7.2793 | 0 | 0 | 0 | Fail 2-year Threshold
[11 empty] | Commercial | High Bay LED | N | Offices | Turnover | 3.3422 | 0.65029 | 5.1395 | 0 | 0 | 0 | Fail RIM | [11 empty] | Commercial | Two Speed Pool Pump | N | Schools K-12 | Turnover | 4.5303 | 0.62236 | 7.2793 | 0 | 0 | 0 | Fail 2-year Threshold
[11 empty] | Commercial | High Bay LED | N | Restaurants | Turnover | 3.449 | 0.65029 | 5.3038 | 0 | 0 | 0 | Fail RIM | [11 empty] | Commercial | Two Speed Pool Pump | N | Warehouse | Turnover | 4.5303 | 0.62236 | 7.2793 | 0 | 0 | 0 | Fail 2-year Threshold
[11 empty] | Commercial | High Bay LED | N | Retail | Turnover | 5.1206 | 0.65029 | 7.8743 | 0 | 0 | 0 | Fail RIM | [11 empty] | Commercial | Two Speed Pool Pump | N | Assembly | New | 4.5303 | 0.62236 | 7.2793 | 0 | 0 | 0 | Fail 2-year Threshold
[11 empty] | Commercial | High Bay LED | N | Schools K-12 | Turnover | 2.4442 | 0.65029 | 3.7586 | 0 | 0 | 0 | Fail RIM | [11 empty] | Commercial | Two Speed Pool Pump | N | College and University | New | 4.5303 | 0.62236 | 7.2793 | 0 | 0 | 0 | Fail 2-year Threshold
[11 empty] | Commercial | High Bay LED | N | Warehouse | Turnover | 3.9288 | 0.65029 | 6.0416 | 0 | 0 | 0 | Fail RIM | [11 empty] | Commercial | Two Speed Pool Pump | N | Grocery | New | 4.5303 | 0.62236 | 7.2793 | 0 | 0 | 0 | Fail 2-year Threshold
[11 empty] | Commercial | High Bay LED | N | Assembly | New | 2.9548 | 0.65029 | 4.5439 | 0 | 0 | 0 | Fail RIM | [11 empty] | Commercial | Two Speed Pool Pump | N | Healthcare | New | 4.5303 | 0.62236 | 7.2793 | 0 | 0 | 0 | Fail 2-year Threshold
[11 empty] | Commercial | High Bay LED | N | College and University | New | 4.5288 | 0.65029 | 6.9643 | 0 | 0 | 0 | Fail RIM | [11 empty] | Commercial | Two Speed Pool Pump | N | Hospitals | New | 4.5303 | 0.62236 | 7.2793 | 0 | 0 | 0 | Fail 2-year Threshold
[11 empty] | Commercial | High Bay LED | N | Grocery | New | 5.6959 | 0.65029 | 8.7591 | 0 | 0 | 0 | Fail RIM | [11 empty] | Commercial | Two Speed Pool Pump | N | Institutional | New | 4.5303 | 0.62236 | 7.2793 | 0 | 0 | 0 | Fail 2-year Threshold
[11 empty] | Commercial | High Bay LED | N | Healthcare | New | 5.1658 | 0.65029 | 7.9439 | 0 | 0 | 0 | Fail RIM | [11 empty] | Commercial | Two Speed Pool Pump | N | Lodging/Hospitality | New | 4.5303 | 0.62236 | 7.2793 | 0 | 0 | 0 | Fail 2-year Threshold
[11 empty] | Commercial | High Bay LED | N | Hospitals | New | 6.9884 | 0.65029 | 10.7466 | 0 | 0 | 0 | Fail RIM | [11 empty] | Commercial | Two Speed Pool Pump | N | Miscellaneous | New | 4.5303 | 0.62236 | 7.2793 | 0 | 0 | 0 | Fail 2-year Threshold
[11 empty] | Commercial | High Bay LED | N | Institutional | New | 3.3894 | 0.65029 | 5.2122 | 0 | 0 | 0 | Fail RIM | [11 empty] | Commercial | Two Speed Pool Pump | N | Offices | New | 4.5303 | 0.62236 | 7.2793 | 0 | 0 | 0 | Fail 2-year Threshold
[11 empty] | Commercial | High Bay LED | N | Lodging/Hospitality | New | 3.8569 | 0.65029 | 5.931 | 0 | 0 | 0 | Fail RIM | [11 empty] | Commercial | Two Speed Pool Pump | N | Restaurants | New | 4.5303 | 0.62236 | 7.2793 | 0 | 0 | 0 | Fail 2-year Threshold
[11 empty] | Commercial | High Bay LED | N | Miscellaneous | New | 4.5288 | 0.65029 | 6.9643 | 0 | 0 | 0 | Fail RIM | [11 empty] | Commercial | Two Speed Pool Pump | N | Retail | New | 4.5303 | 0.62236 | 7.2793 | 0 | 0 | 0 | Fail 2-year Threshold
[11 empty] | Commercial | High Bay LED | N | Offices | New | 3.3422 | 0.65029 | 5.1395 | 0 | 0 | 0 | Fail RIM | [11 empty] | Commercial | Two Speed Pool Pump | N | Schools K-12 | New | 4.5303 | 0.62236 | 7.2793 | 0 | 0 | 0 | Fail 2-year Threshold
[11 empty] | Commercial | High Bay LED | N | Restaurants | New | 3.449 | 0.65029 | 5.3038 | 0 | 0 | 0 | Fail RIM | [11 empty] | Commercial | Two Speed Pool Pump | N | Warehouse | New | 4.5303 | 0.62236 | 7.2793 | 0 | 0 | 0 | Fail 2-year Threshold
[11 empty] | Commercial | High Bay LED | N | Retail | New | 5.1206 | 0.65029 | 7.8743 | 0 | 0 | 0 | Fail RIM | [11 empty] | Commercial | ENERGY STAR Imaging Equipment | N | Assembly | Turnover | 0.22564 | 0.59488 | 0.3793 | 0 | 0 | 0 | Fail TRC
[11 empty] | Commercial | High Bay LED | N | Schools K-12 | New | 2.4442 | 0.65029 | 3.7586 | 0 | 0 | 0 | Fail RIM | [11 empty] | Commercial | ENERGY STAR Imaging Equipment | N | College and University | Turnover | 0.22564 | 0.59488 | 0.3793 | 0 | 0 | 0 | Fail TRC
[11 empty] | Commercial | High Bay LED | N | Warehouse | New | 3.9288 | 0.65029 | 6.0416 | 0 | 0 | 0 | Fail RIM | [11 empty] | Commercial | ENERGY STAR Imaging Equipment | N | Grocery | Turnover | 0.22564 | 0.59488 | 0.3793 | 0 | 0 | 0 | Fail TRC
[11 empty] | Commercial | LED - 14W | N | Assembly | Turnover | 18.547 | 0.64703 | 28.6649 | 0 | 0 | 0 | Fail RIM | [11 empty] | Commercial | ENERGY STAR Imaging Equipment | N | Healthcare | Turnover | 0.22564 | 0.59488 | 0.3793 | 0 | 0 | 0 | Fail TRC
[11 empty] | Commercial | LED - 14W | N | College and University | Turnover | 27.6353 | 0.63951 | 43.2133 | 0 | 0 | 0 | Fail RIM | [11 empty] | Commercial | ENERGY STAR Imaging Equipment | N | Hospitals | Turnover | 0.22564 | 0.59488 | 0.3793 | 0 | 0 | 0 | Fail TRC
[11 empty] | Commercial | LED - 14W | N | Grocery | Turnover | 36.9275 | 0.66822 | 55.2626 | 0 | 0 | 0 | Fail RIM | [11 empty] | Commercial | ENERGY STAR Imaging Equipment | N | Institutional | Turnover | 0.22564 | 0.59488 | 0.3793 | 0 | 0 | 0 | Fail TRC
[11 empty] | Commercial | LED - 14W | N | Healthcare | Turnover | 32.425 | 0.64703 | 50.1137 | 0 | 0 | 0 | Fail RIM | [11 empty] | Commercial | ENERGY STAR Imaging Equipment | N | Lodging/Hospitality | Turnover | 0.22564 | 0.59488 | 0.3793 | 0 | 0 | 0 | Fail TRC
[11 empty] | Commercial | LED - 14W | N | Hospitals | Turnover | 42.6441 | 0.63951 | 66.6825 | 0 | 0 | 0 | Fail RIM | [11 empty] | Commercial | ENERGY STAR Imaging Equipment | N | Miscellaneous | Turnover | 0.22564 | 0.59488 | 0.3793 | 0 | 0 | 0 | Fail TRC
[11 empty] | Commercial | LED - 14W | N | Institutional | Turnover | 21.2749 | 0.64703 | 32.8809 | 0 | 0 | 0 | Fail RIM | [11 empty] | Commercial | ENERGY STAR Imaging Equipment | N | Offices | Turnover | 0.22564 | 0.59488 | 0.3793 | 0 | 0 | 0 | Fail TRC
[11 empty] | Commercial | LED - 14W | N | Lodging/Hospitality | Turnover | 25.0047 | 0.66822 | 37.4199 | 0 | 0 | 0 | Fail RIM | [11 empty] | Commercial | ENERGY STAR Imaging Equipment | N | Restaurants | Turnover | 0.22564 | 0.59488 | 0.3793 | 0 | 0 | 0 | Fail TRC
[11 empty] | Commercial | LED - 14W | N | Miscellaneous | Turnover | 28.4267 | 0.64703 | 43.9342 | 0 | 0 | 0 | Fail RIM | [11 empty] | Commercial | ENERGY STAR Imaging Equipment | N | Retail | Turnover | 0.22564 | 0.59488 | 0.3793 | 0 | 0 | 0 | Fail TRC
[11 empty] | Commercial | LED - 14W | N | Offices | Turnover | 20.9783 | 0.64703 | 32.4224 | 0 | 0 | 0 | Fail RIM | [11 empty] | Commercial | ENERGY STAR Imaging Equipment | N | Schools K-12 | Turnover | 0.22564 | 0.59488 | 0.3793 | 0 | 0 | 0 | Fail TRC
[11 empty] | Commercial | LED - 14W | N | Restaurants | Turnover | 22.3603 | 0.66822 | 33.4626 | 0 | 0 | 0 | Fail RIM | [11 empty] | Commercial | ENERGY STAR Imaging Equipment | N | Warehouse | Turnover | 0.22564 | 0.59488 | 0.3793 | 0 | 0 | 0 | Fail TRC
[11 empty] | Commercial | LED - 14W | N | Retail | Turnover | 33.1975 | 0.66822 | 49.6806 | 0 | 0 | 0 | Fail RIM | [11 empty] | Commercial | ENERGY STAR Imaging Equipment | N | Assembly | New | 0.22564 | 0.59488 | 0.3793 | 0 | 0 | 0 | Fail TRC
[11 empty] | Commercial | LED - 14W | N | Schools K-12 | Turnover | 15.3419 | 0.64703 | 23.7113 | 0 | 0 | 0 | Fail RIM | [11 empty] | Commercial | ENERGY STAR Imaging Equipment | N | College and University | New | 0.22564 | 0.59488 | 0.3793 | 0 | 0 | 0 | Fail TRC
[11 empty] | Commercial | LED - 14W | N | Warehouse | Turnover | 24.6606 | 0.64703 | 38.1135 | 0 | 0 | 0 | Fail RIM | [11 empty] | Commercial | ENERGY STAR Imaging Equipment | N | Grocery | New | 0.22564 | 0.59488 | 0.3793 | 0 | 0 | 0 | Fail TRC
[11 empty] | Commercial | LED - 14W | N | Assembly | New | 18.547 | 0.64703 | 28.6649 | 0 | 0 | 0 | Fail RIM | [11 empty] | Commercial | ENERGY STAR Imaging Equipment | N | Healthcare | New | 0.22564 | 0.59488 | 0.3793 | 0 | 0 | 0 | Fail TRC
[11 empty] | Commercial | LED - 14W | N | College and University | New | 27.6353 | 0.63951 | 43.2133 | 0 | 0 | 0 | Fail RIM | [11 empty] | Commercial | ENERGY STAR Imaging Equipment | N | Hospitals | New | 0.22564 | 0.59488 | 0.3793 | 0 | 0 | 0 | Fail TRC
[11 empty] | Commercial | LED - 14W | N | Grocery | New | 36.9275 | 0.66822 | 55.2626 | 0 | 0 | 0 | Fail RIM | [11 empty] | Commercial | ENERGY STAR Imaging Equipment | N | Institutional | New | 0.22564 | 0.59488 | 0.3793 | 0 | 0 | 0 | Fail TRC
[11 empty] | Commercial | LED - 14W | N | Healthcare | New | 32.425 | 0.64703 | 50.1137 | 0 | 0 | 0 | Fail RIM | [11 empty] | Commercial | ENERGY STAR Imaging Equipment | N | Lodging/Hospitality | New | 0.22564 | 0.59488 | 0.3793 | 0 | 0 | 0 | Fail TRC
[11 empty] | Commercial | LED - 14W | N | Hospitals | New | 42.6441 | 0.63951 | 66.6825 | 0 | 0 | 0 | Fail RIM | [11 empty] | Commercial | ENERGY STAR Imaging Equipment | N | Miscellaneous | New | 0.22564 | 0.59488 | 0.3793 | 0 | 0 | 0 | Fail TRC
[11 empty] | Commercial | LED - 14W | N | Institutional | New | 21.2749 | 0.64703 | 32.8809 | 0 | 0 | 0 | Fail RIM | [11 empty] | Commercial | ENERGY STAR Imaging Equipment | N | Offices | New | 0.22564 | 0.59488 | 0.3793 | 0 | 0 | 0 | Fail TRC
[11 empty] | Commercial | LED - 14W | N | Lodging/Hospitality | New | 25.0047 | 0.66822 | 37.4199 | 0 | 0 | 0 | Fail RIM | [11 empty] | Commercial | ENERGY STAR Imaging Equipment | N | Restaurants | New | 0.22564 | 0.59488 | 0.3793 | 0 | 0 | 0 | Fail TRC
[11 empty] | Commercial | LED - 14W | N | Miscellaneous | New | 28.4267 | 0.64703 | 43.9342 | 0 | 0 | 0 | Fail RIM | [11 empty] | Commercial | ENERGY STAR Imaging Equipment | N | Retail | New | 0.22564 | 0.59488 | 0.3793 | 0 | 0 | 0 | Fail TRC
[11 empty] | Commercial | LED - 14W | N | Offices | New | 20.9783 | 0.64703 | 32.4224 | 0 | 0 | 0 | Fail RIM | [11 empty] | Commercial | ENERGY STAR Imaging Equipment | N | Schools K-12 | New | 0.22564 | 0.59488 | 0.3793 | 0 | 0 | 0 | Fail TRC
[11 empty] | Commercial | LED - 14W | N | Restaurants | New | 22.3603 | 0.66822 | 33.4626 | 0 | 0 | 0 | Fail RIM | [11 empty] | Commercial | ENERGY STAR Imaging Equipment | N | Warehouse | New | 0.22564 | 0.59488 | 0.3793 | 0 | 0 | 0 | Fail TRC
[11 empty] | Commercial | LED - 14W | N | Retail | New | 33.1975 | 0.66822 | 49.6806 | 0 | 0 | 0 | Fail RIM | [11 empty] | Commercial | Energy Star PCs | N | Assembly | Turnover | 1.3433 | 0.59304 | 2.2651 | 0 | 0 | 0 | Fail 2-year Threshold
[11 empty] | Commercial | LED - 14W | N | Schools K-12 | New | 15.3419 | 0.64703 | 23.7113 | 0 | 0 | 0 | Fail RIM | [11 empty] | Commercial | Energy Star PCs | N | College and University | Turnover | 1.3669 | 0.59992 | 2.2785 | 0 | 0 | 0 | Fail 2-year Threshold
[11 empty] | Commercial | LED - 14W | N | Warehouse | New | 24.6606 | 0.64703 | 38.1135 | 0 | 0 | 0 | Fail RIM | [11 empty] | Commercial | Energy Star PCs | N | Grocery | Turnover | 1.3602 | 0.6005 | 2.2651 | 0 | 0 | 0 | Fail 2-year Threshold
[11 empty] | Commercial | LED Display Lighting (Interior) | N | Assembly | Turnover | 5.8625 | 0.64766 | 9.0519 | 0 | 0 | 0 | Fail RIM | [11 empty] | Commercial | Energy Star PCs | N | Healthcare | Turnover | 1.3602 | 0.6005 | 2.2651 | 0 | 0 | 0 | Fail 2-year Threshold
[11 empty] | Commercial | LED Display Lighting (Interior) | N | College and University | Turnover | 8.7334 | 0.64016 | 13.6424 | 0 | 0 | 0 | Fail RIM | [11 empty] | Commercial | Energy Star PCs | N | Hospitals | Turnover | 1.3669 | 0.59992 | 2.2785 | 0 | 0 | 0 | Fail 2-year Threshold
[11 empty] | Commercial | LED Display Lighting (Interior) | N | Grocery | Turnover | 11.6607 | 0.66851 | 17.4428 | 0 | 0 | 0 | Fail RIM | [11 empty] | Commercial | Energy Star PCs | N | Institutional | Turnover | 1.3433 | 0.59304 | 2.2651 | 0 | 0 | 0 | Fail 2-year Threshold
[11 empty] | Commercial | LED Display Lighting (Interior) | N | Healthcare | Turnover | 10.2492 | 0.64766 | 15.825 | 0 | 0 | 0 | Fail RIM | [11 empty] | Commercial | Energy Star PCs | N | Lodging/Hospitality | Turnover | 1.3602 | 0.6005 | 2.2651 | 0 | 0 | 0 | Fail 2-year Threshold
[11 empty] | Commercial | LED Display Lighting (Interior) | N | Hospitals | Turnover | 13.4766 | 0.64016 | 21.0517 | 0 | 0 | 0 | Fail RIM | [11 empty] | Commercial | Energy Star PCs | N | Miscellaneous | Turnover | 1.3433 | 0.59304 | 2.2651 | 0 | 0 | 0 | Fail 2-year Threshold
[11 empty] | Commercial | LED Display Lighting (Interior) | N | Institutional | Turnover | 6.7248 | 0.64766 | 10.3832 | 0 | 0 | 0 | Fail RIM | [11 empty] | Commercial | Energy Star PCs | N | Offices | Turnover | 1.3602 | 0.6005 | 2.2651 | 0 | 0 | 0 | Fail 2-year Threshold
[11 empty] | Commercial | LED Display Lighting (Interior) | N | Lodging/Hospitality | Turnover | 7.8958 | 0.66851 | 11.811 | 0 | 0 | 0 | Fail RIM | [11 empty] | Commercial | Energy Star PCs | N | Restaurants | Turnover | 1.3433 | 0.59304 | 2.2651 | 0 | 0 | 0 | Fail 2-year Threshold
[11 empty] | Commercial | LED Display Lighting (Interior) | N | Miscellaneous | Turnover | 8.9854 | 0.64766 | 13.8736 | 0 | 0 | 0 | Fail RIM | [11 empty] | Commercial | Energy Star PCs | N | Retail | Turnover | 1.3602 | 0.6005 | 2.2651 | 0 | 0 | 0 | Fail 2-year Threshold
[11 empty] | Commercial | LED Display Lighting (Interior) | N | Offices | Turnover | 6.631 | 0.64766 | 10.2384 | 0 | 0 | 0 | Fail RIM | [11 empty] | Commercial | Energy Star PCs | N | Schools K-12 | Turnover | 1.3602 | 0.6005 | 2.2651 | 0 | 0 | 0 | Fail 2-year Threshold
[11 empty] | Commercial | LED Display Lighting (Interior) | N | Restaurants | Turnover | 7.0608 | 0.66851 | 10.562 | 0 | 0 | 0 | Fail RIM | [11 empty] | Commercial | Energy Star PCs | N | Warehouse | Turnover | 1.3433 | 0.59304 | 2.2651 | 0 | 0 | 0 | Fail 2-year Threshold
[11 empty] | Commercial | LED Display Lighting (Interior) | N | Retail | Turnover | 10.4829 | 0.66851 | 15.6809 | 0 | 0 | 0 | Fail RIM | [11 empty] | Commercial | Energy Star PCs | N | Assembly | New | 1.3433 | 0.59304 | 2.2651 | 0 | 0 | 0 | Fail 2-year Threshold
[11 empty] | Commercial | LED Display Lighting (Interior) | N | Schools K-12 | Turnover | 4.8494 | 0.64766 | 7.4876 | 0 | 0 | 0 | Fail RIM | [11 empty] | Commercial | Energy Star PCs | N | College and University | New | 1.3669 | 0.59992 | 2.2785 | 0 | 0 | 0 | Fail 2-year Threshold
[11 empty] | Commercial | LED Display Lighting (Interior) | N | Warehouse | Turnover | 7.7949 | 0.64766 | 12.0356 | 0 | 0 | 0 | Fail RIM | [11 empty] | Commercial | Energy Star PCs | N | Grocery | New | 1.3602 | 0.6005 | 2.2651 | 0 | 0 | 0 | Fail 2-year Threshold
[11 empty] | Commercial | LED Display Lighting (Interior) | N | Assembly | New | 5.8625 | 0.64766 | 9.0519 | 0 | 0 | 0 | Fail RIM | [11 empty] | Commercial | Energy Star PCs | N | Healthcare | New | 1.3602 | 0.6005 | 2.2651 | 0 | 0 | 0 | Fail 2-year Threshold
[11 empty] | Commercial | LED Display Lighting (Interior) | N | College and University | New | 8.7334 | 0.64016 | 13.6424 | 0 | 0 | 0 | Fail RIM | [11 empty] | Commercial | Energy Star PCs | N | Hospitals | New | 1.3669 | 0.59992 | 2.2785 | 0 | 0 | 0 | Fail 2-year Threshold
[11 empty] | Commercial | LED Display Lighting (Interior) | N | Grocery | New | 11.6607 | 0.66851 | 17.4428 | 0 | 0 | 0 | Fail RIM | [11 empty] | Commercial | Energy Star PCs | N | Institutional | New | 1.3433 | 0.59304 | 2.2651 | 0 | 0 | 0 | Fail 2-year Threshold
[11 empty] | Commercial | LED Display Lighting (Interior) | N | Healthcare | New | 10.2492 | 0.64766 | 15.825 | 0 | 0 | 0 | Fail RIM | [11 empty] | Commercial | Energy Star PCs | N | Lodging/Hospitality | New | 1.3602 | 0.6005 | 2.2651 | 0 | 0 | 0 | Fail 2-year Threshold
[11 empty] | Commercial | LED Display Lighting (Interior) | N | Hospitals | New | 13.4766 | 0.64016 | 21.0517 | 0 | 0 | 0 | Fail RIM | [11 empty] | Commercial | Energy Star PCs | N | Miscellaneous | New | 1.3433 | 0.59304 | 2.2651 | 0 | 0 | 0 | Fail 2-year Threshold
[11 empty] | Commercial | LED Display Lighting (Interior) | N | Institutional | New | 6.7248 | 0.64766 | 10.3832 | 0 | 0 | 0 | Fail RIM | [11 empty] | Commercial | Energy Star PCs | N | Offices | New | 1.3602 | 0.6005 | 2.2651 | 0 | 0 | 0 | Fail 2-year Threshold
[11 empty] | Commercial | LED Display Lighting (Interior) | N | Lodging/Hospitality | New | 7.8958 | 0.66851 | 11.811 | 0 | 0 | 0 | Fail RIM | [11 empty] | Commercial | Energy Star PCs | N | Restaurants | New | 1.3433 | 0.59304 | 2.2651 | 0 | 0 | 0 | Fail 2-year Threshold
[11 empty] | Commercial | LED Display Lighting (Interior) | N | Miscellaneous | New | 8.9854 | 0.64766 | 13.8736 | 0 | 0 | 0 | Fail RIM | [11 empty] | Commercial | Energy Star PCs | N | Retail | New | 1.3602 | 0.6005 | 2.2651 | 0 | 0 | 0 | Fail 2-year Threshold
[11 empty] | Commercial | LED Display Lighting (Interior) | N | Offices | New | 6.631 | 0.64766 | 10.2384 | 0 | 0 | 0 | Fail RIM | [11 empty] | Commercial | Energy Star PCs | N | Schools K-12 | New | 1.3602 | 0.6005 | 2.2651 | 0 | 0 | 0 | Fail 2-year Threshold
[11 empty] | Commercial | LED Display Lighting (Interior) | N | Restaurants | New | 7.0608 | 0.66851 | 10.562 | 0 | 0 | 0 | Fail RIM | [11 empty] | Commercial | Energy Star PCs | N | Warehouse | New | 1.3433 | 0.59304 | 2.2651 | 0 | 0 | 0 | Fail 2-year Threshold
[11 empty] | Commercial | LED Display Lighting (Interior) | N | Retail | New | 10.4829 | 0.66851 | 15.6809 | 0 | 0 | 0 | Fail RIM | [11 empty] | Commercial | Energy Star Servers | N | Assembly | Turnover | 3.5694 | 0.59885 | 5.9604 | 0 | 0 | 0 | Fail 2-year Threshold
[11 empty] | Commercial | LED Display Lighting (Interior) | N | Schools K-12 | New | 4.8494 | 0.64766 | 7.4876 | 0 | 0 | 0 | Fail RIM | [11 empty] | Commercial | Energy Star Servers | N | College and University | Turnover | 3.5694 | 0.59885 | 5.9604 | 0 | 0 | 0 | Fail 2-year Threshold
[11 empty] | Commercial | LED Display Lighting (Interior) | N | Warehouse | New | 7.7949 | 0.64766 | 12.0356 | 0 | 0 | 0 | Fail RIM | [11 empty] | Commercial | Energy Star Servers | N | Grocery | Turnover | 3.5694 | 0.59885 | 5.9604 | 0 | 0 | 0 | Fail 2-year Threshold
[11 empty] | Commercial | LED Linear - Fixture Replacement | N | Assembly | Turnover | 9.267 | 0.6475 | 14.312 | 0 | 0 | 0 | Fail RIM | [11 empty] | Commercial | Energy Star Servers | N | Healthcare | Turnover | 3.5694 | 0.59885 | 5.9604 | 0 | 0 | 0 | Fail 2-year Threshold
[11 empty] | Commercial | LED Linear - Fixture Replacement | N | College and University | Turnover | 13.8175 | 0.64036 | 21.5777 | 0 | 0 | 0 | Fail RIM | [11 empty] | Commercial | Energy Star Servers | N | Hospitals | Turnover | 3.5694 | 0.59885 | 5.9604 | 0 | 0 | 0 | Fail 2-year Threshold
[11 empty] | Commercial | LED Linear - Fixture Replacement | N | Grocery | Turnover | 18.4475 | 0.66854 | 27.5937 | 0 | 0 | 0 | Fail RIM | [11 empty] | Commercial | Energy Star Servers | N | Institutional | Turnover | 3.5694 | 0.59885 | 5.9604 | 0 | 0 | 0 | Fail 2-year Threshold
[11 empty] | Commercial | LED Linear - Fixture Replacement | N | Healthcare | Turnover | 16.2012 | 0.6475 | 25.0211 | 0 | 0 | 0 | Fail RIM | [11 empty] | Commercial | Energy Star Servers | N | Lodging/Hospitality | Turnover | 3.5694 | 0.59885 | 5.9604 | 0 | 0 | 0 | Fail 2-year Threshold
[11 empty] | Commercial | LED Linear - Fixture Replacement | N | Hospitals | Turnover | 21.3218 | 0.64036 | 33.2966 | 0 | 0 | 0 | Fail RIM | [11 empty] | Commercial | Energy Star Servers | N | Miscellaneous | Turnover | 3.5694 | 0.59885 | 5.9604 | 0 | 0 | 0 | Fail 2-year Threshold
[11 empty] | Commercial | LED Linear - Fixture Replacement | N | Institutional | Turnover | 10.63 | 0.6475 | 16.417 | 0 | 0 | 0 | Fail RIM | [11 empty] | Commercial | Energy Star Servers | N | Offices | Turnover | 3.5694 | 0.59885 | 5.9604 | 0 | 0 | 0 | Fail 2-year Threshold
[11 empty] | Commercial | LED Linear - Fixture Replacement | N | Lodging/Hospitality | Turnover | 12.4913 | 0.66854 | 18.6845 | 0 | 0 | 0 | Fail RIM | [11 empty] | Commercial | Energy Star Servers | N | Restaurants | Turnover | 3.5694 | 0.59885 | 5.9604 | 0 | 0 | 0 | Fail 2-year Threshold
[11 empty] | Commercial | LED Linear - Fixture Replacement | N | Miscellaneous | Turnover | 14.2034 | 0.6475 | 21.9357 | 0 | 0 | 0 | Fail RIM | [11 empty] | Commercial | Energy Star Servers | N | Retail | Turnover | 3.5694 | 0.59885 | 5.9604 | 0 | 0 | 0 | Fail 2-year Threshold
[11 empty] | Commercial | LED Linear - Fixture Replacement | N | Offices | Turnover | 10.4818 | 0.6475 | 16.1881 | 0 | 0 | 0 | Fail RIM | [11 empty] | Commercial | Energy Star Servers | N | Schools K-12 | Turnover | 3.5694 | 0.59885 | 5.9604 | 0 | 0 | 0 | Fail 2-year Threshold
[11 empty] | Commercial | LED Linear - Fixture Replacement | N | Restaurants | Turnover | 11.1703 | 0.66854 | 16.7085 | 0 | 0 | 0 | Fail RIM | [11 empty] | Commercial | Energy Star Servers | N | Warehouse | Turnover | 3.5694 | 0.59885 | 5.9604 | 0 | 0 | 0 | Fail 2-year Threshold
[11 empty] | Commercial | LED Linear - Fixture Replacement | N | Retail | Turnover | 16.5841 | 0.66854 | 24.8064 | 0 | 0 | 0 | Fail RIM | [11 empty] | Commercial | Energy Star Servers | N | Assembly | New | 3.5694 | 0.59885 | 5.9604 | 0 | 0 | 0 | Fail 2-year Threshold
[11 empty] | Commercial | LED Linear - Fixture Replacement | N | Schools K-12 | Turnover | 7.6656 | 0.6475 | 11.8387 | 0 | 0 | 0 | Fail RIM | [11 empty] | Commercial | Energy Star Servers | N | College and University | New | 3.5694 | 0.59885 | 5.9604 | 0 | 0 | 0 | Fail 2-year Threshold
[11 empty] | Commercial | LED Linear - Fixture Replacement | N | Warehouse | Turnover | 12.3217 | 0.6475 | 19.0296 | 0 | 0 | 0 | Fail RIM | [11 empty] | Commercial | Energy Star Servers | N | Grocery | New | 3.5694 | 0.59885 | 5.9604 | 0 | 0 | 0 | Fail 2-year Threshold
[11 empty] | Commercial | LED Linear - Fixture Replacement | N | Assembly | New | 9.267 | 0.6475 | 14.312 | 0 | 0 | 0 | Fail RIM | [11 empty] | Commercial | Energy Star Servers | N | Healthcare | New | 3.5694 | 0.59885 | 5.9604 | 0 | 0 | 0 | Fail 2-year Threshold
[11 empty] | Commercial | LED Linear - Fixture Replacement | N | College and University | New | 13.8175 | 0.64036 | 21.5777 | 0 | 0 | 0 | Fail RIM | [11 empty] | Commercial | Energy Star Servers | N | Hospitals | New | 3.5694 | 0.59885 | 5.9604 | 0 | 0 | 0 | Fail 2-year Threshold
[11 empty] | Commercial | LED Linear - Fixture Replacement | N | Grocery | New | 18.4475 | 0.66854 | 27.5937 | 0 | 0 | 0 | Fail RIM | [11 empty] | Commercial | Energy Star Servers | N | Institutional | New | 3.5694 | 0.59885 | 5.9604 | 0 | 0 | 0 | Fail 2-year Threshold
[11 empty] | Commercial | LED Linear - Fixture Replacement | N | Healthcare | New | 16.2012 | 0.6475 | 25.0211 | 0 | 0 | 0 | Fail RIM | [11 empty] | Commercial | Energy Star Servers | N | Lodging/Hospitality | New | 3.5694 | 0.59885 | 5.9604 | 0 | 0 | 0 | Fail 2-year Threshold
[11 empty] | Commercial | LED Linear - Fixture Replacement | N | Hospitals | New | 21.3218 | 0.64036 | 33.2966 | 0 | 0 | 0 | Fail RIM | [11 empty] | Commercial | Energy Star Servers | N | Miscellaneous | New | 3.5694 | 0.59885 | 5.9604 | 0 | 0 | 0 | Fail 2-year Threshold
[11 empty] | Commercial | LED Linear - Fixture Replacement | N | Institutional | New | 10.63 | 0.6475 | 16.417 | 0 | 0 | 0 | Fail RIM | [11 empty] | Commercial | Energy Star Servers | N | Offices | New | 3.5694 | 0.59885 | 5.9604 | 0 | 0 | 0 | Fail 2-year Threshold
[11 empty] | Commercial | LED Linear - Fixture Replacement | N | Lodging/Hospitality | New | 12.4913 | 0.66854 | 18.6845 | 0 | 0 | 0 | Fail RIM | [11 empty] | Commercial | Energy Star Servers | N | Restaurants | New | 3.5694 | 0.59885 | 5.9604 | 0 | 0 | 0 | Fail 2-year Threshold
[11 empty] | Commercial | LED Linear - Fixture Replacement | N | Miscellaneous | New | 14.2034 | 0.6475 | 21.9357 | 0 | 0 | 0 | Fail RIM | [11 empty] | Commercial | Energy Star Servers | N | Retail | New | 3.5694 | 0.59885 | 5.9604 | 0 | 0 | 0 | Fail 2-year Threshold
[11 empty] | Commercial | LED Linear - Fixture Replacement | N | Offices | New | 10.4818 | 0.6475 | 16.1881 | 0 | 0 | 0 | Fail RIM | [11 empty] | Commercial | Energy Star Servers | N | Schools K-12 | New | 3.5694 | 0.59885 | 5.9604 | 0 | 0 | 0 | Fail 2-year Threshold
[11 empty] | Commercial | LED Linear - Fixture Replacement | N | Restaurants | New | 11.1703 | 0.66854 | 16.7085 | 0 | 0 | 0 | Fail RIM | [11 empty] | Commercial | Energy Star Servers | N | Warehouse | New | 3.5694 | 0.59885 | 5.9604 | 0 | 0 | 0 | Fail 2-year Threshold
[11 empty] | Commercial | LED Linear - Fixture Replacement | N | Retail | New | 16.5841 | 0.66854 | 24.8064 | 0 | 0 | 0 | Fail RIM | [11 empty] | Commercial | Server Virtualization | N | Assembly | Turnover | 0.2034 | 0.61203 | 0.33233 | 0 | 0 | 0 | Fail TRC
[11 empty] | Commercial | LED Linear - Fixture Replacement | N | Schools K-12 | New | 7.6656 | 0.6475 | 11.8387 | 0 | 0 | 0 | Fail RIM | [11 empty] | Commercial | Server Virtualization | N | College and University | Turnover | 0.2034 | 0.61203 | 0.33233 | 0 | 0 | 0 | Fail TRC
[11 empty] | Commercial | LED Linear - Fixture Replacement | N | Warehouse | New | 12.3217 | 0.6475 | 19.0296 | 0 | 0 | 0 | Fail RIM | [11 empty] | Commercial | Server Virtualization | N | Grocery | Turnover | 0.2034 | 0.61203 | 0.33233 | 0 | 0 | 0 | Fail TRC
[11 empty] | Commercial | LED Linear - Lamp Replacement | N | Assembly | Turnover | 7.2624 | 0.64734 | 11.2188 | 0 | 0 | 0 | Fail RIM | [11 empty] | Commercial | Server Virtualization | N | Healthcare | Turnover | 0.2034 | 0.61203 | 0.33233 | 0 | 0 | 0 | Fail TRC
[11 empty] | Commercial | LED Linear - Lamp Replacement | N | College and University | Turnover | 10.8211 | 0.6398 | 16.9134 | 0 | 0 | 0 | Fail RIM | [11 empty] | Commercial | Server Virtualization | N | Hospitals | Turnover | 0.2034 | 0.61203 | 0.33233 | 0 | 0 | 0 | Fail TRC
[11 empty] | Commercial | LED Linear - Lamp Replacement | N | Grocery | Turnover | 14.4525 | 0.66831 | 21.6254 | 0 | 0 | 0 | Fail RIM | [11 empty] | Commercial | Server Virtualization | N | Institutional | Turnover | 0.2034 | 0.61203 | 0.33233 | 0 | 0 | 0 | Fail TRC
[11 empty] | Commercial | LED Linear - Lamp Replacement | N | Healthcare | Turnover | 12.6965 | 0.64734 | 19.6134 | 0 | 0 | 0 | Fail RIM | [11 empty] | Commercial | Server Virtualization | N | Lodging/Hospitality | Turnover | 0.2034 | 0.61203 | 0.33233 | 0 | 0 | 0 | Fail TRC
[11 empty] | Commercial | LED Linear - Lamp Replacement | N | Hospitals | Turnover | 16.6981 | 0.6398 | 26.0991 | 0 | 0 | 0 | Fail RIM | [11 empty] | Commercial | Server Virtualization | N | Miscellaneous | Turnover | 0.2034 | 0.61203 | 0.33233 | 0 | 0 | 0 | Fail TRC
[11 empty] | Commercial | LED Linear - Lamp Replacement | N | Institutional | Turnover | 8.3305 | 0.64734 | 12.8688 | 0 | 0 | 0 | Fail RIM | [11 empty] | Commercial | Server Virtualization | N | Offices | Turnover | 0.2034 | 0.61203 | 0.33233 | 0 | 0 | 0 | Fail TRC
[11 empty] | Commercial | LED Linear - Lamp Replacement | N | Lodging/Hospitality | Turnover | 9.7862 | 0.66831 | 14.6431 | 0 | 0 | 0 | Fail RIM | [11 empty] | Commercial | Server Virtualization | N | Restaurants | Turnover | 0.2034 | 0.61203 | 0.33233 | 0 | 0 | 0 | Fail TRC
[11 empty] | Commercial | LED Linear - Lamp Replacement | N | Miscellaneous | Turnover | 11.1309 | 0.64734 | 17.1949 | 0 | 0 | 0 | Fail RIM | [11 empty] | Commercial | Server Virtualization | N | Retail | Turnover | 0.2034 | 0.61203 | 0.33233 | 0 | 0 | 0 | Fail TRC
[11 empty] | Commercial | LED Linear - Lamp Replacement | N | Offices | Turnover | 8.2143 | 0.64734 | 12.6894 | 0 | 0 | 0 | Fail RIM | [11 empty] | Commercial | Server Virtualization | N | Schools K-12 | Turnover | 0.2034 | 0.61203 | 0.33233 | 0 | 0 | 0 | Fail TRC
[11 empty] | Commercial | LED Linear - Lamp Replacement | N | Restaurants | Turnover | 8.7513 | 0.66831 | 13.0946 | 0 | 0 | 0 | Fail RIM | [11 empty] | Commercial | Server Virtualization | N | Warehouse | Turnover | 0.2034 | 0.61203 | 0.33233 | 0 | 0 | 0 | Fail TRC
[11 empty] | Commercial | LED Linear - Lamp Replacement | N | Retail | Turnover | 12.9927 | 0.66831 | 19.441 | 0 | 0 | 0 | Fail RIM | [11 empty] | Commercial | Server Virtualization | N | Assembly | New | 0.2034 | 0.61203 | 0.33233 | 0 | 0 | 0 | Fail TRC
[11 empty] | Commercial | LED Linear - Lamp Replacement | N | Schools K-12 | Turnover | 6.0074 | 0.64734 | 9.2801 | 0 | 0 | 0 | Fail RIM | [11 empty] | Commercial | Server Virtualization | N | College and University | New | 0.2034 | 0.61203 | 0.33233 | 0 | 0 | 0 | Fail TRC
[11 empty] | Commercial | LED Linear - Lamp Replacement | N | Warehouse | Turnover | 9.6562 | 0.64734 | 14.9168 | 0 | 0 | 0 | Fail RIM | [11 empty] | Commercial | Server Virtualization | N | Grocery | New | 0.2034 | 0.61203 | 0.33233 | 0 | 0 | 0 | Fail TRC
[11 empty] | Commercial | LED Linear - Lamp Replacement | N | Assembly | New | 7.2624 | 0.64734 | 11.2188 | 0 | 0 | 0 | Fail RIM | [11 empty] | Commercial | Server Virtualization | N | Healthcare | New | 0.2034 | 0.61203 | 0.33233 | 0 | 0 | 0 | Fail TRC
[11 empty] | Commercial | LED Linear - Lamp Replacement | N | College and University | New | 10.8211 | 0.6398 | 16.9134 | 0 | 0 | 0 | Fail RIM | [11 empty] | Commercial | Server Virtualization | N | Hospitals | New | 0.2034 | 0.61203 | 0.33233 | 0 | 0 | 0 | Fail TRC
[11 empty] | Commercial | LED Linear - Lamp Replacement | N | Grocery | New | 14.4525 | 0.66831 | 21.6254 | 0 | 0 | 0 | Fail RIM | [11 empty] | Commercial | Server Virtualization | N | Institutional | New | 0.2034 | 0.61203 | 0.33233 | 0 | 0 | 0 | Fail TRC
[11 empty] | Commercial | LED Linear - Lamp Replacement | N | Healthcare | New | 12.6965 | 0.64734 | 19.6134 | 0 | 0 | 0 | Fail RIM | [11 empty] | Commercial | Server Virtualization | N | Lodging/Hospitality | New | 0.2034 | 0.61203 | 0.33233 | 0 | 0 | 0 | Fail TRC
[11 empty] | Commercial | LED Linear - Lamp Replacement | N | Hospitals | New | 16.6981 | 0.6398 | 26.0991 | 0 | 0 | 0 | Fail RIM | [11 empty] | Commercial | Server Virtualization | N | Miscellaneous | New | 0.2034 | 0.61203 | 0.33233 | 0 | 0 | 0 | Fail TRC
[11 empty] | Commercial | LED Linear - Lamp Replacement | N | Institutional | New | 8.3305 | 0.64734 | 12.8688 | 0 | 0 | 0 | Fail RIM | [11 empty] | Commercial | Server Virtualization | N | Offices | New | 0.2034 | 0.61203 | 0.33233 | 0 | 0 | 0 | Fail TRC
[11 empty] | Commercial | LED Linear - Lamp Replacement | N | Lodging/Hospitality | New | 9.7862 | 0.66831 | 14.6431 | 0 | 0 | 0 | Fail RIM | [11 empty] | Commercial | Server Virtualization | N | Restaurants | New | 0.2034 | 0.61203 | 0.33233 | 0 | 0 | 0 | Fail TRC
[11 empty] | Commercial | LED Linear - Lamp Replacement | N | Miscellaneous | New | 11.1309 | 0.64734 | 17.1949 | 0 | 0 | 0 | Fail RIM | [11 empty] | Commercial | Server Virtualization | N | Retail | New | 0.2034 | 0.61203 | 0.33233 | 0 | 0 | 0 | Fail TRC
[11 empty] | Commercial | LED Linear - Lamp Replacement | N | Offices | New | 8.2143 | 0.64734 | 12.6894 | 0 | 0 | 0 | Fail RIM | [11 empty] | Commercial | Server Virtualization | N | Schools K-12 | New | 0.2034 | 0.61203 | 0.33233 | 0 | 0 | 0 | Fail TRC
[11 empty] | Commercial | LED Linear - Lamp Replacement | N | Restaurants | New | 8.7513 | 0.66831 | 13.0946 | 0 | 0 | 0 | Fail RIM | [11 empty] | Commercial | Server Virtualization | N | Warehouse | New | 0.2034 | 0.61203 | 0.33233 | 0 | 0 | 0 | Fail TRC
[11 empty] | Commercial | LED Linear - Lamp Replacement | N | Retail | New | 12.9927 | 0.66831 | 19.441 | 0 | 0 | 0 | Fail RIM | [11 empty] | Commercial | Energy Star Commercial Glass Door Freezer | N | Assembly | Turnover | 16.2383 | 0.63301 | 25.6524 | 0 | 0 | 0 | Fail 2-year Threshold
[11 empty] | Commercial | LED Linear - Lamp Replacement | N | Schools K-12 | New | 6.0074 | 0.64734 | 9.2801 | 0 | 0 | 0 | Fail RIM | [11 empty] | Commercial | Energy Star Commercial Glass Door Freezer | N | College and University | Turnover | 16.1035 | 0.62899 | 25.6019 | 0 | 0 | 0 | Fail 2-year Threshold
[11 empty] | Commercial | LED Linear - Lamp Replacement | N | Warehouse | New | 9.6562 | 0.64734 | 14.9168 | 0 | 0 | 0 | Fail RIM | [11 empty] | Commercial | Energy Star Commercial Glass Door Freezer | N | Grocery | Turnover | 16.2383 | 0.63301 | 25.6524 | 0 | 0 | 0 | Fail 2-year Threshold
[11 empty] | Commercial | Premium T8 - Fixture Replacement | N | Assembly | Turnover | 0.6252 | 0.59125 | 1.0574 | 0 | 0 | 0 | Fail RIM | [11 empty] | Commercial | Energy Star Commercial Glass Door Freezer | N | Healthcare | Turnover | 16.1035 | 0.62899 | 25.6019 | 0 | 0 | 0 | Fail 2-year Threshold
[11 empty] | Commercial | Premium T8 - Fixture Replacement | N | College and University | Turnover | 0.95987 | 0.60209 | 1.5942 | 0 | 0 | 0 | Fail RIM | [11 empty] | Commercial | Energy Star Commercial Glass Door Freezer | N | Hospitals | Turnover | 16.1035 | 0.62899 | 25.6019 | 0 | 0 | 0 | Fail 2-year Threshold
[11 empty] | Commercial | Premium T8 - Fixture Replacement | N | Grocery | Turnover | 1.2473 | 0.6118 | 2.0387 | 0 | 0 | 0 | Fail RIM | [11 empty] | Commercial | Energy Star Commercial Glass Door Freezer | N | Institutional | Turnover | 16.2383 | 0.63301 | 25.6524 | 0 | 0 | 0 | Fail 2-year Threshold
[11 empty] | Commercial | Premium T8 - Fixture Replacement | N | Healthcare | Turnover | 1.093 | 0.59125 | 1.8486 | 0 | 0 | 0 | Fail RIM | [11 empty] | Commercial | Energy Star Commercial Glass Door Freezer | N | Lodging/Hospitality | Turnover | 16.1035 | 0.62899 | 25.6019 | 0 | 0 | 0 | Fail 2-year Threshold
[11 empty] | Commercial | Premium T8 - Fixture Replacement | N | Hospitals | Turnover | 1.4812 | 0.60209 | 2.4601 | 0 | 0 | 0 | Fail RIM | [11 empty] | Commercial | Energy Star Commercial Glass Door Freezer | N | Miscellaneous | Turnover | 16.2383 | 0.63301 | 25.6524 | 0 | 0 | 0 | Fail 2-year Threshold
[11 empty] | Commercial | Premium T8 - Fixture Replacement | N | Institutional | Turnover | 0.71715 | 0.59125 | 1.2129 | 0 | 0 | 0 | Fail RIM | [11 empty] | Commercial | Energy Star Commercial Glass Door Freezer | N | Offices | Turnover | 16.2383 | 0.63301 | 25.6524 | 0 | 0 | 0 | Fail 2-year Threshold
[11 empty] | Commercial | Premium T8 - Fixture Replacement | N | Lodging/Hospitality | Turnover | 0.84457 | 0.6118 | 1.3805 | 0 | 0 | 0 | Fail RIM | [11 empty] | Commercial | Energy Star Commercial Glass Door Freezer | N | Restaurants | Turnover | 16.1035 | 0.62899 | 25.6019 | 0 | 0 | 0 | Fail 2-year Threshold
[11 empty] | Commercial | Premium T8 - Fixture Replacement | N | Miscellaneous | Turnover | 0.95823 | 0.59125 | 1.6207 | 0 | 0 | 0 | Fail RIM | [11 empty] | Commercial | Energy Star Commercial Glass Door Freezer | N | Retail | Turnover | 16.2383 | 0.63301 | 25.6524 | 0 | 0 | 0 | Fail 2-year Threshold
[11 empty] | Commercial | Premium T8 - Fixture Replacement | N | Offices | Turnover | 0.70715 | 0.59125 | 1.196 | 0 | 0 | 0 | Fail RIM | [11 empty] | Commercial | Energy Star Commercial Glass Door Freezer | N | Schools K-12 | Turnover | 16.1035 | 0.62899 | 25.6019 | 0 | 0 | 0 | Fail 2-year Threshold
[11 empty] | Commercial | Premium T8 - Fixture Replacement | N | Restaurants | Turnover | 0.75526 | 0.6118 | 1.2345 | 0 | 0 | 0 | Fail RIM | [11 empty] | Commercial | Energy Star Commercial Glass Door Freezer | N | Warehouse | Turnover | 16.2383 | 0.63301 | 25.6524 | 0 | 0 | 0 | Fail 2-year Threshold
[11 empty] | Commercial | Premium T8 - Fixture Replacement | N | Retail | Turnover | 1.1213 | 0.6118 | 1.8328 | 0 | 0 | 0 | Fail RIM | [11 empty] | Commercial | Energy Star Commercial Glass Door Freezer | N | Assembly | New | 16.2383 | 0.63301 | 25.6524 | 0 | 0 | 0 | Fail 2-year Threshold
[11 empty] | Commercial | Premium T8 - Fixture Replacement | N | Schools K-12 | Turnover | 0.51716 | 0.59125 | 0.87469 | 0 | 0 | 0 | Fail RIM | [11 empty] | Commercial | Energy Star Commercial Glass Door Freezer | N | College and University | New | 16.1035 | 0.62899 | 25.6019 | 0 | 0 | 0 | Fail 2-year Threshold
[11 empty] | Commercial | Premium T8 - Fixture Replacement | N | Warehouse | Turnover | 0.83127 | 0.59125 | 1.406 | 0 | 0 | 0 | Fail RIM | [11 empty] | Commercial | Energy Star Commercial Glass Door Freezer | N | Grocery | New | 16.2383 | 0.63301 | 25.6524 | 0 | 0 | 0 | Fail 2-year Threshold
[11 empty] | Commercial | Premium T8 - Fixture Replacement | N | Assembly | New | 0.6252 | 0.59125 | 1.0574 | 0 | 0 | 0 | Fail RIM | [11 empty] | Commercial | Energy Star Commercial Glass Door Freezer | N | Healthcare | New | 16.1035 | 0.62899 | 25.6019 | 0 | 0 | 0 | Fail 2-year Threshold
[11 empty] | Commercial | Premium T8 - Fixture Replacement | N | College and University | New | 0.95987 | 0.60209 | 1.5942 | 0 | 0 | 0 | Fail RIM | [11 empty] | Commercial | Energy Star Commercial Glass Door Freezer | N | Hospitals | New | 16.1035 | 0.62899 | 25.6019 | 0 | 0 | 0 | Fail 2-year Threshold
[11 empty] | Commercial | Premium T8 - Fixture Replacement | N | Grocery | New | 1.2473 | 0.6118 | 2.0387 | 0 | 0 | 0 | Fail RIM | [11 empty] | Commercial | Energy Star Commercial Glass Door Freezer | N | Institutional | New | 16.2383 | 0.63301 | 25.6524 | 0 | 0 | 0 | Fail 2-year Threshold
[11 empty] | Commercial | Premium T8 - Fixture Replacement | N | Healthcare | New | 1.093 | 0.59125 | 1.8486 | 0 | 0 | 0 | Fail RIM | [11 empty] | Commercial | Energy Star Commercial Glass Door Freezer | N | Lodging/Hospitality | New | 16.1035 | 0.62899 | 25.6019 | 0 | 0 | 0 | Fail 2-year Threshold
[11 empty] | Commercial | Premium T8 - Fixture Replacement | N | Hospitals | New | 1.4812 | 0.60209 | 2.4601 | 0 | 0 | 0 | Fail RIM | [11 empty] | Commercial | Energy Star Commercial Glass Door Freezer | N | Miscellaneous | New | 16.2383 | 0.63301 | 25.6524 | 0 | 0 | 0 | Fail 2-year Threshold
[11 empty] | Commercial | Premium T8 - Fixture Replacement | N | Institutional | New | 0.71715 | 0.59125 | 1.2129 | 0 | 0 | 0 | Fail RIM | [11 empty] | Commercial | Energy Star Commercial Glass Door Freezer | N | Offices | New | 16.2383 | 0.63301 | 25.6524 | 0 | 0 | 0 | Fail 2-year Threshold
[11 empty] | Commercial | Premium T8 - Fixture Replacement | N | Lodging/Hospitality | New | 0.84457 | 0.6118 | 1.3805 | 0 | 0 | 0 | Fail RIM | [11 empty] | Commercial | Energy Star Commercial Glass Door Freezer | N | Restaurants | New | 16.1035 | 0.62899 | 25.6019 | 0 | 0 | 0 | Fail 2-year Threshold
[11 empty] | Commercial | Premium T8 - Fixture Replacement | N | Miscellaneous | New | 0.95823 | 0.59125 | 1.6207 | 0 | 0 | 0 | Fail RIM | [11 empty] | Commercial | Energy Star Commercial Glass Door Freezer | N | Retail | New | 16.2383 | 0.63301 | 25.6524 | 0 | 0 | 0 | Fail 2-year Threshold
[11 empty] | Commercial | Premium T8 - Fixture Replacement | N | Offices | New | 0.70715 | 0.59125 | 1.196 | 0 | 0 | 0 | Fail RIM | [11 empty] | Commercial | Energy Star Commercial Glass Door Freezer | N | Schools K-12 | New | 16.1035 | 0.62899 | 25.6019 | 0 | 0 | 0 | Fail 2-year Threshold
[11 empty] | Commercial | Premium T8 - Fixture Replacement | N | Restaurants | New | 0.75526 | 0.6118 | 1.2345 | 0 | 0 | 0 | Fail RIM | [11 empty] | Commercial | Energy Star Commercial Glass Door Freezer | N | Warehouse | New | 16.2383 | 0.63301 | 25.6524 | 0 | 0 | 0 | Fail 2-year Threshold
[11 empty] | Commercial | Premium T8 - Fixture Replacement | N | Retail | New | 1.1213 | 0.6118 | 1.8328 | 0 | 0 | 0 | Fail RIM | [11 empty] | Commercial | Energy Star Commercial Glass Door Refrigerator | N | Assembly | Turnover | 3.4553 | 0.63301 | 5.4584 | 0 | 0 | 0 | Fail 2-year Threshold
[11 empty] | Commercial | Premium T8 - Fixture Replacement | N | Schools K-12 | New | 0.51716 | 0.59125 | 0.87469 | 0 | 0 | 0 | Fail RIM | [11 empty] | Commercial | Energy Star Commercial Glass Door Refrigerator | N | College and University | Turnover | 3.4266 | 0.62899 | 5.4477 | 0 | 0 | 0 | Fail 2-year Threshold
[11 empty] | Commercial | Premium T8 - Fixture Replacement | N | Warehouse | New | 0.83127 | 0.59125 | 1.406 | 0 | 0 | 0 | Fail RIM | [11 empty] | Commercial | Energy Star Commercial Glass Door Refrigerator | N | Grocery | Turnover | 3.4553 | 0.63301 | 5.4584 | 0 | 0 | 0 | Fail 2-year Threshold
[11 empty] | Commercial | Premium T8 - Lamp Replacement | N | Assembly | Turnover | 9.4709 | 0.59119 | 16.0199 | 0 | 0 | 0 | Fail RIM | [11 empty] | Commercial | Energy Star Commercial Glass Door Refrigerator | N | Healthcare | Turnover | 3.4266 | 0.62899 | 5.4477 | 0 | 0 | 0 | Fail 2-year Threshold
[11 empty] | Commercial | Premium T8 - Lamp Replacement | N | College and University | Turnover | 14.5313 | 0.60167 | 24.1515 | 0 | 0 | 0 | Fail RIM | [11 empty] | Commercial | Energy Star Commercial Glass Door Refrigerator | N | Hospitals | Turnover | 3.4266 | 0.62899 | 5.4477 | 0 | 0 | 0 | Fail 2-year Threshold
[11 empty] | Commercial | Premium T8 - Lamp Replacement | N | Grocery | Turnover | 18.896 | 0.61192 | 30.8799 | 0 | 0 | 0 | Fail RIM | [11 empty] | Commercial | Energy Star Commercial Glass Door Refrigerator | N | Institutional | Turnover | 3.4553 | 0.63301 | 5.4584 | 0 | 0 | 0 | Fail 2-year Threshold
[11 empty] | Commercial | Premium T8 - Lamp Replacement | N | Healthcare | Turnover | 16.5576 | 0.59119 | 28.0069 | 0 | 0 | 0 | Fail RIM | [11 empty] | Commercial | Energy Star Commercial Glass Door Refrigerator | N | Lodging/Hospitality | Turnover | 3.4266 | 0.62899 | 5.4477 | 0 | 0 | 0 | Fail 2-year Threshold
[11 empty] | Commercial | Premium T8 - Lamp Replacement | N | Hospitals | Turnover | 22.4233 | 0.60167 | 37.2682 | 0 | 0 | 0 | Fail RIM | [11 empty] | Commercial | Energy Star Commercial Glass Door Refrigerator | N | Miscellaneous | Turnover | 3.4553 | 0.63301 | 5.4584 | 0 | 0 | 0 | Fail 2-year Threshold
[11 empty] | Commercial | Premium T8 - Lamp Replacement | N | Institutional | Turnover | 10.8638 | 0.59119 | 18.3761 | 0 | 0 | 0 | Fail RIM | [11 empty] | Commercial | Energy Star Commercial Glass Door Refrigerator | N | Offices | Turnover | 3.4553 | 0.63301 | 5.4584 | 0 | 0 | 0 | Fail 2-year Threshold
[11 empty] | Commercial | Premium T8 - Lamp Replacement | N | Lodging/Hospitality | Turnover | 12.795 | 0.61192 | 20.9097 | 0 | 0 | 0 | Fail RIM | [11 empty] | Commercial | Energy Star Commercial Glass Door Refrigerator | N | Restaurants | Turnover | 3.4266 | 0.62899 | 5.4477 | 0 | 0 | 0 | Fail 2-year Threshold
[11 empty] | Commercial | Premium T8 - Lamp Replacement | N | Miscellaneous | Turnover | 14.5159 | 0.59119 | 24.5534 | 0 | 0 | 0 | Fail RIM | [11 empty] | Commercial | Energy Star Commercial Glass Door Refrigerator | N | Retail | Turnover | 3.4553 | 0.63301 | 5.4584 | 0 | 0 | 0 | Fail 2-year Threshold
[11 empty] | Commercial | Premium T8 - Lamp Replacement | N | Offices | Turnover | 10.7124 | 0.59119 | 18.1198 | 0 | 0 | 0 | Fail RIM | [11 empty] | Commercial | Energy Star Commercial Glass Door Refrigerator | N | Schools K-12 | Turnover | 3.4266 | 0.62899 | 5.4477 | 0 | 0 | 0 | Fail 2-year Threshold
[11 empty] | Commercial | Premium T8 - Lamp Replacement | N | Restaurants | Turnover | 11.4419 | 0.61192 | 18.6984 | 0 | 0 | 0 | Fail RIM | [11 empty] | Commercial | Energy Star Commercial Glass Door Refrigerator | N | Warehouse | Turnover | 3.4553 | 0.63301 | 5.4584 | 0 | 0 | 0 | Fail 2-year Threshold
[11 empty] | Commercial | Premium T8 - Lamp Replacement | N | Retail | Turnover | 16.9873 | 0.61192 | 27.7607 | 0 | 0 | 0 | Fail RIM | [11 empty] | Commercial | Energy Star Commercial Glass Door Refrigerator | N | Assembly | New | 3.4553 | 0.63301 | 5.4584 | 0 | 0 | 0 | Fail 2-year Threshold
[11 empty] | Commercial | Premium T8 - Lamp Replacement | N | Schools K-12 | Turnover | 7.8342 | 0.59119 | 13.2515 | 0 | 0 | 0 | Fail RIM | [11 empty] | Commercial | Energy Star Commercial Glass Door Refrigerator | N | College and University | New | 3.4266 | 0.62899 | 5.4477 | 0 | 0 | 0 | Fail 2-year Threshold
[11 empty] | Commercial | Premium T8 - Lamp Replacement | N | Warehouse | Turnover | 12.5927 | 0.59119 | 21.3004 | 0 | 0 | 0 | Fail RIM | [11 empty] | Commercial | Energy Star Commercial Glass Door Refrigerator | N | Grocery | New | 3.4553 | 0.63301 | 5.4584 | 0 | 0 | 0 | Fail 2-year Threshold
[11 empty] | Commercial | Premium T8 - Lamp Replacement | N | Assembly | New | 9.4709 | 0.59119 | 16.0199 | 0 | 0 | 0 | Fail RIM | [11 empty] | Commercial | Energy Star Commercial Glass Door Refrigerator | N | Healthcare | New | 3.4266 | 0.62899 | 5.4477 | 0 | 0 | 0 | Fail 2-year Threshold
[11 empty] | Commercial | Premium T8 - Lamp Replacement | N | College and University | New | 14.5313 | 0.60167 | 24.1515 | 0 | 0 | 0 | Fail RIM | [11 empty] | Commercial | Energy Star Commercial Glass Door Refrigerator | N | Hospitals | New | 3.4266 | 0.62899 | 5.4477 | 0 | 0 | 0 | Fail 2-year Threshold
[11 empty] | Commercial | Premium T8 - Lamp Replacement | N | Grocery | New | 18.896 | 0.61192 | 30.8799 | 0 | 0 | 0 | Fail RIM | [11 empty] | Commercial | Energy Star Commercial Glass Door Refrigerator | N | Institutional | New | 3.4553 | 0.63301 | 5.4584 | 0 | 0 | 0 | Fail 2-year Threshold
[11 empty] | Commercial | Premium T8 - Lamp Replacement | N | Healthcare | New | 16.5576 | 0.59119 | 28.0069 | 0 | 0 | 0 | Fail RIM | [11 empty] | Commercial | Energy Star Commercial Glass Door Refrigerator | N | Lodging/Hospitality | New | 3.4266 | 0.62899 | 5.4477 | 0 | 0 | 0 | Fail 2-year Threshold
[11 empty] | Commercial | Premium T8 - Lamp Replacement | N | Hospitals | New | 22.4233 | 0.60167 | 37.2682 | 0 | 0 | 0 | Fail RIM | [11 empty] | Commercial | Energy Star Commercial Glass Door Refrigerator | N | Miscellaneous | New | 3.4553 | 0.63301 | 5.4584 | 0 | 0 | 0 | Fail 2-year Threshold
[11 empty] | Commercial | Premium T8 - Lamp Replacement | N | Institutional | New | 10.8638 | 0.59119 | 18.3761 | 0 | 0 | 0 | Fail RIM | [11 empty] | Commercial | Energy Star Commercial Glass Door Refrigerator | N | Offices | New | 3.4553 | 0.63301 | 5.4584 | 0 | 0 | 0 | Fail 2-year Threshold
[11 empty] | Commercial | Premium T8 - Lamp Replacement | N | Lodging/Hospitality | New | 12.795 | 0.61192 | 20.9097 | 0 | 0 | 0 | Fail RIM | [11 empty] | Commercial | Energy Star Commercial Glass Door Refrigerator | N | Restaurants | New | 3.4266 | 0.62899 | 5.4477 | 0 | 0 | 0 | Fail 2-year Threshold
[11 empty] | Commercial | Premium T8 - Lamp Replacement | N | Miscellaneous | New | 14.5159 | 0.59119 | 24.5534 | 0 | 0 | 0 | Fail RIM | [11 empty] | Commercial | Energy Star Commercial Glass Door Refrigerator | N | Retail | New | 3.4553 | 0.63301 | 5.4584 | 0 | 0 | 0 | Fail 2-year Threshold
[11 empty] | Commercial | Premium T8 - Lamp Replacement | N | Offices | New | 10.7124 | 0.59119 | 18.1198 | 0 | 0 | 0 | Fail RIM | [11 empty] | Commercial | Energy Star Commercial Glass Door Refrigerator | N | Schools K-12 | New | 3.4266 | 0.62899 | 5.4477 | 0 | 0 | 0 | Fail 2-year Threshold
[11 empty] | Commercial | Premium T8 - Lamp Replacement | N | Restaurants | New | 11.4419 | 0.61192 | 18.6984 | 0 | 0 | 0 | Fail RIM | [11 empty] | Commercial | Energy Star Commercial Glass Door Refrigerator | N | Warehouse | New | 3.4553 | 0.63301 | 5.4584 | 0 | 0 | 0 | Fail 2-year Threshold
[11 empty] | Commercial | Premium T8 - Lamp Replacement | N | Retail | New | 16.9873 | 0.61192 | 27.7607 | 0 | 0 | 0 | Fail RIM | [11 empty] | Commercial | Energy Star Commercial Solid Door Freezer | N | Assembly | Turnover | 9.3597 | 0.6321 | 14.8075 | 0 | 0 | 0 | Fail 2-year Threshold
[11 empty] | Commercial | Premium T8 - Lamp Replacement | N | Schools K-12 | New | 7.8342 | 0.59119 | 13.2515 | 0 | 0 | 0 | Fail RIM | [11 empty] | Commercial | Energy Star Commercial Solid Door Freezer | N | College and University | Turnover | 9.2918 | 0.62899 | 14.7725 | 0 | 0 | 0 | Fail 2-year Threshold
[11 empty] | Commercial | Premium T8 - Lamp Replacement | N | Warehouse | New | 12.5927 | 0.59119 | 21.3004 | 0 | 0 | 0 | Fail RIM | [11 empty] | Commercial | Energy Star Commercial Solid Door Freezer | N | Grocery | Turnover | 9.3597 | 0.6321 | 14.8075 | 0 | 0 | 0 | Fail 2-year Threshold
[11 empty] | Commercial | Efficient Battery Charger | N | Assembly | Turnover | 1.0672 | 0.59886 | 1.782 | 0 | 0 | 0 | Fail RIM | [11 empty] | Commercial | Energy Star Commercial Solid Door Freezer | N | Healthcare | Turnover | 9.2918 | 0.62899 | 14.7725 | 0 | 0 | 0 | Fail 2-year Threshold
[11 empty] | Commercial | Efficient Battery Charger | N | College and University | Turnover | 1.0672 | 0.59886 | 1.782 | 0 | 0 | 0 | Fail RIM | [11 empty] | Commercial | Energy Star Commercial Solid Door Freezer | N | Hospitals | Turnover | 9.2918 | 0.62899 | 14.7725 | 0 | 0 | 0 | Fail 2-year Threshold
[11 empty] | Commercial | Efficient Battery Charger | N | Grocery | Turnover | 1.0672 | 0.59886 | 1.782 | 0 | 0 | 0 | Fail RIM | [11 empty] | Commercial | Energy Star Commercial Solid Door Freezer | N | Institutional | Turnover | 9.3597 | 0.6321 | 14.8075 | 0 | 0 | 0 | Fail 2-year Threshold
[11 empty] | Commercial | Efficient Battery Charger | N | Healthcare | Turnover | 1.0672 | 0.59886 | 1.782 | 0 | 0 | 0 | Fail RIM | [11 empty] | Commercial | Energy Star Commercial Solid Door Freezer | N | Lodging/Hospitality | Turnover | 9.2918 | 0.62899 | 14.7725 | 0 | 0 | 0 | Fail 2-year Threshold
[11 empty] | Commercial | Efficient Battery Charger | N | Hospitals | Turnover | 1.0672 | 0.59886 | 1.782 | 0 | 0 | 0 | Fail RIM | [11 empty] | Commercial | Energy Star Commercial Solid Door Freezer | N | Miscellaneous | Turnover | 9.3597 | 0.6321 | 14.8075 | 0 | 0 | 0 | Fail 2-year Threshold
[11 empty] | Commercial | Efficient Battery Charger | N | Institutional | Turnover | 1.0672 | 0.59886 | 1.782 | 0 | 0 | 0 | Fail RIM | [11 empty] | Commercial | Energy Star Commercial Solid Door Freezer | N | Offices | Turnover | 9.3597 | 0.6321 | 14.8075 | 0 | 0 | 0 | Fail 2-year Threshold
[11 empty] | Commercial | Efficient Battery Charger | N | Lodging/Hospitality | Turnover | 1.0672 | 0.59886 | 1.782 | 0 | 0 | 0 | Fail RIM | [11 empty] | Commercial | Energy Star Commercial Solid Door Freezer | N | Restaurants | Turnover | 9.2918 | 0.62899 | 14.7725 | 0 | 0 | 0 | Fail 2-year Threshold
[11 empty] | Commercial | Efficient Battery Charger | N | Miscellaneous | Turnover | 1.0672 | 0.59886 | 1.782 | 0 | 0 | 0 | Fail RIM | [11 empty] | Commercial | Energy Star Commercial Solid Door Freezer | N | Retail | Turnover | 9.3597 | 0.6321 | 14.8075 | 0 | 0 | 0 | Fail 2-year Threshold
[11 empty] | Commercial | Efficient Battery Charger | N | Offices | Turnover | 1.0672 | 0.59886 | 1.782 | 0 | 0 | 0 | Fail RIM | [11 empty] | Commercial | Energy Star Commercial Solid Door Freezer | N | Schools K-12 | Turnover | 9.2918 | 0.62899 | 14.7725 | 0 | 0 | 0 | Fail 2-year Threshold
[11 empty] | Commercial | Efficient Battery Charger | N | Restaurants | Turnover | 1.0672 | 0.59886 | 1.782 | 0 | 0 | 0 | Fail RIM | [11 empty] | Commercial | Energy Star Commercial Solid Door Freezer | N | Warehouse | Turnover | 9.3597 | 0.6321 | 14.8075 | 0 | 0 | 0 | Fail 2-year Threshold
[11 empty] | Commercial | Efficient Battery Charger | N | Retail | Turnover | 1.0672 | 0.59886 | 1.782 | 0 | 0 | 0 | Fail RIM | [11 empty] | Commercial | Energy Star Commercial Solid Door Freezer | N | Assembly | New | 9.3597 | 0.6321 | 14.8075 | 0 | 0 | 0 | Fail 2-year Threshold
[11 empty] | Commercial | Efficient Battery Charger | N | Schools K-12 | Turnover | 1.0672 | 0.59886 | 1.782 | 0 | 0 | 0 | Fail RIM | [11 empty] | Commercial | Energy Star Commercial Solid Door Freezer | N | College and University | New | 9.2918 | 0.62899 | 14.7725 | 0 | 0 | 0 | Fail 2-year Threshold
[11 empty] | Commercial | Efficient Battery Charger | N | Warehouse | Turnover | 1.0672 | 0.59886 | 1.782 | 0 | 0 | 0 | Fail RIM | [11 empty] | Commercial | Energy Star Commercial Solid Door Freezer | N | Grocery | New | 9.3597 | 0.6321 | 14.8075 | 0 | 0 | 0 | Fail 2-year Threshold
[11 empty] | Commercial | Efficient Battery Charger | N | Assembly | New | 1.0672 | 0.59886 | 1.782 | 0 | 0 | 0 | Fail RIM | [11 empty] | Commercial | Energy Star Commercial Solid Door Freezer | N | Healthcare | New | 9.2918 | 0.62899 | 14.7725 | 0 | 0 | 0 | Fail 2-year Threshold
[11 empty] | Commercial | Efficient Battery Charger | N | College and University | New | 1.0672 | 0.59886 | 1.782 | 0 | 0 | 0 | Fail RIM | [11 empty] | Commercial | Energy Star Commercial Solid Door Freezer | N | Hospitals | New | 9.2918 | 0.62899 | 14.7725 | 0 | 0 | 0 | Fail 2-year Threshold
[11 empty] | Commercial | Efficient Battery Charger | N | Grocery | New | 1.0672 | 0.59886 | 1.782 | 0 | 0 | 0 | Fail RIM | [11 empty] | Commercial | Energy Star Commercial Solid Door Freezer | N | Institutional | New | 9.3597 | 0.6321 | 14.8075 | 0 | 0 | 0 | Fail 2-year Threshold
[11 empty] | Commercial | Efficient Battery Charger | N | Healthcare | New | 1.0672 | 0.59886 | 1.782 | 0 | 0 | 0 | Fail RIM | [11 empty] | Commercial | Energy Star Commercial Solid Door Freezer | N | Lodging/Hospitality | New | 9.2918 | 0.62899 | 14.7725 | 0 | 0 | 0 | Fail 2-year Threshold
[11 empty] | Commercial | Efficient Battery Charger | N | Hospitals | New | 1.0672 | 0.59886 | 1.782 | 0 | 0 | 0 | Fail RIM | [11 empty] | Commercial | Energy Star Commercial Solid Door Freezer | N | Miscellaneous | New | 9.3597 | 0.6321 | 14.8075 | 0 | 0 | 0 | Fail 2-year Threshold
[11 empty] | Commercial | Efficient Battery Charger | N | Institutional | New | 1.0672 | 0.59886 | 1.782 | 0 | 0 | 0 | Fail RIM | [11 empty] | Commercial | Energy Star Commercial Solid Door Freezer | N | Offices | New | 9.3597 | 0.6321 | 14.8075 | 0 | 0 | 0 | Fail 2-year Threshold
[11 empty] | Commercial | Efficient Battery Charger | N | Lodging/Hospitality | New | 1.0672 | 0.59886 | 1.782 | 0 | 0 | 0 | Fail RIM | [11 empty] | Commercial | Energy Star Commercial Solid Door Freezer | N | Restaurants | New | 9.2918 | 0.62899 | 14.7725 | 0 | 0 | 0 | Fail 2-year Threshold
[11 empty] | Commercial | Efficient Battery Charger | N | Miscellaneous | New | 1.0672 | 0.59886 | 1.782 | 0 | 0 | 0 | Fail RIM | [11 empty] | Commercial | Energy Star Commercial Solid Door Freezer | N | Retail | New | 9.3597 | 0.6321 | 14.8075 | 0 | 0 | 0 | Fail 2-year Threshold
[11 empty] | Commercial | Efficient Battery Charger | N | Offices | New | 1.0672 | 0.59886 | 1.782 | 0 | 0 | 0 | Fail RIM | [11 empty] | Commercial | Energy Star Commercial Solid Door Freezer | N | Schools K-12 | New | 9.2918 | 0.62899 | 14.7725 | 0 | 0 | 0 | Fail 2-year Threshold
[11 empty] | Commercial | Efficient Battery Charger | N | Restaurants | New | 1.0672 | 0.59886 | 1.782 | 0 | 0 | 0 | Fail RIM | [11 empty] | Commercial | Energy Star Commercial Solid Door Freezer | N | Warehouse | New | 9.3597 | 0.6321 | 14.8075 | 0 | 0 | 0 | Fail 2-year Threshold
[11 empty] | Commercial | Efficient Battery Charger | N | Retail | New | 1.0672 | 0.59886 | 1.782 | 0 | 0 | 0 | Fail RIM | [11 empty] | Commercial | Energy Star Ice Maker | N | Assembly | Turnover | 0.39387 | 0.59833 | 0.65829 | 0 | 0 | 0 | Fail TRC
[11 empty] | Commercial | Efficient Battery Charger | N | Schools K-12 | New | 1.0672 | 0.59886 | 1.782 | 0 | 0 | 0 | Fail RIM | [11 empty] | Commercial | Energy Star Ice Maker | N | College and University | Turnover | 0.39656 | 0.60424 | 0.6563 | 0 | 0 | 0 | Fail TRC
[11 empty] | Commercial | Efficient Battery Charger | N | Warehouse | New | 1.0672 | 0.59886 | 1.782 | 0 | 0 | 0 | Fail RIM | [11 empty] | Commercial | Energy Star Ice Maker | N | Grocery | Turnover | 0.39387 | 0.59833 | 0.65829 | 0 | 0 | 0 | Fail TRC
[11 empty] | Commercial | ENERGY STAR Commercial Clothes Washer | N | Assembly | Turnover | 0.68085 | 0.58749 | 1.1589 | 0 | 0 | 0 | Fail RIM | [11 empty] | Commercial | Energy Star Ice Maker | N | Healthcare | Turnover | 0.39656 | 0.60424 | 0.6563 | 0 | 0 | 0 | Fail TRC
[11 empty] | Commercial | ENERGY STAR Commercial Clothes Washer | N | College and University | Turnover | 0.70279 | 0.59898 | 1.1733 | 0 | 0 | 0 | Fail RIM | [11 empty] | Commercial | Energy Star Ice Maker | N | Hospitals | Turnover | 0.39656 | 0.60424 | 0.6563 | 0 | 0 | 0 | Fail TRC
[11 empty] | Commercial | ENERGY STAR Commercial Clothes Washer | N | Grocery | Turnover | 0.69043 | 0.58945 | 1.1713 | 0 | 0 | 0 | Fail RIM | [11 empty] | Commercial | Energy Star Ice Maker | N | Institutional | Turnover | 0.39387 | 0.59833 | 0.65829 | 0 | 0 | 0 | Fail TRC
[11 empty] | Commercial | ENERGY STAR Commercial Clothes Washer | N | Healthcare | Turnover | 0.69043 | 0.58945 | 1.1713 | 0 | 0 | 0 | Fail RIM | [11 empty] | Commercial | Energy Star Ice Maker | N | Lodging/Hospitality | Turnover | 0.39656 | 0.60424 | 0.6563 | 0 | 0 | 0 | Fail TRC
[11 empty] | Commercial | ENERGY STAR Commercial Clothes Washer | N | Hospitals | Turnover | 0.70279 | 0.59898 | 1.1733 | 0 | 0 | 0 | Fail RIM | [11 empty] | Commercial | Energy Star Ice Maker | N | Miscellaneous | Turnover | 0.39387 | 0.59833 | 0.65829 | 0 | 0 | 0 | Fail TRC
[11 empty] | Commercial | ENERGY STAR Commercial Clothes Washer | N | Institutional | Turnover | 0.68085 | 0.58749 | 1.1589 | 0 | 0 | 0 | Fail RIM | [11 empty] | Commercial | Energy Star Ice Maker | N | Offices | Turnover | 0.39387 | 0.59833 | 0.65829 | 0 | 0 | 0 | Fail TRC
[11 empty] | Commercial | ENERGY STAR Commercial Clothes Washer | N | Lodging/Hospitality | Turnover | 0.70279 | 0.59898 | 1.1733 | 0 | 0 | 0 | Fail RIM | [11 empty] | Commercial | Energy Star Ice Maker | N | Restaurants | Turnover | 0.39656 | 0.60424 | 0.6563 | 0 | 0 | 0 | Fail TRC
[11 empty] | Commercial | ENERGY STAR Commercial Clothes Washer | N | Miscellaneous | Turnover | 0.68085 | 0.58749 | 1.1589 | 0 | 0 | 0 | Fail RIM | [11 empty] | Commercial | Energy Star Ice Maker | N | Retail | Turnover | 0.39387 | 0.59833 | 0.65829 | 0 | 0 | 0 | Fail TRC
[11 empty] | Commercial | ENERGY STAR Commercial Clothes Washer | N | Offices | Turnover | 0.69043 | 0.58945 | 1.1713 | 0 | 0 | 0 | Fail RIM | [11 empty] | Commercial | Energy Star Ice Maker | N | Schools K-12 | Turnover | 0.39656 | 0.60424 | 0.6563 | 0 | 0 | 0 | Fail TRC
[11 empty] | Commercial | ENERGY STAR Commercial Clothes Washer | N | Restaurants | Turnover | 0.68085 | 0.58749 | 1.1589 | 0 | 0 | 0 | Fail RIM | [11 empty] | Commercial | Energy Star Ice Maker | N | Warehouse | Turnover | 0.39387 | 0.59833 | 0.65829 | 0 | 0 | 0 | Fail TRC
[11 empty] | Commercial | ENERGY STAR Commercial Clothes Washer | N | Retail | Turnover | 0.69043 | 0.58945 | 1.1713 | 0 | 0 | 0 | Fail RIM | [11 empty] | Commercial | Energy Star Ice Maker | N | Assembly | New | 0.39387 | 0.59833 | 0.65829 | 0 | 0 | 0 | Fail TRC
[11 empty] | Commercial | ENERGY STAR Commercial Clothes Washer | N | Schools K-12 | Turnover | 0.70279 | 0.59898 | 1.1733 | 0 | 0 | 0 | Fail RIM | [11 empty] | Commercial | Energy Star Ice Maker | N | College and University | New | 0.39656 | 0.60424 | 0.6563 | 0 | 0 | 0 | Fail TRC
[11 empty] | Commercial | ENERGY STAR Commercial Clothes Washer | N | Warehouse | Turnover | 0.68085 | 0.58749 | 1.1589 | 0 | 0 | 0 | Fail RIM | [11 empty] | Commercial | Energy Star Ice Maker | N | Grocery | New | 0.39387 | 0.59833 | 0.65829 | 0 | 0 | 0 | Fail TRC
[11 empty] | Commercial | ENERGY STAR Commercial Clothes Washer | N | Assembly | New | 0.68085 | 0.58749 | 1.1589 | 0 | 0 | 0 | Fail RIM | [11 empty] | Commercial | Energy Star Ice Maker | N | Healthcare | New | 0.39656 | 0.60424 | 0.6563 | 0 | 0 | 0 | Fail TRC
[11 empty] | Commercial | ENERGY STAR Commercial Clothes Washer | N | College and University | New | 0.70279 | 0.59898 | 1.1733 | 0 | 0 | 0 | Fail RIM | [11 empty] | Commercial | Energy Star Ice Maker | N | Hospitals | New | 0.39656 | 0.60424 | 0.6563 | 0 | 0 | 0 | Fail TRC
[11 empty] | Commercial | ENERGY STAR Commercial Clothes Washer | N | Grocery | New | 0.69043 | 0.58945 | 1.1713 | 0 | 0 | 0 | Fail RIM | [11 empty] | Commercial | Energy Star Ice Maker | N | Institutional | New | 0.39387 | 0.59833 | 0.65829 | 0 | 0 | 0 | Fail TRC
[11 empty] | Commercial | ENERGY STAR Commercial Clothes Washer | N | Healthcare | New | 0.69043 | 0.58945 | 1.1713 | 0 | 0 | 0 | Fail RIM | [11 empty] | Commercial | Energy Star Ice Maker | N | Lodging/Hospitality | New | 0.39656 | 0.60424 | 0.6563 | 0 | 0 | 0 | Fail TRC
[11 empty] | Commercial | ENERGY STAR Commercial Clothes Washer | N | Hospitals | New | 0.70279 | 0.59898 | 1.1733 | 0 | 0 | 0 | Fail RIM | [11 empty] | Commercial | Energy Star Ice Maker | N | Miscellaneous | New | 0.39387 | 0.59833 | 0.65829 | 0 | 0 | 0 | Fail TRC
[11 empty] | Commercial | ENERGY STAR Commercial Clothes Washer | N | Institutional | New | 0.68085 | 0.58749 | 1.1589 | 0 | 0 | 0 | Fail RIM | [11 empty] | Commercial | Energy Star Ice Maker | N | Offices | New | 0.39387 | 0.59833 | 0.65829 | 0 | 0 | 0 | Fail TRC
[11 empty] | Commercial | ENERGY STAR Commercial Clothes Washer | N | Lodging/Hospitality | New | 0.70279 | 0.59898 | 1.1733 | 0 | 0 | 0 | Fail RIM | [11 empty] | Commercial | Energy Star Ice Maker | N | Restaurants | New | 0.39656 | 0.60424 | 0.6563 | 0 | 0 | 0 | Fail TRC
[11 empty] | Commercial | ENERGY STAR Commercial Clothes Washer | N | Miscellaneous | New | 0.68085 | 0.58749 | 1.1589 | 0 | 0 | 0 | Fail RIM | [11 empty] | Commercial | Energy Star Ice Maker | N | Retail | New | 0.39387 | 0.59833 | 0.65829 | 0 | 0 | 0 | Fail TRC
[11 empty] | Commercial | ENERGY STAR Commercial Clothes Washer | N | Offices | New | 0.69043 | 0.58945 | 1.1713 | 0 | 0 | 0 | Fail RIM | [11 empty] | Commercial | Energy Star Ice Maker | N | Schools K-12 | New | 0.39656 | 0.60424 | 0.6563 | 0 | 0 | 0 | Fail TRC
[11 empty] | Commercial | ENERGY STAR Commercial Clothes Washer | N | Restaurants | New | 0.68085 | 0.58749 | 1.1589 | 0 | 0 | 0 | Fail RIM | [11 empty] | Commercial | Energy Star Ice Maker | N | Warehouse | New | 0.39387 | 0.59833 | 0.65829 | 0 | 0 | 0 | Fail TRC
[11 empty] | Commercial | ENERGY STAR Commercial Clothes Washer | N | Retail | New | 0.69043 | 0.58945 | 1.1713 | 0 | 0 | 0 | Fail RIM | [11 empty] | Commercial | Energy Star Refrigerator | N | Assembly | Turnover | 0.66702 | 0.6295 | 1.0596 | 0 | 0 | 0 | Fail TRC
[11 empty] | Commercial | ENERGY STAR Commercial Clothes Washer | N | Schools K-12 | New | 0.70279 | 0.59898 | 1.1733 | 0 | 0 | 0 | Fail RIM | [11 empty] | Commercial | Energy Star Refrigerator | N | College and University | Turnover | 0.66702 | 0.6295 | 1.0596 | 0 | 0 | 0 | Fail TRC
[11 empty] | Commercial | ENERGY STAR Commercial Clothes Washer | N | Warehouse | New | 0.68085 | 0.58749 | 1.1589 | 0 | 0 | 0 | Fail RIM | [11 empty] | Commercial | Energy Star Refrigerator | N | Grocery | Turnover | 0.66702 | 0.6295 | 1.0596 | 0 | 0 | 0 | Fail TRC
[11 empty] | Commercial | ENERGY STAR Water Cooler | N | Assembly | Turnover | 3.3371 | 0.61925 | 5.3889 | 0 | 0 | 0 | Fail RIM | [11 empty] | Commercial | Energy Star Refrigerator | N | Healthcare | Turnover | 0.66702 | 0.6295 | 1.0596 | 0 | 0 | 0 | Fail TRC
[11 empty] | Commercial | ENERGY STAR Water Cooler | N | College and University | Turnover | 3.3371 | 0.61925 | 5.3889 | 0 | 0 | 0 | Fail RIM | [11 empty] | Commercial | Energy Star Refrigerator | N | Hospitals | Turnover | 0.66702 | 0.6295 | 1.0596 | 0 | 0 | 0 | Fail TRC
[11 empty] | Commercial | ENERGY STAR Water Cooler | N | Grocery | Turnover | 3.3371 | 0.61925 | 5.3889 | 0 | 0 | 0 | Fail RIM | [11 empty] | Commercial | Energy Star Refrigerator | N | Institutional | Turnover | 0.66702 | 0.6295 | 1.0596 | 0 | 0 | 0 | Fail TRC
[11 empty] | Commercial | ENERGY STAR Water Cooler | N | Healthcare | Turnover | 3.3371 | 0.61925 | 5.3889 | 0 | 0 | 0 | Fail RIM | [11 empty] | Commercial | Energy Star Refrigerator | N | Lodging/Hospitality | Turnover | 0.66702 | 0.6295 | 1.0596 | 0 | 0 | 0 | Fail TRC
[11 empty] | Commercial | ENERGY STAR Water Cooler | N | Hospitals | Turnover | 3.3371 | 0.61925 | 5.3889 | 0 | 0 | 0 | Fail RIM | [11 empty] | Commercial | Energy Star Refrigerator | N | Miscellaneous | Turnover | 0.66702 | 0.6295 | 1.0596 | 0 | 0 | 0 | Fail TRC
[11 empty] | Commercial | ENERGY STAR Water Cooler | N | Institutional | Turnover | 3.3371 | 0.61925 | 5.3889 | 0 | 0 | 0 | Fail RIM | [11 empty] | Commercial | Energy Star Refrigerator | N | Offices | Turnover | 0.66702 | 0.6295 | 1.0596 | 0 | 0 | 0 | Fail TRC
[11 empty] | Commercial | ENERGY STAR Water Cooler | N | Lodging/Hospitality | Turnover | 3.3371 | 0.61925 | 5.3889 | 0 | 0 | 0 | Fail RIM | [11 empty] | Commercial | Energy Star Refrigerator | N | Restaurants | Turnover | 0.66702 | 0.6295 | 1.0596 | 0 | 0 | 0 | Fail TRC
[11 empty] | Commercial | ENERGY STAR Water Cooler | N | Miscellaneous | Turnover | 3.3371 | 0.61925 | 5.3889 | 0 | 0 | 0 | Fail RIM | [11 empty] | Commercial | Energy Star Refrigerator | N | Retail | Turnover | 0.66702 | 0.6295 | 1.0596 | 0 | 0 | 0 | Fail TRC
[11 empty] | Commercial | ENERGY STAR Water Cooler | N | Offices | Turnover | 3.3371 | 0.61925 | 5.3889 | 0 | 0 | 0 | Fail RIM | [11 empty] | Commercial | Energy Star Refrigerator | N | Schools K-12 | Turnover | 0.66702 | 0.6295 | 1.0596 | 0 | 0 | 0 | Fail TRC
[11 empty] | Commercial | ENERGY STAR Water Cooler | N | Restaurants | Turnover | 3.3371 | 0.61925 | 5.3889 | 0 | 0 | 0 | Fail RIM | [11 empty] | Commercial | Energy Star Refrigerator | N | Warehouse | Turnover | 0.66702 | 0.6295 | 1.0596 | 0 | 0 | 0 | Fail TRC
[11 empty] | Commercial | ENERGY STAR Water Cooler | N | Retail | Turnover | 3.3371 | 0.61925 | 5.3889 | 0 | 0 | 0 | Fail RIM | [11 empty] | Commercial | Energy Star Refrigerator | N | Assembly | New | 0.66702 | 0.6295 | 1.0596 | 0 | 0 | 0 | Fail TRC
[11 empty] | Commercial | ENERGY STAR Water Cooler | N | Schools K-12 | Turnover | 3.3371 | 0.61925 | 5.3889 | 0 | 0 | 0 | Fail RIM | [11 empty] | Commercial | Energy Star Refrigerator | N | College and University | New | 0.66702 | 0.6295 | 1.0596 | 0 | 0 | 0 | Fail TRC
[11 empty] | Commercial | ENERGY STAR Water Cooler | N | Warehouse | Turnover | 3.3371 | 0.61925 | 5.3889 | 0 | 0 | 0 | Fail RIM | [11 empty] | Commercial | Energy Star Refrigerator | N | Grocery | New | 0.66702 | 0.6295 | 1.0596 | 0 | 0 | 0 | Fail TRC
[11 empty] | Commercial | ENERGY STAR Water Cooler | N | Assembly | New | 3.3371 | 0.61925 | 5.3889 | 0 | 0 | 0 | Fail RIM | [11 empty] | Commercial | Energy Star Refrigerator | N | Healthcare | New | 0.66702 | 0.6295 | 1.0596 | 0 | 0 | 0 | Fail TRC
[11 empty] | Commercial | ENERGY STAR Water Cooler | N | College and University | New | 3.3371 | 0.61925 | 5.3889 | 0 | 0 | 0 | Fail RIM | [11 empty] | Commercial | Energy Star Refrigerator | N | Hospitals | New | 0.66702 | 0.6295 | 1.0596 | 0 | 0 | 0 | Fail TRC
[11 empty] | Commercial | ENERGY STAR Water Cooler | N | Grocery | New | 3.3371 | 0.61925 | 5.3889 | 0 | 0 | 0 | Fail RIM | [11 empty] | Commercial | Energy Star Refrigerator | N | Institutional | New | 0.66702 | 0.6295 | 1.0596 | 0 | 0 | 0 | Fail TRC
[11 empty] | Commercial | ENERGY STAR Water Cooler | N | Healthcare | New | 3.3371 | 0.61925 | 5.3889 | 0 | 0 | 0 | Fail RIM | [11 empty] | Commercial | Energy Star Refrigerator | N | Lodging/Hospitality | New | 0.66702 | 0.6295 | 1.0596 | 0 | 0 | 0 | Fail TRC
[11 empty] | Commercial | ENERGY STAR Water Cooler | N | Hospitals | New | 3.3371 | 0.61925 | 5.3889 | 0 | 0 | 0 | Fail RIM | [11 empty] | Commercial | Energy Star Refrigerator | N | Miscellaneous | New | 0.66702 | 0.6295 | 1.0596 | 0 | 0 | 0 | Fail TRC
[11 empty] | Commercial | ENERGY STAR Water Cooler | N | Institutional | New | 3.3371 | 0.61925 | 5.3889 | 0 | 0 | 0 | Fail RIM | [11 empty] | Commercial | Energy Star Refrigerator | N | Offices | New | 0.66702 | 0.6295 | 1.0596 | 0 | 0 | 0 | Fail TRC
[11 empty] | Commercial | ENERGY STAR Water Cooler | N | Lodging/Hospitality | New | 3.3371 | 0.61925 | 5.3889 | 0 | 0 | 0 | Fail RIM | [11 empty] | Commercial | Energy Star Refrigerator | N | Restaurants | New | 0.66702 | 0.6295 | 1.0596 | 0 | 0 | 0 | Fail TRC
[11 empty] | Commercial | ENERGY STAR Water Cooler | N | Miscellaneous | New | 3.3371 | 0.61925 | 5.3889 | 0 | 0 | 0 | Fail RIM | [11 empty] | Commercial | Energy Star Refrigerator | N | Retail | New | 0.66702 | 0.6295 | 1.0596 | 0 | 0 | 0 | Fail TRC
[11 empty] | Commercial | ENERGY STAR Water Cooler | N | Offices | New | 3.3371 | 0.61925 | 5.3889 | 0 | 0 | 0 | Fail RIM | [11 empty] | Commercial | Energy Star Refrigerator | N | Schools K-12 | New | 0.66702 | 0.6295 | 1.0596 | 0 | 0 | 0 | Fail TRC
[11 empty] | Commercial | ENERGY STAR Water Cooler | N | Restaurants | New | 3.3371 | 0.61925 | 5.3889 | 0 | 0 | 0 | Fail RIM | [11 empty] | Commercial | Energy Star Refrigerator | N | Warehouse | New | 0.66702 | 0.6295 | 1.0596 | 0 | 0 | 0 | Fail TRC
[11 empty] | Commercial | ENERGY STAR Water Cooler | N | Retail | New | 3.3371 | 0.61925 | 5.3889 | 0 | 0 | 0 | Fail RIM | [11 empty] | Commercial | Energy Star Vending Machine | N | Assembly | Turnover | 0.74089 | 0.64127 | 1.1554 | 0 | 0 | 0 | Fail TRC
[11 empty] | Commercial | ENERGY STAR Water Cooler | N | Schools K-12 | New | 3.3371 | 0.61925 | 5.3889 | 0 | 0 | 0 | Fail RIM | [11 empty] | Commercial | Energy Star Vending Machine | N | College and University | Turnover | 0.74211 | 0.64229 | 1.1554 | 0 | 0 | 0 | Fail TRC
[11 empty] | Commercial | ENERGY STAR Water Cooler | N | Warehouse | New | 3.3371 | 0.61925 | 5.3889 | 0 | 0 | 0 | Fail RIM | [11 empty] | Commercial | Energy Star Vending Machine | N | Grocery | Turnover | 0.74089 | 0.64127 | 1.1554 | 0 | 0 | 0 | Fail TRC
[11 empty] | Commercial | Heat Pump Pool Heater | N | Assembly | Turnover | 7.2006 | 0.60985 | 11.8071 | 0 | 0 | 0 | Fail RIM | [11 empty] | Commercial | Energy Star Vending Machine | N | Healthcare | Turnover | 0.74211 | 0.64229 | 1.1554 | 0 | 0 | 0 | Fail TRC
[11 empty] | Commercial | Heat Pump Pool Heater | N | College and University | Turnover | 7.2006 | 0.60985 | 11.8071 | 0 | 0 | 0 | Fail RIM | [11 empty] | Commercial | Energy Star Vending Machine | N | Hospitals | Turnover | 0.74211 | 0.64229 | 1.1554 | 0 | 0 | 0 | Fail TRC
[11 empty] | Commercial | Heat Pump Pool Heater | N | Grocery | Turnover | 7.2006 | 0.60985 | 11.8071 | 0 | 0 | 0 | Fail RIM | [11 empty] | Commercial | Energy Star Vending Machine | N | Institutional | Turnover | 0.74089 | 0.64127 | 1.1554 | 0 | 0 | 0 | Fail TRC
[11 empty] | Commercial | Heat Pump Pool Heater | N | Healthcare | Turnover | 7.2006 | 0.60985 | 11.8071 | 0 | 0 | 0 | Fail RIM | [11 empty] | Commercial | Energy Star Vending Machine | N | Lodging/Hospitality | Turnover | 0.74211 | 0.64229 | 1.1554 | 0 | 0 | 0 | Fail TRC
[11 empty] | Commercial | Heat Pump Pool Heater | N | Hospitals | Turnover | 7.2006 | 0.60985 | 11.8071 | 0 | 0 | 0 | Fail RIM | [11 empty] | Commercial | Energy Star Vending Machine | N | Miscellaneous | Turnover | 0.74089 | 0.64127 | 1.1554 | 0 | 0 | 0 | Fail TRC
[11 empty] | Commercial | Heat Pump Pool Heater | N | Institutional | Turnover | 7.2006 | 0.60985 | 11.8071 | 0 | 0 | 0 | Fail RIM | [11 empty] | Commercial | Energy Star Vending Machine | N | Offices | Turnover | 0.74089 | 0.64127 | 1.1554 | 0 | 0 | 0 | Fail TRC
[11 empty] | Commercial | Heat Pump Pool Heater | N | Lodging/Hospitality | Turnover | 7.2006 | 0.60985 | 11.8071 | 0 | 0 | 0 | Fail RIM | [11 empty] | Commercial | Energy Star Vending Machine | N | Restaurants | Turnover | 0.74211 | 0.64229 | 1.1554 | 0 | 0 | 0 | Fail TRC
[11 empty] | Commercial | Heat Pump Pool Heater | N | Miscellaneous | Turnover | 7.2006 | 0.60985 | 11.8071 | 0 | 0 | 0 | Fail RIM | [11 empty] | Commercial | Energy Star Vending Machine | N | Retail | Turnover | 0.74089 | 0.64127 | 1.1554 | 0 | 0 | 0 | Fail TRC
[11 empty] | Commercial | Heat Pump Pool Heater | N | Offices | Turnover | 7.2006 | 0.60985 | 11.8071 | 0 | 0 | 0 | Fail RIM | [11 empty] | Commercial | Energy Star Vending Machine | N | Schools K-12 | Turnover | 0.74211 | 0.64229 | 1.1554 | 0 | 0 | 0 | Fail TRC
[11 empty] | Commercial | Heat Pump Pool Heater | N | Restaurants | Turnover | 7.2006 | 0.60985 | 11.8071 | 0 | 0 | 0 | Fail RIM | [11 empty] | Commercial | Energy Star Vending Machine | N | Warehouse | Turnover | 0.74089 | 0.64127 | 1.1554 | 0 | 0 | 0 | Fail TRC
[11 empty] | Commercial | Heat Pump Pool Heater | N | Retail | Turnover | 7.2006 | 0.60985 | 11.8071 | 0 | 0 | 0 | Fail RIM | [11 empty] | Commercial | Energy Star Vending Machine | N | Assembly | New | 0.74089 | 0.64127 | 1.1554 | 0 | 0 | 0 | Fail TRC
[11 empty] | Commercial | Heat Pump Pool Heater | N | Schools K-12 | Turnover | 7.2006 | 0.60985 | 11.8071 | 0 | 0 | 0 | Fail RIM | [11 empty] | Commercial | Energy Star Vending Machine | N | College and University | New | 0.74211 | 0.64229 | 1.1554 | 0 | 0 | 0 | Fail TRC
[11 empty] | Commercial | Heat Pump Pool Heater | N | Warehouse | Turnover | 7.2006 | 0.60985 | 11.8071 | 0 | 0 | 0 | Fail RIM | [11 empty] | Commercial | Energy Star Vending Machine | N | Grocery | New | 0.74089 | 0.64127 | 1.1554 | 0 | 0 | 0 | Fail TRC
[11 empty] | Commercial | Heat Pump Pool Heater | N | Assembly | New | 7.2006 | 0.60985 | 11.8071 | 0 | 0 | 0 | Fail RIM | [11 empty] | Commercial | Energy Star Vending Machine | N | Healthcare | New | 0.74211 | 0.64229 | 1.1554 | 0 | 0 | 0 | Fail TRC
[11 empty] | Commercial | Heat Pump Pool Heater | N | College and University | New | 7.2006 | 0.60985 | 11.8071 | 0 | 0 | 0 | Fail RIM | [11 empty] | Commercial | Energy Star Vending Machine | N | Hospitals | New | 0.74211 | 0.64229 | 1.1554 | 0 | 0 | 0 | Fail TRC
[11 empty] | Commercial | Heat Pump Pool Heater | N | Grocery | New | 7.2006 | 0.60985 | 11.8071 | 0 | 0 | 0 | Fail RIM | [11 empty] | Commercial | Energy Star Vending Machine | N | Institutional | New | 0.74089 | 0.64127 | 1.1554 | 0 | 0 | 0 | Fail TRC
[11 empty] | Commercial | Heat Pump Pool Heater | N | Healthcare | New | 7.2006 | 0.60985 | 11.8071 | 0 | 0 | 0 | Fail RIM | [11 empty] | Commercial | Energy Star Vending Machine | N | Lodging/Hospitality | New | 0.74211 | 0.64229 | 1.1554 | 0 | 0 | 0 | Fail TRC
[11 empty] | Commercial | Heat Pump Pool Heater | N | Hospitals | New | 7.2006 | 0.60985 | 11.8071 | 0 | 0 | 0 | Fail RIM | [11 empty] | Commercial | Energy Star Vending Machine | N | Miscellaneous | New | 0.74089 | 0.64127 | 1.1554 | 0 | 0 | 0 | Fail TRC
[11 empty] | Commercial | Heat Pump Pool Heater | N | Institutional | New | 7.2006 | 0.60985 | 11.8071 | 0 | 0 | 0 | Fail RIM | [11 empty] | Commercial | Energy Star Vending Machine | N | Offices | New | 0.74089 | 0.64127 | 1.1554 | 0 | 0 | 0 | Fail TRC
[11 empty] | Commercial | Heat Pump Pool Heater | N | Lodging/Hospitality | New | 7.2006 | 0.60985 | 11.8071 | 0 | 0 | 0 | Fail RIM | [11 empty] | Commercial | Energy Star Vending Machine | N | Restaurants | New | 0.74211 | 0.64229 | 1.1554 | 0 | 0 | 0 | Fail TRC
[11 empty] | Commercial | Heat Pump Pool Heater | N | Miscellaneous | New | 7.2006 | 0.60985 | 11.8071 | 0 | 0 | 0 | Fail RIM | [11 empty] | Commercial | Energy Star Vending Machine | N | Retail | New | 0.74089 | 0.64127 | 1.1554 | 0 | 0 | 0 | Fail TRC
[11 empty] | Commercial | Heat Pump Pool Heater | N | Offices | New | 7.2006 | 0.60985 | 11.8071 | 0 | 0 | 0 | Fail RIM | [11 empty] | Commercial | Energy Star Vending Machine | N | Schools K-12 | New | 0.74211 | 0.64229 | 1.1554 | 0 | 0 | 0 | Fail TRC
[11 empty] | Commercial | Heat Pump Pool Heater | N | Restaurants | New | 7.2006 | 0.60985 | 11.8071 | 0 | 0 | 0 | Fail RIM | [11 empty] | Commercial | Energy Star Vending Machine | N | Warehouse | New | 0.74089 | 0.64127 | 1.1554 | 0 | 0 | 0 | Fail TRC
[11 empty] | Commercial | Heat Pump Pool Heater | N | Retail | New | 7.2006 | 0.60985 | 11.8071 | 0 | 0 | 0 | Fail RIM | [11 empty] | Commercial | Refrigerated Display Case LED Lighting | N | Assembly | New | 0 | 0 | 0 | 0 | 0 | 0 | Fail TRC
[11 empty] | Commercial | Heat Pump Pool Heater | N | Schools K-12 | New | 7.2006 | 0.60985 | 11.8071 | 0 | 0 | 0 | Fail RIM | [11 empty] | Commercial | Refrigerated Display Case LED Lighting | N | College and University | New | 0 | 0 | 0 | 0 | 0 | 0 | Fail TRC
[11 empty] | Commercial | Heat Pump Pool Heater | N | Warehouse | New | 7.2006 | 0.60985 | 11.8071 | 0 | 0 | 0 | Fail RIM | [11 empty] | Commercial | Refrigerated Display Case LED Lighting | N | Grocery | New | 0 | 0 | 0 | 0 | 0 | 0 | Fail TRC
[11 empty] | Commercial | Solar Pool Heater | N | Assembly | Turnover | 2.0217 | 0.60985 | 3.3151 | 0 | 0 | 0 | Fail RIM | [11 empty] | Commercial | Refrigerated Display Case LED Lighting | N | Healthcare | New | 0 | 0 | 0 | 0 | 0 | 0 | Fail TRC
[11 empty] | Commercial | Solar Pool Heater | N | College and University | Turnover | 2.0217 | 0.60985 | 3.3151 | 0 | 0 | 0 | Fail RIM | [11 empty] | Commercial | Refrigerated Display Case LED Lighting | N | Hospitals | New | 0 | 0 | 0 | 0 | 0 | 0 | Fail TRC
[11 empty] | Commercial | Solar Pool Heater | N | Grocery | Turnover | 2.0217 | 0.60985 | 3.3151 | 0 | 0 | 0 | Fail RIM | [11 empty] | Commercial | Refrigerated Display Case LED Lighting | N | Institutional | New | 0 | 0 | 0 | 0 | 0 | 0 | Fail TRC
[11 empty] | Commercial | Solar Pool Heater | N | Healthcare | Turnover | 2.0217 | 0.60985 | 3.3151 | 0 | 0 | 0 | Fail RIM | [11 empty] | Commercial | Refrigerated Display Case LED Lighting | N | Lodging/Hospitality | New | 0 | 0 | 0 | 0 | 0 | 0 | Fail TRC
[11 empty] | Commercial | Solar Pool Heater | N | Hospitals | Turnover | 2.0217 | 0.60985 | 3.3151 | 0 | 0 | 0 | Fail RIM | [11 empty] | Commercial | Refrigerated Display Case LED Lighting | N | Miscellaneous | New | 0 | 0 | 0 | 0 | 0 | 0 | Fail TRC
[11 empty] | Commercial | Solar Pool Heater | N | Institutional | Turnover | 2.0217 | 0.60985 | 3.3151 | 0 | 0 | 0 | Fail RIM | [11 empty] | Commercial | Refrigerated Display Case LED Lighting | N | Offices | New | 0 | 0 | 0 | 0 | 0 | 0 | Fail TRC
[11 empty] | Commercial | Solar Pool Heater | N | Lodging/Hospitality | Turnover | 2.0217 | 0.60985 | 3.3151 | 0 | 0 | 0 | Fail RIM | [11 empty] | Commercial | Refrigerated Display Case LED Lighting | N | Restaurants | New | 0 | 0 | 0 | 0 | 0 | 0 | Fail TRC
[11 empty] | Commercial | Solar Pool Heater | N | Miscellaneous | Turnover | 2.0217 | 0.60985 | 3.3151 | 0 | 0 | 0 | Fail RIM | [11 empty] | Commercial | Refrigerated Display Case LED Lighting | N | Retail | New | 0 | 0 | 0 | 0 | 0 | 0 | Fail TRC
[11 empty] | Commercial | Solar Pool Heater | N | Offices | Turnover | 2.0217 | 0.60985 | 3.3151 | 0 | 0 | 0 | Fail RIM | [11 empty] | Commercial | Refrigerated Display Case LED Lighting | N | Schools K-12 | New | 0 | 0 | 0 | 0 | 0 | 0 | Fail TRC
[11 empty] | Commercial | Solar Pool Heater | N | Restaurants | Turnover | 2.0217 | 0.60985 | 3.3151 | 0 | 0 | 0 | Fail RIM | [11 empty] | Commercial | Refrigerated Display Case LED Lighting | N | Warehouse | New | 0 | 0 | 0 | 0 | 0 | 0 | Fail TRC
[11 empty] | Commercial | Solar Pool Heater | N | Retail | Turnover | 2.0217 | 0.60985 | 3.3151 | 0 | 0 | 0 | Fail RIM | [11 empty] | Commercial | 10HP Open Drip-Proof(ODP) Motor | N | Assembly | Turnover | 0.22564 | 0.65121 | 0.3465 | 0 | 0 | 0 | Fail TRC
[11 empty] | Commercial | Solar Pool Heater | N | Schools K-12 | Turnover | 2.0217 | 0.60985 | 3.3151 | 0 | 0 | 0 | Fail RIM | [11 empty] | Commercial | 10HP Open Drip-Proof(ODP) Motor | N | College and University | Turnover | 0.22363 | 0.64596 | 0.34619 | 0 | 0 | 0 | Fail TRC
[11 empty] | Commercial | Solar Pool Heater | N | Warehouse | Turnover | 2.0217 | 0.60985 | 3.3151 | 0 | 0 | 0 | Fail RIM | [11 empty] | Commercial | 10HP Open Drip-Proof(ODP) Motor | N | Grocery | Turnover | 0.22564 | 0.65121 | 0.3465 | 0 | 0 | 0 | Fail TRC
[11 empty] | Commercial | Solar Pool Heater | N | Assembly | New | 2.0217 | 0.60985 | 3.3151 | 0 | 0 | 0 | Fail RIM | [11 empty] | Commercial | 10HP Open Drip-Proof(ODP) Motor | N | Healthcare | Turnover | 0.22363 | 0.64596 | 0.34619 | 0 | 0 | 0 | Fail TRC
[11 empty] | Commercial | Solar Pool Heater | N | College and University | New | 2.0217 | 0.60985 | 3.3151 | 0 | 0 | 0 | Fail RIM | [11 empty] | Commercial | 10HP Open Drip-Proof(ODP) Motor | N | Hospitals | Turnover | 0.22363 | 0.64596 | 0.34619 | 0 | 0 | 0 | Fail TRC
[11 empty] | Commercial | Solar Pool Heater | N | Grocery | New | 2.0217 | 0.60985 | 3.3151 | 0 | 0 | 0 | Fail RIM | [11 empty] | Commercial | 10HP Open Drip-Proof(ODP) Motor | N | Institutional | Turnover | 0.22564 | 0.65121 | 0.3465 | 0 | 0 | 0 | Fail TRC
[11 empty] | Commercial | Solar Pool Heater | N | Healthcare | New | 2.0217 | 0.60985 | 3.3151 | 0 | 0 | 0 | Fail RIM | [11 empty] | Commercial | 10HP Open Drip-Proof(ODP) Motor | N | Lodging/Hospitality | Turnover | 0.22363 | 0.64596 | 0.34619 | 0 | 0 | 0 | Fail TRC
[11 empty] | Commercial | Solar Pool Heater | N | Hospitals | New | 2.0217 | 0.60985 | 3.3151 | 0 | 0 | 0 | Fail RIM | [11 empty] | Commercial | 10HP Open Drip-Proof(ODP) Motor | N | Miscellaneous | Turnover | 0.22564 | 0.65121 | 0.3465 | 0 | 0 | 0 | Fail TRC
[11 empty] | Commercial | Solar Pool Heater | N | Institutional | New | 2.0217 | 0.60985 | 3.3151 | 0 | 0 | 0 | Fail RIM | [11 empty] | Commercial | 10HP Open Drip-Proof(ODP) Motor | N | Offices | Turnover | 0.22564 | 0.65121 | 0.3465 | 0 | 0 | 0 | Fail TRC
[11 empty] | Commercial | Solar Pool Heater | N | Lodging/Hospitality | New | 2.0217 | 0.60985 | 3.3151 | 0 | 0 | 0 | Fail RIM | [11 empty] | Commercial | 10HP Open Drip-Proof(ODP) Motor | N | Restaurants | Turnover | 0.22363 | 0.64596 | 0.34619 | 0 | 0 | 0 | Fail TRC
[11 empty] | Commercial | Solar Pool Heater | N | Miscellaneous | New | 2.0217 | 0.60985 | 3.3151 | 0 | 0 | 0 | Fail RIM | [11 empty] | Commercial | 10HP Open Drip-Proof(ODP) Motor | N | Retail | Turnover | 0.22564 | 0.65121 | 0.3465 | 0 | 0 | 0 | Fail TRC
[11 empty] | Commercial | Solar Pool Heater | N | Offices | New | 2.0217 | 0.60985 | 3.3151 | 0 | 0 | 0 | Fail RIM | [11 empty] | Commercial | 10HP Open Drip-Proof(ODP) Motor | N | Schools K-12 | Turnover | 0.22363 | 0.64596 | 0.34619 | 0 | 0 | 0 | Fail TRC
[11 empty] | Commercial | Solar Pool Heater | N | Restaurants | New | 2.0217 | 0.60985 | 3.3151 | 0 | 0 | 0 | Fail RIM | [11 empty] | Commercial | 10HP Open Drip-Proof(ODP) Motor | N | Warehouse | Turnover | 0.22564 | 0.65121 | 0.3465 | 0 | 0 | 0 | Fail TRC
[11 empty] | Commercial | Solar Pool Heater | N | Retail | New | 2.0217 | 0.60985 | 3.3151 | 0 | 0 | 0 | Fail RIM | [11 empty] | Commercial | 10HP Open Drip-Proof(ODP) Motor | N | Assembly | New | 0.22564 | 0.65121 | 0.3465 | 0 | 0 | 0 | Fail TRC
[11 empty] | Commercial | Solar Pool Heater | N | Schools K-12 | New | 2.0217 | 0.60985 | 3.3151 | 0 | 0 | 0 | Fail RIM | [11 empty] | Commercial | 10HP Open Drip-Proof(ODP) Motor | N | College and University | New | 0.22363 | 0.64596 | 0.34619 | 0 | 0 | 0 | Fail TRC
[11 empty] | Commercial | Solar Pool Heater | N | Warehouse | New | 2.0217 | 0.60985 | 3.3151 | 0 | 0 | 0 | Fail RIM | [11 empty] | Commercial | 10HP Open Drip-Proof(ODP) Motor | N | Grocery | New | 0.22564 | 0.65121 | 0.3465 | 0 | 0 | 0 | Fail TRC
[11 empty] | Commercial | Solar Powered Pool Pump | N | Assembly | Turnover | 0.94389 | 0.62236 | 1.5166 | 0 | 0 | 0 | Fail RIM | [11 empty] | Commercial | 10HP Open Drip-Proof(ODP) Motor | N | Healthcare | New | 0.22363 | 0.64596 | 0.34619 | 0 | 0 | 0 | Fail TRC
[11 empty] | Commercial | Solar Powered Pool Pump | N | College and University | Turnover | 0.94389 | 0.62236 | 1.5166 | 0 | 0 | 0 | Fail RIM | [11 empty] | Commercial | 10HP Open Drip-Proof(ODP) Motor | N | Hospitals | New | 0.22363 | 0.64596 | 0.34619 | 0 | 0 | 0 | Fail TRC
[11 empty] | Commercial | Solar Powered Pool Pump | N | Grocery | Turnover | 0.94389 | 0.62236 | 1.5166 | 0 | 0 | 0 | Fail RIM | [11 empty] | Commercial | 10HP Open Drip-Proof(ODP) Motor | N | Institutional | New | 0.22564 | 0.65121 | 0.3465 | 0 | 0 | 0 | Fail TRC
[11 empty] | Commercial | Solar Powered Pool Pump | N | Healthcare | Turnover | 0.94389 | 0.62236 | 1.5166 | 0 | 0 | 0 | Fail RIM | [11 empty] | Commercial | 10HP Open Drip-Proof(ODP) Motor | N | Lodging/Hospitality | New | 0.22363 | 0.64596 | 0.34619 | 0 | 0 | 0 | Fail TRC
[11 empty] | Commercial | Solar Powered Pool Pump | N | Hospitals | Turnover | 0.94389 | 0.62236 | 1.5166 | 0 | 0 | 0 | Fail RIM | [11 empty] | Commercial | 10HP Open Drip-Proof(ODP) Motor | N | Miscellaneous | New | 0.22564 | 0.65121 | 0.3465 | 0 | 0 | 0 | Fail TRC
[11 empty] | Commercial | Solar Powered Pool Pump | N | Institutional | Turnover | 0.94389 | 0.62236 | 1.5166 | 0 | 0 | 0 | Fail RIM | [11 empty] | Commercial | 10HP Open Drip-Proof(ODP) Motor | N | Offices | New | 0.22564 | 0.65121 | 0.3465 | 0 | 0 | 0 | Fail TRC
[11 empty] | Commercial | Solar Powered Pool Pump | N | Lodging/Hospitality | Turnover | 0.94389 | 0.62236 | 1.5166 | 0 | 0 | 0 | Fail RIM | [11 empty] | Commercial | 10HP Open Drip-Proof(ODP) Motor | N | Restaurants | New | 0.22363 | 0.64596 | 0.34619 | 0 | 0 | 0 | Fail TRC
[11 empty] | Commercial | Solar Powered Pool Pump | N | Miscellaneous | Turnover | 0.94389 | 0.62236 | 1.5166 | 0 | 0 | 0 | Fail RIM | [11 empty] | Commercial | 10HP Open Drip-Proof(ODP) Motor | N | Retail | New | 0.22564 | 0.65121 | 0.3465 | 0 | 0 | 0 | Fail TRC
[11 empty] | Commercial | Solar Powered Pool Pump | N | Offices | Turnover | 0.94389 | 0.62236 | 1.5166 | 0 | 0 | 0 | Fail RIM | [11 empty] | Commercial | 10HP Open Drip-Proof(ODP) Motor | N | Schools K-12 | New | 0.22363 | 0.64596 | 0.34619 | 0 | 0 | 0 | Fail TRC
[11 empty] | Commercial | Solar Powered Pool Pump | N | Restaurants | Turnover | 0.94389 | 0.62236 | 1.5166 | 0 | 0 | 0 | Fail RIM | [11 empty] | Commercial | 10HP Open Drip-Proof(ODP) Motor | N | Warehouse | New | 0.22564 | 0.65121 | 0.3465 | 0 | 0 | 0 | Fail TRC
[11 empty] | Commercial | Solar Powered Pool Pump | N | Retail | Turnover | 0.94389 | 0.62236 | 1.5166 | 0 | 0 | 0 | Fail RIM | [11 empty] | Commercial | Drain Water Heat Recovery | N | Assembly | Existing | 0.092946 | 0.65282 | 0.14238 | 0 | 0 | 0 | Fail TRC
[11 empty] | Commercial | Solar Powered Pool Pump | N | Schools K-12 | Turnover | 0.94389 | 0.62236 | 1.5166 | 0 | 0 | 0 | Fail RIM | [11 empty] | Commercial | Drain Water Heat Recovery | N | College and University | Existing | 0.2042 | 0.63411 | 0.32203 | 0 | 0 | 0 | Fail TRC
[11 empty] | Commercial | Solar Powered Pool Pump | N | Assembly | New | 0.94389 | 0.62236 | 1.5166 | 0 | 0 | 0 | Fail RIM | [11 empty] | Commercial | Drain Water Heat Recovery | N | Grocery | Existing | 0.17742 | 0.63678 | 0.27862 | 0 | 0 | 0 | Fail TRC
[11 empty] | Commercial | Solar Powered Pool Pump | N | College and University | New | 0.94389 | 0.62236 | 1.5166 | 0 | 0 | 0 | Fail RIM | [11 empty] | Commercial | Drain Water Heat Recovery | N | Healthcare | Existing | 0.12393 | 0.65282 | 0.18983 | 0 | 0 | 0 | Fail TRC
[11 empty] | Commercial | Solar Powered Pool Pump | N | Grocery | New | 0.94389 | 0.62236 | 1.5166 | 0 | 0 | 0 | Fail RIM | [11 empty] | Commercial | Drain Water Heat Recovery | N | Hospitals | Existing | 0.23873 | 0.63411 | 0.37648 | 0 | 0 | 0 | Fail TRC
[11 empty] | Commercial | Solar Powered Pool Pump | N | Healthcare | New | 0.94389 | 0.62236 | 1.5166 | 0 | 0 | 0 | Fail RIM | [11 empty] | Commercial | Drain Water Heat Recovery | N | Institutional | Existing | 0.29743 | 0.65282 | 0.4556 | 0 | 0 | 0 | Fail TRC
[11 empty] | Commercial | Solar Powered Pool Pump | N | Hospitals | New | 0.94389 | 0.62236 | 1.5166 | 0 | 0 | 0 | Fail RIM | [11 empty] | Commercial | Drain Water Heat Recovery | N | Lodging/Hospitality | Existing | 0.28387 | 0.63678 | 0.44579 | 0 | 0 | 0 | Fail TRC
[11 empty] | Commercial | Solar Powered Pool Pump | N | Institutional | New | 0.94389 | 0.62236 | 1.5166 | 0 | 0 | 0 | Fail RIM | [11 empty] | Commercial | Drain Water Heat Recovery | N | Miscellaneous | Existing | 0.27884 | 0.65282 | 0.42713 | 0 | 0 | 0 | Fail TRC
[11 empty] | Commercial | Solar Powered Pool Pump | N | Lodging/Hospitality | New | 0.94389 | 0.62236 | 1.5166 | 0 | 0 | 0 | Fail RIM | [11 empty] | Commercial | Drain Water Heat Recovery | N | Offices | Existing | 0.25818 | 0.65282 | 0.39549 | 0 | 0 | 0 | Fail TRC
[11 empty] | Commercial | Solar Powered Pool Pump | N | Miscellaneous | New | 0.94389 | 0.62236 | 1.5166 | 0 | 0 | 0 | Fail RIM | [11 empty] | Commercial | Drain Water Heat Recovery | N | Restaurants | Existing | 0.14785 | 0.63678 | 0.23218 | 0 | 0 | 0 | Fail TRC
[11 empty] | Commercial | Solar Powered Pool Pump | N | Offices | New | 0.94389 | 0.62236 | 1.5166 | 0 | 0 | 0 | Fail RIM | [11 empty] | Commercial | Drain Water Heat Recovery | N | Retail | Existing | 0.17564 | 0.63678 | 0.27583 | 0 | 0 | 0 | Fail TRC
[11 empty] | Commercial | Solar Powered Pool Pump | N | Restaurants | New | 0.94389 | 0.62236 | 1.5166 | 0 | 0 | 0 | Fail RIM | [11 empty] | Commercial | Drain Water Heat Recovery | N | Schools K-12 | Existing | 0.038728 | 0.65282 | 0.059325 | 0 | 0 | 0 | Fail TRC
[11 empty] | Commercial | Solar Powered Pool Pump | N | Retail | New | 0.94389 | 0.62236 | 1.5166 | 0 | 0 | 0 | Fail RIM | [11 empty] | Commercial | Drain Water Heat Recovery | N | Warehouse | Existing | 0.18589 | 0.65282 | 0.28475 | 0 | 0 | 0 | Fail TRC
[11 empty] | Commercial | Solar Powered Pool Pump | N | Schools K-12 | New | 0.94389 | 0.62236 | 1.5166 | 0 | 0 | 0 | Fail RIM | [11 empty] | Commercial | Drain Water Heat Recovery | N | Assembly | New | 0.088913 | 0.65282 | 0.1362 | 0 | 0 | 0 | Fail TRC
[11 empty] | Commercial | Two Speed Pool Pump | N | Assembly | Turnover | 4.5303 | 0.62236 | 7.2793 | 0 | 0 | 0 | Fail RIM | [11 empty] | Commercial | Drain Water Heat Recovery | N | College and University | New | 0.19534 | 0.63411 | 0.30806 | 0 | 0 | 0 | Fail TRC
[11 empty] | Commercial | Two Speed Pool Pump | N | College and University | Turnover | 4.5303 | 0.62236 | 7.2793 | 0 | 0 | 0 | Fail RIM | [11 empty] | Commercial | Drain Water Heat Recovery | N | Grocery | New | 0.16972 | 0.63678 | 0.26653 | 0 | 0 | 0 | Fail TRC
[11 empty] | Commercial | Two Speed Pool Pump | N | Grocery | Turnover | 4.5303 | 0.62236 | 7.2793 | 0 | 0 | 0 | Fail RIM | [11 empty] | Commercial | Drain Water Heat Recovery | N | Healthcare | New | 0.11855 | 0.65282 | 0.1816 | 0 | 0 | 0 | Fail TRC
[11 empty] | Commercial | Two Speed Pool Pump | N | Healthcare | Turnover | 4.5303 | 0.62236 | 7.2793 | 0 | 0 | 0 | Fail RIM | [11 empty] | Commercial | Drain Water Heat Recovery | N | Hospitals | New | 0.22837 | 0.63411 | 0.36014 | 0 | 0 | 0 | Fail TRC
[11 empty] | Commercial | Two Speed Pool Pump | N | Hospitals | Turnover | 4.5303 | 0.62236 | 7.2793 | 0 | 0 | 0 | Fail RIM | [11 empty] | Commercial | Drain Water Heat Recovery | N | Institutional | New | 0.28452 | 0.65282 | 0.43584 | 0 | 0 | 0 | Fail TRC
[11 empty] | Commercial | Two Speed Pool Pump | N | Institutional | Turnover | 4.5303 | 0.62236 | 7.2793 | 0 | 0 | 0 | Fail RIM | [11 empty] | Commercial | Drain Water Heat Recovery | N | Lodging/Hospitality | New | 0.27155 | 0.63678 | 0.42645 | 0 | 0 | 0 | Fail TRC
[11 empty] | Commercial | Two Speed Pool Pump | N | Lodging/Hospitality | Turnover | 4.5303 | 0.62236 | 7.2793 | 0 | 0 | 0 | Fail RIM | [11 empty] | Commercial | Drain Water Heat Recovery | N | Miscellaneous | New | 0.26674 | 0.65282 | 0.4086 | 0 | 0 | 0 | Fail TRC
[11 empty] | Commercial | Two Speed Pool Pump | N | Miscellaneous | Turnover | 4.5303 | 0.62236 | 7.2793 | 0 | 0 | 0 | Fail RIM | [11 empty] | Commercial | Drain Water Heat Recovery | N | Offices | New | 0.24698 | 0.65282 | 0.37833 | 0 | 0 | 0 | Fail TRC
[11 empty] | Commercial | Two Speed Pool Pump | N | Offices | Turnover | 4.5303 | 0.62236 | 7.2793 | 0 | 0 | 0 | Fail RIM | [11 empty] | Commercial | Drain Water Heat Recovery | N | Restaurants | New | 0.14143 | 0.63678 | 0.22211 | 0 | 0 | 0 | Fail TRC
[11 empty] | Commercial | Two Speed Pool Pump | N | Restaurants | Turnover | 4.5303 | 0.62236 | 7.2793 | 0 | 0 | 0 | Fail RIM | [11 empty] | Commercial | Drain Water Heat Recovery | N | Retail | New | 0.16802 | 0.63678 | 0.26386 | 0 | 0 | 0 | Fail TRC
[11 empty] | Commercial | Two Speed Pool Pump | N | Retail | Turnover | 4.5303 | 0.62236 | 7.2793 | 0 | 0 | 0 | Fail RIM | [11 empty] | Commercial | Drain Water Heat Recovery | N | Schools K-12 | New | 0.037048 | 0.65282 | 0.056751 | 0 | 0 | 0 | Fail TRC
[11 empty] | Commercial | Two Speed Pool Pump | N | Schools K-12 | Turnover | 4.5303 | 0.62236 | 7.2793 | 0 | 0 | 0 | Fail RIM | [11 empty] | Commercial | Drain Water Heat Recovery | N | Warehouse | New | 0.17783 | 0.65282 | 0.2724 | 0 | 0 | 0 | Fail TRC
[11 empty] | Commercial | Two Speed Pool Pump | N | Warehouse | Turnover | 4.5303 | 0.62236 | 7.2793 | 0 | 0 | 0 | Fail RIM | [11 empty] | Commercial | Faucet Aerator | N | Assembly | Existing | 6.3913 | 0.60878 | 10.4985 | 0 | 0 | 0 | Fail 2-year Threshold
[11 empty] | Commercial | Two Speed Pool Pump | N | Assembly | New | 4.5303 | 0.62236 | 7.2793 | 0 | 0 | 0 | Fail RIM | [11 empty] | Commercial | Faucet Aerator | N | College and University | Existing | 6.2671 | 0.60533 | 10.3532 | 0 | 0 | 0 | Fail 2-year Threshold
[11 empty] | Commercial | Two Speed Pool Pump | N | College and University | New | 4.5303 | 0.62236 | 7.2793 | 0 | 0 | 0 | Fail RIM | [11 empty] | Commercial | Faucet Aerator | N | Grocery | Existing | 6.3032 | 0.6117 | 10.3043 | 0 | 0 | 0 | Fail 2-year Threshold
[11 empty] | Commercial | Two Speed Pool Pump | N | Grocery | New | 4.5303 | 0.62236 | 7.2793 | 0 | 0 | 0 | Fail RIM | [11 empty] | Commercial | Faucet Aerator | N | Healthcare | Existing | 6.3913 | 0.60878 | 10.4985 | 0 | 0 | 0 | Fail 2-year Threshold
[11 empty] | Commercial | Two Speed Pool Pump | N | Healthcare | New | 4.5303 | 0.62236 | 7.2793 | 0 | 0 | 0 | Fail RIM | [11 empty] | Commercial | Faucet Aerator | N | Hospitals | Existing | 6.2671 | 0.60533 | 10.3532 | 0 | 0 | 0 | Fail 2-year Threshold
[11 empty] | Commercial | Two Speed Pool Pump | N | Hospitals | New | 4.5303 | 0.62236 | 7.2793 | 0 | 0 | 0 | Fail RIM | [11 empty] | Commercial | Faucet Aerator | N | Institutional | Existing | 6.3913 | 0.60878 | 10.4985 | 0 | 0 | 0 | Fail 2-year Threshold
[11 empty] | Commercial | Two Speed Pool Pump | N | Institutional | New | 4.5303 | 0.62236 | 7.2793 | 0 | 0 | 0 | Fail RIM | [11 empty] | Commercial | Faucet Aerator | N | Lodging/Hospitality | Existing | 6.3032 | 0.6117 | 10.3043 | 0 | 0 | 0 | Fail 2-year Threshold
[11 empty] | Commercial | Two Speed Pool Pump | N | Lodging/Hospitality | New | 4.5303 | 0.62236 | 7.2793 | 0 | 0 | 0 | Fail RIM | [11 empty] | Commercial | Faucet Aerator | N | Miscellaneous | Existing | 6.3913 | 0.60878 | 10.4985 | 0 | 0 | 0 | Fail 2-year Threshold
[11 empty] | Commercial | Two Speed Pool Pump | N | Miscellaneous | New | 4.5303 | 0.62236 | 7.2793 | 0 | 0 | 0 | Fail RIM | [11 empty] | Commercial | Faucet Aerator | N | Offices | Existing | 6.3913 | 0.60878 | 10.4985 | 0 | 0 | 0 | Fail 2-year Threshold
[11 empty] | Commercial | Two Speed Pool Pump | N | Offices | New | 4.5303 | 0.62236 | 7.2793 | 0 | 0 | 0 | Fail RIM | [11 empty] | Commercial | Faucet Aerator | N | Restaurants | Existing | 6.3032 | 0.6117 | 10.3043 | 0 | 0 | 0 | Fail 2-year Threshold
[11 empty] | Commercial | Two Speed Pool Pump | N | Restaurants | New | 4.5303 | 0.62236 | 7.2793 | 0 | 0 | 0 | Fail RIM | [11 empty] | Commercial | Faucet Aerator | N | Retail | Existing | 6.3032 | 0.6117 | 10.3043 | 0 | 0 | 0 | Fail 2-year Threshold
[11 empty] | Commercial | Two Speed Pool Pump | N | Retail | New | 4.5303 | 0.62236 | 7.2793 | 0 | 0 | 0 | Fail RIM | [11 empty] | Commercial | Faucet Aerator | N | Schools K-12 | Existing | 6.3913 | 0.60878 | 10.4985 | 0 | 0 | 0 | Fail 2-year Threshold
[11 empty] | Commercial | Two Speed Pool Pump | N | Schools K-12 | New | 4.5303 | 0.62236 | 7.2793 | 0 | 0 | 0 | Fail RIM | [11 empty] | Commercial | Faucet Aerator | N | Warehouse | Existing | 6.3913 | 0.60878 | 10.4985 | 0 | 0 | 0 | Fail 2-year Threshold
[11 empty] | Commercial | Two Speed Pool Pump | N | Warehouse | New | 4.5303 | 0.62236 | 7.2793 | 0 | 0 | 0 | Fail RIM | [11 empty] | Commercial | Faucet Aerator | N | Assembly | New | 6.3913 | 0.60878 | 10.4985 | 0 | 0 | 0 | Fail 2-year Threshold
[11 empty] | Commercial | Variable Speed Pool Pump | N | Assembly | Turnover | 1.5616 | 0.62236 | 2.5091 | 0 | 0 | 0 | Fail RIM | [11 empty] | Commercial | Faucet Aerator | N | College and University | New | 6.2671 | 0.60533 | 10.3532 | 0 | 0 | 0 | Fail 2-year Threshold
[11 empty] | Commercial | Variable Speed Pool Pump | N | College and University | Turnover | 1.5616 | 0.62236 | 2.5091 | 0 | 0 | 0 | Fail RIM | [11 empty] | Commercial | Faucet Aerator | N | Grocery | New | 6.3032 | 0.6117 | 10.3043 | 0 | 0 | 0 | Fail 2-year Threshold
[11 empty] | Commercial | Variable Speed Pool Pump | N | Grocery | Turnover | 1.5616 | 0.62236 | 2.5091 | 0 | 0 | 0 | Fail RIM | [11 empty] | Commercial | Faucet Aerator | N | Healthcare | New | 6.3913 | 0.60878 | 10.4985 | 0 | 0 | 0 | Fail 2-year Threshold
[11 empty] | Commercial | Variable Speed Pool Pump | N | Healthcare | Turnover | 1.5616 | 0.62236 | 2.5091 | 0 | 0 | 0 | Fail RIM | [11 empty] | Commercial | Faucet Aerator | N | Hospitals | New | 6.2671 | 0.60533 | 10.3532 | 0 | 0 | 0 | Fail 2-year Threshold
[11 empty] | Commercial | Variable Speed Pool Pump | N | Hospitals | Turnover | 1.5616 | 0.62236 | 2.5091 | 0 | 0 | 0 | Fail RIM | [11 empty] | Commercial | Faucet Aerator | N | Institutional | New | 6.3913 | 0.60878 | 10.4985 | 0 | 0 | 0 | Fail 2-year Threshold
[11 empty] | Commercial | Variable Speed Pool Pump | N | Institutional | Turnover | 1.5616 | 0.62236 | 2.5091 | 0 | 0 | 0 | Fail RIM | [11 empty] | Commercial | Faucet Aerator | N | Lodging/Hospitality | New | 6.3032 | 0.6117 | 10.3043 | 0 | 0 | 0 | Fail 2-year Threshold
[11 empty] | Commercial | Variable Speed Pool Pump | N | Lodging/Hospitality | Turnover | 1.5616 | 0.62236 | 2.5091 | 0 | 0 | 0 | Fail RIM | [11 empty] | Commercial | Faucet Aerator | N | Miscellaneous | New | 6.3913 | 0.60878 | 10.4985 | 0 | 0 | 0 | Fail 2-year Threshold
[11 empty] | Commercial | Variable Speed Pool Pump | N | Miscellaneous | Turnover | 1.5616 | 0.62236 | 2.5091 | 0 | 0 | 0 | Fail RIM | [11 empty] | Commercial | Faucet Aerator | N | Offices | New | 6.3913 | 0.60878 | 10.4985 | 0 | 0 | 0 | Fail 2-year Threshold
[11 empty] | Commercial | Variable Speed Pool Pump | N | Offices | Turnover | 1.5616 | 0.62236 | 2.5091 | 0 | 0 | 0 | Fail RIM | [11 empty] | Commercial | Faucet Aerator | N | Restaurants | New | 6.3032 | 0.6117 | 10.3043 | 0 | 0 | 0 | Fail 2-year Threshold
[11 empty] | Commercial | Variable Speed Pool Pump | N | Restaurants | Turnover | 1.5616 | 0.62236 | 2.5091 | 0 | 0 | 0 | Fail RIM | [11 empty] | Commercial | Faucet Aerator | N | Retail | New | 6.3032 | 0.6117 | 10.3043 | 0 | 0 | 0 | Fail 2-year Threshold
[11 empty] | Commercial | Variable Speed Pool Pump | N | Retail | Turnover | 1.5616 | 0.62236 | 2.5091 | 0 | 0 | 0 | Fail RIM | [11 empty] | Commercial | Faucet Aerator | N | Schools K-12 | New | 6.3913 | 0.60878 | 10.4985 | 0 | 0 | 0 | Fail 2-year Threshold
[11 empty] | Commercial | Variable Speed Pool Pump | N | Schools K-12 | Turnover | 1.5616 | 0.62236 | 2.5091 | 0 | 0 | 0 | Fail RIM | [11 empty] | Commercial | Faucet Aerator | N | Warehouse | New | 6.3913 | 0.60878 | 10.4985 | 0 | 0 | 0 | Fail 2-year Threshold
[11 empty] | Commercial | Variable Speed Pool Pump | N | Assembly | New | 1.5616 | 0.62236 | 2.5091 | 0 | 0 | 0 | Fail RIM | [11 empty] | Commercial | Hot Water Circulation Pump Control | N | Grocery | Existing | 0.97464 | 0.60398 | 1.6137 | 0 | 0 | 0 | Fail TRC
[11 empty] | Commercial | Variable Speed Pool Pump | N | College and University | New | 1.5616 | 0.62236 | 2.5091 | 0 | 0 | 0 | Fail RIM | [11 empty] | Commercial | Hot Water Circulation Pump Control | N | Lodging/Hospitality | Existing | 0.97464 | 0.60398 | 1.6137 | 0 | 0 | 0 | Fail TRC
[11 empty] | Commercial | Variable Speed Pool Pump | N | Grocery | New | 1.5616 | 0.62236 | 2.5091 | 0 | 0 | 0 | Fail RIM | [11 empty] | Commercial | Hot Water Circulation Pump Control | N | Restaurants | Existing | 0.97464 | 0.60398 | 1.6137 | 0 | 0 | 0 | Fail TRC
[11 empty] | Commercial | Variable Speed Pool Pump | N | Healthcare | New | 1.5616 | 0.62236 | 2.5091 | 0 | 0 | 0 | Fail RIM | [11 empty] | Commercial | Hot Water Circulation Pump Control | N | Retail | Existing | 0.97464 | 0.60398 | 1.6137 | 0 | 0 | 0 | Fail TRC
[11 empty] | Commercial | Variable Speed Pool Pump | N | Hospitals | New | 1.5616 | 0.62236 | 2.5091 | 0 | 0 | 0 | Fail RIM | [11 empty] | Commercial | Hot Water Circulation Pump Control | N | Grocery | New | 0.97464 | 0.60398 | 1.6137 | 0 | 0 | 0 | Fail TRC
[11 empty] | Commercial | Variable Speed Pool Pump | N | Institutional | New | 1.5616 | 0.62236 | 2.5091 | 0 | 0 | 0 | Fail RIM | [11 empty] | Commercial | Hot Water Circulation Pump Control | N | Lodging/Hospitality | New | 0.97464 | 0.60398 | 1.6137 | 0 | 0 | 0 | Fail TRC
[11 empty] | Commercial | Variable Speed Pool Pump | N | Lodging/Hospitality | New | 1.5616 | 0.62236 | 2.5091 | 0 | 0 | 0 | Fail RIM | [11 empty] | Commercial | Hot Water Circulation Pump Control | N | Restaurants | New | 0.97464 | 0.60398 | 1.6137 | 0 | 0 | 0 | Fail TRC
[11 empty] | Commercial | Variable Speed Pool Pump | N | Miscellaneous | New | 1.5616 | 0.62236 | 2.5091 | 0 | 0 | 0 | Fail RIM | [11 empty] | Commercial | Hot Water Circulation Pump Control | N | Retail | New | 0.97464 | 0.60398 | 1.6137 | 0 | 0 | 0 | Fail TRC
[11 empty] | Commercial | Variable Speed Pool Pump | N | Offices | New | 1.5616 | 0.62236 | 2.5091 | 0 | 0 | 0 | Fail RIM | [11 empty] | Commercial | Hot Water Pipe Insulation | N | Assembly | Existing | 4.8905 | 0.63015 | 7.7609 | 0 | 0 | 0 | Fail 2-year Threshold
[11 empty] | Commercial | Variable Speed Pool Pump | N | Restaurants | New | 1.5616 | 0.62236 | 2.5091 | 0 | 0 | 0 | Fail RIM | [11 empty] | Commercial | Hot Water Pipe Insulation | N | College and University | Existing | 4.8964 | 0.63072 | 7.7631 | 0 | 0 | 0 | Fail 2-year Threshold
[11 empty] | Commercial | Variable Speed Pool Pump | N | Retail | New | 1.5616 | 0.62236 | 2.5091 | 0 | 0 | 0 | Fail RIM | [11 empty] | Commercial | Hot Water Pipe Insulation | N | Grocery | Existing | 4.8595 | 0.62865 | 7.73 | 0 | 0 | 0 | Fail 2-year Threshold
[11 empty] | Commercial | Variable Speed Pool Pump | N | Schools K-12 | New | 1.5616 | 0.62236 | 2.5091 | 0 | 0 | 0 | Fail RIM | [11 empty] | Commercial | Hot Water Pipe Insulation | N | Healthcare | Existing | 4.8905 | 0.63015 | 7.7609 | 0 | 0 | 0 | Fail 2-year Threshold
[11 empty] | Commercial | ENERGY STAR Imaging Equipment | N | Assembly | Turnover | 0.22564 | 0.59488 | 0.3793 | 0 | 0 | 0 | Fail RIM | [11 empty] | Commercial | Hot Water Pipe Insulation | N | Hospitals | Existing | 4.8964 | 0.63072 | 7.7631 | 0 | 0 | 0 | Fail 2-year Threshold
[11 empty] | Commercial | ENERGY STAR Imaging Equipment | N | College and University | Turnover | 0.22564 | 0.59488 | 0.3793 | 0 | 0 | 0 | Fail RIM | [11 empty] | Commercial | Hot Water Pipe Insulation | N | Institutional | Existing | 4.8905 | 0.63015 | 7.7609 | 0 | 0 | 0 | Fail 2-year Threshold
[11 empty] | Commercial | ENERGY STAR Imaging Equipment | N | Grocery | Turnover | 0.22564 | 0.59488 | 0.3793 | 0 | 0 | 0 | Fail RIM | [11 empty] | Commercial | Hot Water Pipe Insulation | N | Lodging/Hospitality | Existing | 4.8595 | 0.62865 | 7.73 | 0 | 0 | 0 | Fail 2-year Threshold
[11 empty] | Commercial | ENERGY STAR Imaging Equipment | N | Healthcare | Turnover | 0.22564 | 0.59488 | 0.3793 | 0 | 0 | 0 | Fail RIM | [11 empty] | Commercial | Hot Water Pipe Insulation | N | Miscellaneous | Existing | 4.8905 | 0.63015 | 7.7609 | 0 | 0 | 0 | Fail 2-year Threshold
[11 empty] | Commercial | ENERGY STAR Imaging Equipment | N | Hospitals | Turnover | 0.22564 | 0.59488 | 0.3793 | 0 | 0 | 0 | Fail RIM | [11 empty] | Commercial | Hot Water Pipe Insulation | N | Offices | Existing | 4.8905 | 0.63015 | 7.7609 | 0 | 0 | 0 | Fail 2-year Threshold
[11 empty] | Commercial | ENERGY STAR Imaging Equipment | N | Institutional | Turnover | 0.22564 | 0.59488 | 0.3793 | 0 | 0 | 0 | Fail RIM | [11 empty] | Commercial | Hot Water Pipe Insulation | N | Restaurants | Existing | 4.8595 | 0.62865 | 7.73 | 0 | 0 | 0 | Fail 2-year Threshold
[11 empty] | Commercial | ENERGY STAR Imaging Equipment | N | Lodging/Hospitality | Turnover | 0.22564 | 0.59488 | 0.3793 | 0 | 0 | 0 | Fail RIM | [11 empty] | Commercial | Hot Water Pipe Insulation | N | Retail | Existing | 4.8595 | 0.62865 | 7.73 | 0 | 0 | 0 | Fail 2-year Threshold
[11 empty] | Commercial | ENERGY STAR Imaging Equipment | N | Miscellaneous | Turnover | 0.22564 | 0.59488 | 0.3793 | 0 | 0 | 0 | Fail RIM | [11 empty] | Commercial | Hot Water Pipe Insulation | N | Schools K-12 | Existing | 4.8905 | 0.63015 | 7.7609 | 0 | 0 | 0 | Fail 2-year Threshold
[11 empty] | Commercial | ENERGY STAR Imaging Equipment | N | Offices | Turnover | 0.22564 | 0.59488 | 0.3793 | 0 | 0 | 0 | Fail RIM | [11 empty] | Commercial | Hot Water Pipe Insulation | N | Warehouse | Existing | 4.8905 | 0.63015 | 7.7609 | 0 | 0 | 0 | Fail 2-year Threshold
[11 empty] | Commercial | ENERGY STAR Imaging Equipment | N | Restaurants | Turnover | 0.22564 | 0.59488 | 0.3793 | 0 | 0 | 0 | Fail RIM | [11 empty] | Commercial | Hot Water Pipe Insulation | N | Assembly | New | 4.8905 | 0.63015 | 7.7609 | 0 | 0 | 0 | Fail 2-year Threshold
[11 empty] | Commercial | ENERGY STAR Imaging Equipment | N | Retail | Turnover | 0.22564 | 0.59488 | 0.3793 | 0 | 0 | 0 | Fail RIM | [11 empty] | Commercial | Hot Water Pipe Insulation | N | College and University | New | 4.8964 | 0.63072 | 7.7631 | 0 | 0 | 0 | Fail 2-year Threshold
[11 empty] | Commercial | ENERGY STAR Imaging Equipment | N | Schools K-12 | Turnover | 0.22564 | 0.59488 | 0.3793 | 0 | 0 | 0 | Fail RIM | [11 empty] | Commercial | Hot Water Pipe Insulation | N | Grocery | New | 4.8595 | 0.62865 | 7.73 | 0 | 0 | 0 | Fail 2-year Threshold
[11 empty] | Commercial | ENERGY STAR Imaging Equipment | N | Warehouse | Turnover | 0.22564 | 0.59488 | 0.3793 | 0 | 0 | 0 | Fail RIM | [11 empty] | Commercial | Hot Water Pipe Insulation | N | Healthcare | New | 4.8905 | 0.63015 | 7.7609 | 0 | 0 | 0 | Fail 2-year Threshold
[11 empty] | Commercial | ENERGY STAR Imaging Equipment | N | Assembly | New | 0.22564 | 0.59488 | 0.3793 | 0 | 0 | 0 | Fail RIM | [11 empty] | Commercial | Hot Water Pipe Insulation | N | Hospitals | New | 4.8964 | 0.63072 | 7.7631 | 0 | 0 | 0 | Fail 2-year Threshold
[11 empty] | Commercial | ENERGY STAR Imaging Equipment | N | College and University | New | 0.22564 | 0.59488 | 0.3793 | 0 | 0 | 0 | Fail RIM | [11 empty] | Commercial | Hot Water Pipe Insulation | N | Institutional | New | 4.8905 | 0.63015 | 7.7609 | 0 | 0 | 0 | Fail 2-year Threshold
[11 empty] | Commercial | ENERGY STAR Imaging Equipment | N | Grocery | New | 0.22564 | 0.59488 | 0.3793 | 0 | 0 | 0 | Fail RIM | [11 empty] | Commercial | Hot Water Pipe Insulation | N | Lodging/Hospitality | New | 4.8595 | 0.62865 | 7.73 | 0 | 0 | 0 | Fail 2-year Threshold
[11 empty] | Commercial | ENERGY STAR Imaging Equipment | N | Healthcare | New | 0.22564 | 0.59488 | 0.3793 | 0 | 0 | 0 | Fail RIM | [11 empty] | Commercial | Hot Water Pipe Insulation | N | Miscellaneous | New | 4.8905 | 0.63015 | 7.7609 | 0 | 0 | 0 | Fail 2-year Threshold
[11 empty] | Commercial | ENERGY STAR Imaging Equipment | N | Hospitals | New | 0.22564 | 0.59488 | 0.3793 | 0 | 0 | 0 | Fail RIM | [11 empty] | Commercial | Hot Water Pipe Insulation | N | Offices | New | 4.8905 | 0.63015 | 7.7609 | 0 | 0 | 0 | Fail 2-year Threshold
[11 empty] | Commercial | ENERGY STAR Imaging Equipment | N | Institutional | New | 0.22564 | 0.59488 | 0.3793 | 0 | 0 | 0 | Fail RIM | [11 empty] | Commercial | Hot Water Pipe Insulation | N | Restaurants | New | 4.8595 | 0.62865 | 7.73 | 0 | 0 | 0 | Fail 2-year Threshold
[11 empty] | Commercial | ENERGY STAR Imaging Equipment | N | Lodging/Hospitality | New | 0.22564 | 0.59488 | 0.3793 | 0 | 0 | 0 | Fail RIM | [11 empty] | Commercial | Hot Water Pipe Insulation | N | Retail | New | 4.8595 | 0.62865 | 7.73 | 0 | 0 | 0 | Fail 2-year Threshold
[11 empty] | Commercial | ENERGY STAR Imaging Equipment | N | Miscellaneous | New | 0.22564 | 0.59488 | 0.3793 | 0 | 0 | 0 | Fail RIM | [11 empty] | Commercial | Hot Water Pipe Insulation | N | Schools K-12 | New | 4.8905 | 0.63015 | 7.7609 | 0 | 0 | 0 | Fail 2-year Threshold
[11 empty] | Commercial | ENERGY STAR Imaging Equipment | N | Offices | New | 0.22564 | 0.59488 | 0.3793 | 0 | 0 | 0 | Fail RIM | [11 empty] | Commercial | Hot Water Pipe Insulation | N | Warehouse | New | 4.8905 | 0.63015 | 7.7609 | 0 | 0 | 0 | Fail 2-year Threshold
[11 empty] | Commercial | ENERGY STAR Imaging Equipment | N | Restaurants | New | 0.22564 | 0.59488 | 0.3793 | 0 | 0 | 0 | Fail RIM | [11 empty] | Commercial | Low Flow Shower Head | N | Assembly | Existing | 7.3841 | 0.60986 | 12.1079 | 0 | 0 | 0 | Fail 2-year Threshold
[11 empty] | Commercial | ENERGY STAR Imaging Equipment | N | Retail | New | 0.22564 | 0.59488 | 0.3793 | 0 | 0 | 0 | Fail RIM | [11 empty] | Commercial | Low Flow Shower Head | N | College and University | Existing | 7.318 | 0.61163 | 11.9647 | 0 | 0 | 0 | Fail 2-year Threshold
[11 empty] | Commercial | ENERGY STAR Imaging Equipment | N | Schools K-12 | New | 0.22564 | 0.59488 | 0.3793 | 0 | 0 | 0 | Fail RIM | [11 empty] | Commercial | Low Flow Shower Head | N | Grocery | Existing | 7.318 | 0.61163 | 11.9647 | 0 | 0 | 0 | Fail 2-year Threshold
[11 empty] | Commercial | ENERGY STAR Imaging Equipment | N | Warehouse | New | 0.22564 | 0.59488 | 0.3793 | 0 | 0 | 0 | Fail RIM | [11 empty] | Commercial | Low Flow Shower Head | N | Healthcare | Existing | 7.262 | 0.60533 | 11.9967 | 0 | 0 | 0 | Fail 2-year Threshold
[11 empty] | Commercial | Energy Star PCs | N | Assembly | Turnover | 1.3433 | 0.59304 | 2.2651 | 0 | 0 | 0 | Fail RIM | [11 empty] | Commercial | Low Flow Shower Head | N | Hospitals | Existing | 7.262 | 0.60533 | 11.9967 | 0 | 0 | 0 | Fail 2-year Threshold
[11 empty] | Commercial | Energy Star PCs | N | College and University | Turnover | 1.3669 | 0.59992 | 2.2785 | 0 | 0 | 0 | Fail RIM | [11 empty] | Commercial | Low Flow Shower Head | N | Institutional | Existing | 7.3841 | 0.60986 | 12.1079 | 0 | 0 | 0 | Fail 2-year Threshold
[11 empty] | Commercial | Energy Star PCs | N | Grocery | Turnover | 1.3602 | 0.6005 | 2.2651 | 0 | 0 | 0 | Fail RIM | [11 empty] | Commercial | Low Flow Shower Head | N | Lodging/Hospitality | Existing | 7.3028 | 0.61164 | 11.9398 | 0 | 0 | 0 | Fail 2-year Threshold
[11 empty] | Commercial | Energy Star PCs | N | Healthcare | Turnover | 1.3602 | 0.6005 | 2.2651 | 0 | 0 | 0 | Fail RIM | [11 empty] | Commercial | Low Flow Shower Head | N | Miscellaneous | Existing | 7.3841 | 0.60986 | 12.1079 | 0 | 0 | 0 | Fail 2-year Threshold
[11 empty] | Commercial | Energy Star PCs | N | Hospitals | Turnover | 1.3669 | 0.59992 | 2.2785 | 0 | 0 | 0 | Fail RIM | [11 empty] | Commercial | Low Flow Shower Head | N | Offices | Existing | 7.3841 | 0.60986 | 12.1079 | 0 | 0 | 0 | Fail 2-year Threshold
[11 empty] | Commercial | Energy Star PCs | N | Institutional | Turnover | 1.3433 | 0.59304 | 2.2651 | 0 | 0 | 0 | Fail RIM | [11 empty] | Commercial | Low Flow Shower Head | N | Restaurants | Existing | 7.318 | 0.61163 | 11.9647 | 0 | 0 | 0 | Fail 2-year Threshold
[11 empty] | Commercial | Energy Star PCs | N | Lodging/Hospitality | Turnover | 1.3602 | 0.6005 | 2.2651 | 0 | 0 | 0 | Fail RIM | [11 empty] | Commercial | Low Flow Shower Head | N | Retail | Existing | 7.318 | 0.61163 | 11.9647 | 0 | 0 | 0 | Fail 2-year Threshold
[11 empty] | Commercial | Energy Star PCs | N | Miscellaneous | Turnover | 1.3433 | 0.59304 | 2.2651 | 0 | 0 | 0 | Fail RIM | [11 empty] | Commercial | Low Flow Shower Head | N | Schools K-12 | Existing | 7.3841 | 0.60986 | 12.1079 | 0 | 0 | 0 | Fail 2-year Threshold
[11 empty] | Commercial | Energy Star PCs | N | Offices | Turnover | 1.3602 | 0.6005 | 2.2651 | 0 | 0 | 0 | Fail RIM | [11 empty] | Commercial | Low Flow Shower Head | N | Warehouse | Existing | 7.3841 | 0.60986 | 12.1079 | 0 | 0 | 0 | Fail 2-year Threshold
[11 empty] | Commercial | Energy Star PCs | N | Restaurants | Turnover | 1.3433 | 0.59304 | 2.2651 | 0 | 0 | 0 | Fail RIM | [11 empty] | Commercial | Low Flow Shower Head | N | Assembly | New | 7.3841 | 0.60986 | 12.1079 | 0 | 0 | 0 | Fail 2-year Threshold
[11 empty] | Commercial | Energy Star PCs | N | Retail | Turnover | 1.3602 | 0.6005 | 2.2651 | 0 | 0 | 0 | Fail RIM | [11 empty] | Commercial | Low Flow Shower Head | N | College and University | New | 7.318 | 0.61163 | 11.9647 | 0 | 0 | 0 | Fail 2-year Threshold
[11 empty] | Commercial | Energy Star PCs | N | Schools K-12 | Turnover | 1.3602 | 0.6005 | 2.2651 | 0 | 0 | 0 | Fail RIM | [11 empty] | Commercial | Low Flow Shower Head | N | Grocery | New | 7.318 | 0.61163 | 11.9647 | 0 | 0 | 0 | Fail 2-year Threshold
[11 empty] | Commercial | Energy Star PCs | N | Warehouse | Turnover | 1.3433 | 0.59304 | 2.2651 | 0 | 0 | 0 | Fail RIM | [11 empty] | Commercial | Low Flow Shower Head | N | Healthcare | New | 7.262 | 0.60533 | 11.9967 | 0 | 0 | 0 | Fail 2-year Threshold
[11 empty] | Commercial | Energy Star PCs | N | Assembly | New | 1.3433 | 0.59304 | 2.2651 | 0 | 0 | 0 | Fail RIM | [11 empty] | Commercial | Low Flow Shower Head | N | Hospitals | New | 7.262 | 0.60533 | 11.9967 | 0 | 0 | 0 | Fail 2-year Threshold
[11 empty] | Commercial | Energy Star PCs | N | College and University | New | 1.3669 | 0.59992 | 2.2785 | 0 | 0 | 0 | Fail RIM | [11 empty] | Commercial | Low Flow Shower Head | N | Institutional | New | 7.3841 | 0.60986 | 12.1079 | 0 | 0 | 0 | Fail 2-year Threshold
[11 empty] | Commercial | Energy Star PCs | N | Grocery | New | 1.3602 | 0.6005 | 2.2651 | 0 | 0 | 0 | Fail RIM | [11 empty] | Commercial | Low Flow Shower Head | N | Lodging/Hospitality | New | 7.3028 | 0.61164 | 11.9398 | 0 | 0 | 0 | Fail 2-year Threshold
[11 empty] | Commercial | Energy Star PCs | N | Healthcare | New | 1.3602 | 0.6005 | 2.2651 | 0 | 0 | 0 | Fail RIM | [11 empty] | Commercial | Low Flow Shower Head | N | Miscellaneous | New | 7.3841 | 0.60986 | 12.1079 | 0 | 0 | 0 | Fail 2-year Threshold
[11 empty] | Commercial | Energy Star PCs | N | Hospitals | New | 1.3669 | 0.59992 | 2.2785 | 0 | 0 | 0 | Fail RIM | [11 empty] | Commercial | Low Flow Shower Head | N | Offices | New | 7.3841 | 0.60986 | 12.1079 | 0 | 0 | 0 | Fail 2-year Threshold
[11 empty] | Commercial | Energy Star PCs | N | Institutional | New | 1.3433 | 0.59304 | 2.2651 | 0 | 0 | 0 | Fail RIM | [11 empty] | Commercial | Low Flow Shower Head | N | Restaurants | New | 7.318 | 0.61163 | 11.9647 | 0 | 0 | 0 | Fail 2-year Threshold
[11 empty] | Commercial | Energy Star PCs | N | Lodging/Hospitality | New | 1.3602 | 0.6005 | 2.2651 | 0 | 0 | 0 | Fail RIM | [11 empty] | Commercial | Low Flow Shower Head | N | Retail | New | 7.318 | 0.61163 | 11.9647 | 0 | 0 | 0 | Fail 2-year Threshold
[11 empty] | Commercial | Energy Star PCs | N | Miscellaneous | New | 1.3433 | 0.59304 | 2.2651 | 0 | 0 | 0 | Fail RIM | [11 empty] | Commercial | Low Flow Shower Head | N | Schools K-12 | New | 7.3841 | 0.60986 | 12.1079 | 0 | 0 | 0 | Fail 2-year Threshold
[11 empty] | Commercial | Energy Star PCs | N | Offices | New | 1.3602 | 0.6005 | 2.2651 | 0 | 0 | 0 | Fail RIM | [11 empty] | Commercial | Low Flow Shower Head | N | Warehouse | New | 7.3841 | 0.60986 | 12.1079 | 0 | 0 | 0 | Fail 2-year Threshold
[11 empty] | Commercial | Energy Star PCs | N | Restaurants | New | 1.3433 | 0.59304 | 2.2651 | 0 | 0 | 0 | Fail RIM | [11 empty] | Commercial | Low-Flow Pre-Rinse Sprayers | N | Assembly | Existing | 3.2237 | 0.59053 | 5.459 | 0 | 0 | 0 | Fail 2-year Threshold
[11 empty] | Commercial | Energy Star PCs | N | Retail | New | 1.3602 | 0.6005 | 2.2651 | 0 | 0 | 0 | Fail RIM | [11 empty] | Commercial | Low-Flow Pre-Rinse Sprayers | N | College and University | Existing | 3.2237 | 0.59053 | 5.459 | 0 | 0 | 0 | Fail 2-year Threshold
[11 empty] | Commercial | Energy Star PCs | N | Schools K-12 | New | 1.3602 | 0.6005 | 2.2651 | 0 | 0 | 0 | Fail RIM | [11 empty] | Commercial | Low-Flow Pre-Rinse Sprayers | N | Grocery | Existing | 3.2237 | 0.59053 | 5.459 | 0 | 0 | 0 | Fail 2-year Threshold
[11 empty] | Commercial | Energy Star PCs | N | Warehouse | New | 1.3433 | 0.59304 | 2.2651 | 0 | 0 | 0 | Fail RIM | [11 empty] | Commercial | Low-Flow Pre-Rinse Sprayers | N | Healthcare | Existing | 3.2237 | 0.59053 | 5.459 | 0 | 0 | 0 | Fail 2-year Threshold
[11 empty] | Commercial | Energy Star Servers | N | Assembly | Turnover | 3.5694 | 0.59885 | 5.9604 | 0 | 0 | 0 | Fail RIM | [11 empty] | Commercial | Low-Flow Pre-Rinse Sprayers | N | Hospitals | Existing | 3.2237 | 0.59053 | 5.459 | 0 | 0 | 0 | Fail 2-year Threshold
[11 empty] | Commercial | Energy Star Servers | N | College and University | Turnover | 3.5694 | 0.59885 | 5.9604 | 0 | 0 | 0 | Fail RIM | [11 empty] | Commercial | Low-Flow Pre-Rinse Sprayers | N | Institutional | Existing | 3.2237 | 0.59053 | 5.459 | 0 | 0 | 0 | Fail 2-year Threshold
[11 empty] | Commercial | Energy Star Servers | N | Grocery | Turnover | 3.5694 | 0.59885 | 5.9604 | 0 | 0 | 0 | Fail RIM | [11 empty] | Commercial | Low-Flow Pre-Rinse Sprayers | N | Lodging/Hospitality | Existing | 3.2413 | 0.59657 | 5.4332 | 0 | 0 | 0 | Fail 2-year Threshold
[11 empty] | Commercial | Energy Star Servers | N | Healthcare | Turnover | 3.5694 | 0.59885 | 5.9604 | 0 | 0 | 0 | Fail RIM | [11 empty] | Commercial | Low-Flow Pre-Rinse Sprayers | N | Miscellaneous | Existing | 3.2237 | 0.59053 | 5.459 | 0 | 0 | 0 | Fail 2-year Threshold
[11 empty] | Commercial | Energy Star Servers | N | Hospitals | Turnover | 3.5694 | 0.59885 | 5.9604 | 0 | 0 | 0 | Fail RIM | [11 empty] | Commercial | Low-Flow Pre-Rinse Sprayers | N | Offices | Existing | 3.2237 | 0.59053 | 5.459 | 0 | 0 | 0 | Fail 2-year Threshold
[11 empty] | Commercial | Energy Star Servers | N | Institutional | Turnover | 3.5694 | 0.59885 | 5.9604 | 0 | 0 | 0 | Fail RIM | [11 empty] | Commercial | Low-Flow Pre-Rinse Sprayers | N | Restaurants | Existing | 3.2373 | 0.58839 | 5.502 | 0 | 0 | 0 | Fail 2-year Threshold
[11 empty] | Commercial | Energy Star Servers | N | Lodging/Hospitality | Turnover | 3.5694 | 0.59885 | 5.9604 | 0 | 0 | 0 | Fail RIM | [11 empty] | Commercial | Low-Flow Pre-Rinse Sprayers | N | Retail | Existing | 3.2237 | 0.59053 | 5.459 | 0 | 0 | 0 | Fail 2-year Threshold
[11 empty] | Commercial | Energy Star Servers | N | Miscellaneous | Turnover | 3.5694 | 0.59885 | 5.9604 | 0 | 0 | 0 | Fail RIM | [11 empty] | Commercial | Low-Flow Pre-Rinse Sprayers | N | Schools K-12 | Existing | 3.2237 | 0.59053 | 5.459 | 0 | 0 | 0 | Fail 2-year Threshold
[11 empty] | Commercial | Energy Star Servers | N | Offices | Turnover | 3.5694 | 0.59885 | 5.9604 | 0 | 0 | 0 | Fail RIM | [11 empty] | Commercial | Low-Flow Pre-Rinse Sprayers | N | Warehouse | Existing | 3.2237 | 0.59053 | 5.459 | 0 | 0 | 0 | Fail 2-year Threshold
[11 empty] | Commercial | Energy Star Servers | N | Restaurants | Turnover | 3.5694 | 0.59885 | 5.9604 | 0 | 0 | 0 | Fail RIM | [11 empty] | Commercial | Low-Flow Pre-Rinse Sprayers | N | Assembly | New | 3.2237 | 0.59053 | 5.459 | 0 | 0 | 0 | Fail 2-year Threshold
[11 empty] | Commercial | Energy Star Servers | N | Retail | Turnover | 3.5694 | 0.59885 | 5.9604 | 0 | 0 | 0 | Fail RIM | [11 empty] | Commercial | Low-Flow Pre-Rinse Sprayers | N | College and University | New | 3.2237 | 0.59053 | 5.459 | 0 | 0 | 0 | Fail 2-year Threshold
[11 empty] | Commercial | Energy Star Servers | N | Schools K-12 | Turnover | 3.5694 | 0.59885 | 5.9604 | 0 | 0 | 0 | Fail RIM | [11 empty] | Commercial | Low-Flow Pre-Rinse Sprayers | N | Grocery | New | 3.2237 | 0.59053 | 5.459 | 0 | 0 | 0 | Fail 2-year Threshold
[11 empty] | Commercial | Energy Star Servers | N | Warehouse | Turnover | 3.5694 | 0.59885 | 5.9604 | 0 | 0 | 0 | Fail RIM | [11 empty] | Commercial | Low-Flow Pre-Rinse Sprayers | N | Healthcare | New | 3.2237 | 0.59053 | 5.459 | 0 | 0 | 0 | Fail 2-year Threshold
[11 empty] | Commercial | Energy Star Servers | N | Assembly | New | 3.5694 | 0.59885 | 5.9604 | 0 | 0 | 0 | Fail RIM | [11 empty] | Commercial | Low-Flow Pre-Rinse Sprayers | N | Hospitals | New | 3.2237 | 0.59053 | 5.459 | 0 | 0 | 0 | Fail 2-year Threshold
[11 empty] | Commercial | Energy Star Servers | N | College and University | New | 3.5694 | 0.59885 | 5.9604 | 0 | 0 | 0 | Fail RIM | [11 empty] | Commercial | Low-Flow Pre-Rinse Sprayers | N | Institutional | New | 3.2237 | 0.59053 | 5.459 | 0 | 0 | 0 | Fail 2-year Threshold
[11 empty] | Commercial | Energy Star Servers | N | Grocery | New | 3.5694 | 0.59885 | 5.9604 | 0 | 0 | 0 | Fail RIM | [11 empty] | Commercial | Low-Flow Pre-Rinse Sprayers | N | Lodging/Hospitality | New | 3.2413 | 0.59657 | 5.4332 | 0 | 0 | 0 | Fail 2-year Threshold
[11 empty] | Commercial | Energy Star Servers | N | Healthcare | New | 3.5694 | 0.59885 | 5.9604 | 0 | 0 | 0 | Fail RIM | [11 empty] | Commercial | Low-Flow Pre-Rinse Sprayers | N | Miscellaneous | New | 3.2237 | 0.59053 | 5.459 | 0 | 0 | 0 | Fail 2-year Threshold
[11 empty] | Commercial | Energy Star Servers | N | Hospitals | New | 3.5694 | 0.59885 | 5.9604 | 0 | 0 | 0 | Fail RIM | [11 empty] | Commercial | Low-Flow Pre-Rinse Sprayers | N | Offices | New | 3.2237 | 0.59053 | 5.459 | 0 | 0 | 0 | Fail 2-year Threshold
[11 empty] | Commercial | Energy Star Servers | N | Institutional | New | 3.5694 | 0.59885 | 5.9604 | 0 | 0 | 0 | Fail RIM | [11 empty] | Commercial | Low-Flow Pre-Rinse Sprayers | N | Restaurants | New | 3.2373 | 0.58839 | 5.502 | 0 | 0 | 0 | Fail 2-year Threshold
[11 empty] | Commercial | Energy Star Servers | N | Lodging/Hospitality | New | 3.5694 | 0.59885 | 5.9604 | 0 | 0 | 0 | Fail RIM | [11 empty] | Commercial | Low-Flow Pre-Rinse Sprayers | N | Retail | New | 3.2237 | 0.59053 | 5.459 | 0 | 0 | 0 | Fail 2-year Threshold
[11 empty] | Commercial | Energy Star Servers | N | Miscellaneous | New | 3.5694 | 0.59885 | 5.9604 | 0 | 0 | 0 | Fail RIM | [11 empty] | Commercial | Low-Flow Pre-Rinse Sprayers | N | Schools K-12 | New | 3.2237 | 0.59053 | 5.459 | 0 | 0 | 0 | Fail 2-year Threshold
[11 empty] | Commercial | Energy Star Servers | N | Offices | New | 3.5694 | 0.59885 | 5.9604 | 0 | 0 | 0 | Fail RIM | [11 empty] | Commercial | Low-Flow Pre-Rinse Sprayers | N | Warehouse | New | 3.2237 | 0.59053 | 5.459 | 0 | 0 | 0 | Fail 2-year Threshold
[11 empty] | Commercial | Energy Star Servers | N | Restaurants | New | 3.5694 | 0.59885 | 5.9604 | 0 | 0 | 0 | Fail RIM | [11 empty] | Commercial | Tank Wrap on Water Heater | N | Assembly | Existing | 0.57199 | 0.59793 | 0.95662 | 0 | 0 | 0 | Fail TRC
[11 empty] | Commercial | Energy Star Servers | N | Retail | New | 3.5694 | 0.59885 | 5.9604 | 0 | 0 | 0 | Fail RIM | [11 empty] | Commercial | Tank Wrap on Water Heater | N | College and University | Existing | 0.57199 | 0.59793 | 0.95662 | 0 | 0 | 0 | Fail TRC
[11 empty] | Commercial | Energy Star Servers | N | Schools K-12 | New | 3.5694 | 0.59885 | 5.9604 | 0 | 0 | 0 | Fail RIM | [11 empty] | Commercial | Tank Wrap on Water Heater | N | Grocery | Existing | 0.57199 | 0.59793 | 0.95662 | 0 | 0 | 0 | Fail TRC
[11 empty] | Commercial | Energy Star Servers | N | Warehouse | New | 3.5694 | 0.59885 | 5.9604 | 0 | 0 | 0 | Fail RIM | [11 empty] | Commercial | Tank Wrap on Water Heater | N | Healthcare | Existing | 0.57199 | 0.59793 | 0.95662 | 0 | 0 | 0 | Fail TRC
[11 empty] | Commercial | Energy Star Uninterruptable Power Supply | N | Assembly | Turnover | 1.7584 | 0.612 | 2.8732 | 0 | 0 | 0 | Fail RIM | [11 empty] | Commercial | Tank Wrap on Water Heater | N | Hospitals | Existing | 0.57199 | 0.59793 | 0.95662 | 0 | 0 | 0 | Fail TRC
[11 empty] | Commercial | Energy Star Uninterruptable Power Supply | N | College and University | Turnover | 1.7584 | 0.612 | 2.8732 | 0 | 0 | 0 | Fail RIM | [11 empty] | Commercial | Tank Wrap on Water Heater | N | Institutional | Existing | 0.57199 | 0.59793 | 0.95662 | 0 | 0 | 0 | Fail TRC
[11 empty] | Commercial | Energy Star Uninterruptable Power Supply | N | Grocery | Turnover | 1.7584 | 0.612 | 2.8732 | 0 | 0 | 0 | Fail RIM | [11 empty] | Commercial | Tank Wrap on Water Heater | N | Lodging/Hospitality | Existing | 0.57199 | 0.59793 | 0.95662 | 0 | 0 | 0 | Fail TRC
[11 empty] | Commercial | Energy Star Uninterruptable Power Supply | N | Healthcare | Turnover | 1.7584 | 0.612 | 2.8732 | 0 | 0 | 0 | Fail RIM | [11 empty] | Commercial | Tank Wrap on Water Heater | N | Miscellaneous | Existing | 0.57199 | 0.59793 | 0.95662 | 0 | 0 | 0 | Fail TRC
[11 empty] | Commercial | Energy Star Uninterruptable Power Supply | N | Hospitals | Turnover | 1.7584 | 0.612 | 2.8732 | 0 | 0 | 0 | Fail RIM | [11 empty] | Commercial | Tank Wrap on Water Heater | N | Offices | Existing | 0.57199 | 0.59793 | 0.95662 | 0 | 0 | 0 | Fail TRC
[11 empty] | Commercial | Energy Star Uninterruptable Power Supply | N | Institutional | Turnover | 1.7584 | 0.612 | 2.8732 | 0 | 0 | 0 | Fail RIM | [11 empty] | Commercial | Tank Wrap on Water Heater | N | Restaurants | Existing | 0.57199 | 0.59793 | 0.95662 | 0 | 0 | 0 | Fail TRC
[11 empty] | Commercial | Energy Star Uninterruptable Power Supply | N | Lodging/Hospitality | Turnover | 1.7584 | 0.612 | 2.8732 | 0 | 0 | 0 | Fail RIM | [11 empty] | Commercial | Tank Wrap on Water Heater | N | Retail | Existing | 0.57199 | 0.59793 | 0.95662 | 0 | 0 | 0 | Fail TRC
[11 empty] | Commercial | Energy Star Uninterruptable Power Supply | N | Miscellaneous | Turnover | 1.7584 | 0.612 | 2.8732 | 0 | 0 | 0 | Fail RIM | [11 empty] | Commercial | Tank Wrap on Water Heater | N | Schools K-12 | Existing | 0.57199 | 0.59793 | 0.95662 | 0 | 0 | 0 | Fail TRC
[11 empty] | Commercial | Energy Star Uninterruptable Power Supply | N | Offices | Turnover | 1.7584 | 0.612 | 2.8732 | 0 | 0 | 0 | Fail RIM | [11 empty] | Commercial | Tank Wrap on Water Heater | N | Warehouse | Existing | 0.57199 | 0.59793 | 0.95662 | 0 | 0 | 0 | Fail TRC
[11 empty] | Commercial | Energy Star Uninterruptable Power Supply | N | Restaurants | Turnover | 1.7584 | 0.612 | 2.8732 | 0 | 0 | 0 | Fail RIM | [11 empty] | Commercial | Tank Wrap on Water Heater | N | Assembly | New | 0.54717 | 0.59793 | 0.91512 | 0 | 0 | 0 | Fail TRC
[11 empty] | Commercial | Energy Star Uninterruptable Power Supply | N | Retail | Turnover | 1.7584 | 0.612 | 2.8732 | 0 | 0 | 0 | Fail RIM | [11 empty] | Commercial | Tank Wrap on Water Heater | N | College and University | New | 0.54717 | 0.59793 | 0.91512 | 0 | 0 | 0 | Fail TRC
[11 empty] | Commercial | Energy Star Uninterruptable Power Supply | N | Schools K-12 | Turnover | 1.7584 | 0.612 | 2.8732 | 0 | 0 | 0 | Fail RIM | [11 empty] | Commercial | Tank Wrap on Water Heater | N | Grocery | New | 0.54717 | 0.59793 | 0.91512 | 0 | 0 | 0 | Fail TRC
[11 empty] | Commercial | Energy Star Uninterruptable Power Supply | N | Warehouse | Turnover | 1.7584 | 0.612 | 2.8732 | 0 | 0 | 0 | Fail RIM | [11 empty] | Commercial | Tank Wrap on Water Heater | N | Healthcare | New | 0.54717 | 0.59793 | 0.91512 | 0 | 0 | 0 | Fail TRC
[11 empty] | Commercial | Energy Star Uninterruptable Power Supply | N | Assembly | New | 1.7584 | 0.612 | 2.8732 | 0 | 0 | 0 | Fail RIM | [11 empty] | Commercial | Tank Wrap on Water Heater | N | Hospitals | New | 0.54717 | 0.59793 | 0.91512 | 0 | 0 | 0 | Fail TRC
[11 empty] | Commercial | Energy Star Uninterruptable Power Supply | N | College and University | New | 1.7584 | 0.612 | 2.8732 | 0 | 0 | 0 | Fail RIM | [11 empty] | Commercial | Tank Wrap on Water Heater | N | Institutional | New | 0.54717 | 0.59793 | 0.91512 | 0 | 0 | 0 | Fail TRC
[11 empty] | Commercial | Energy Star Uninterruptable Power Supply | N | Grocery | New | 1.7584 | 0.612 | 2.8732 | 0 | 0 | 0 | Fail RIM | [11 empty] | Commercial | Tank Wrap on Water Heater | N | Lodging/Hospitality | New | 0.54717 | 0.59793 | 0.91512 | 0 | 0 | 0 | Fail TRC
[11 empty] | Commercial | Energy Star Uninterruptable Power Supply | N | Healthcare | New | 1.7584 | 0.612 | 2.8732 | 0 | 0 | 0 | Fail RIM | [11 empty] | Commercial | Tank Wrap on Water Heater | N | Miscellaneous | New | 0.54717 | 0.59793 | 0.91512 | 0 | 0 | 0 | Fail TRC
[11 empty] | Commercial | Energy Star Uninterruptable Power Supply | N | Hospitals | New | 1.7584 | 0.612 | 2.8732 | 0 | 0 | 0 | Fail RIM | [11 empty] | Commercial | Tank Wrap on Water Heater | N | Offices | New | 0.54717 | 0.59793 | 0.91512 | 0 | 0 | 0 | Fail TRC
[11 empty] | Commercial | Energy Star Uninterruptable Power Supply | N | Institutional | New | 1.7584 | 0.612 | 2.8732 | 0 | 0 | 0 | Fail RIM | [11 empty] | Commercial | Tank Wrap on Water Heater | N | Restaurants | New | 0.54717 | 0.59793 | 0.91512 | 0 | 0 | 0 | Fail TRC
[11 empty] | Commercial | Energy Star Uninterruptable Power Supply | N | Lodging/Hospitality | New | 1.7584 | 0.612 | 2.8732 | 0 | 0 | 0 | Fail RIM | [11 empty] | Commercial | Tank Wrap on Water Heater | N | Retail | New | 0.54717 | 0.59793 | 0.91512 | 0 | 0 | 0 | Fail TRC
[11 empty] | Commercial | Energy Star Uninterruptable Power Supply | N | Miscellaneous | New | 1.7584 | 0.612 | 2.8732 | 0 | 0 | 0 | Fail RIM | [11 empty] | Commercial | Tank Wrap on Water Heater | N | Schools K-12 | New | 0.54717 | 0.59793 | 0.91512 | 0 | 0 | 0 | Fail TRC
[11 empty] | Commercial | Energy Star Uninterruptable Power Supply | N | Offices | New | 1.7584 | 0.612 | 2.8732 | 0 | 0 | 0 | Fail RIM | [11 empty] | Commercial | Tank Wrap on Water Heater | N | Warehouse | New | 0.54717 | 0.59793 | 0.91512 | 0 | 0 | 0 | Fail TRC
[11 empty] | Commercial | Energy Star Uninterruptable Power Supply | N | Restaurants | New | 1.7584 | 0.612 | 2.8732 | 0 | 0 | 0 | Fail RIM | [11 empty] | Commercial | Thermostatic Shower Restriction Valve | N | Assembly | Existing | 14.6024 | 0.60986 | 23.9439 | 0 | 0 | 0 | Fail 2-year Threshold
[11 empty] | Commercial | Energy Star Uninterruptable Power Supply | N | Retail | New | 1.7584 | 0.612 | 2.8732 | 0 | 0 | 0 | Fail RIM | [11 empty] | Commercial | Thermostatic Shower Restriction Valve | N | College and University | Existing | 14.4715 | 0.61163 | 23.6607 | 0 | 0 | 0 | Fail 2-year Threshold
[11 empty] | Commercial | Energy Star Uninterruptable Power Supply | N | Schools K-12 | New | 1.7584 | 0.612 | 2.8732 | 0 | 0 | 0 | Fail RIM | [11 empty] | Commercial | Thermostatic Shower Restriction Valve | N | Grocery | Existing | 14.4715 | 0.61163 | 23.6607 | 0 | 0 | 0 | Fail 2-year Threshold
[11 empty] | Commercial | Energy Star Uninterruptable Power Supply | N | Warehouse | New | 1.7584 | 0.612 | 2.8732 | 0 | 0 | 0 | Fail RIM | [11 empty] | Commercial | Thermostatic Shower Restriction Valve | N | Healthcare | Existing | 14.3608 | 0.60533 | 23.7239 | 0 | 0 | 0 | Fail 2-year Threshold
[11 empty] | Commercial | Server Virtualization | N | Assembly | Turnover | 0.2034 | 0.61203 | 0.33233 | 0 | 0 | 0 | Fail RIM | [11 empty] | Commercial | Thermostatic Shower Restriction Valve | N | Hospitals | Existing | 14.3608 | 0.60533 | 23.7239 | 0 | 0 | 0 | Fail 2-year Threshold
[11 empty] | Commercial | Server Virtualization | N | College and University | Turnover | 0.2034 | 0.61203 | 0.33233 | 0 | 0 | 0 | Fail RIM | [11 empty] | Commercial | Thermostatic Shower Restriction Valve | N | Institutional | Existing | 14.6024 | 0.60986 | 23.9439 | 0 | 0 | 0 | Fail 2-year Threshold
[11 empty] | Commercial | Server Virtualization | N | Grocery | Turnover | 0.2034 | 0.61203 | 0.33233 | 0 | 0 | 0 | Fail RIM | [11 empty] | Commercial | Thermostatic Shower Restriction Valve | N | Lodging/Hospitality | Existing | 14.4415 | 0.61164 | 23.6113 | 0 | 0 | 0 | Fail 2-year Threshold
[11 empty] | Commercial | Server Virtualization | N | Healthcare | Turnover | 0.2034 | 0.61203 | 0.33233 | 0 | 0 | 0 | Fail RIM | [11 empty] | Commercial | Thermostatic Shower Restriction Valve | N | Miscellaneous | Existing | 14.6024 | 0.60986 | 23.9439 | 0 | 0 | 0 | Fail 2-year Threshold
[11 empty] | Commercial | Server Virtualization | N | Hospitals | Turnover | 0.2034 | 0.61203 | 0.33233 | 0 | 0 | 0 | Fail RIM | [11 empty] | Commercial | Thermostatic Shower Restriction Valve | N | Offices | Existing | 14.6024 | 0.60986 | 23.9439 | 0 | 0 | 0 | Fail 2-year Threshold
[11 empty] | Commercial | Server Virtualization | N | Institutional | Turnover | 0.2034 | 0.61203 | 0.33233 | 0 | 0 | 0 | Fail RIM | [11 empty] | Commercial | Thermostatic Shower Restriction Valve | N | Restaurants | Existing | 14.4715 | 0.61163 | 23.6607 | 0 | 0 | 0 | Fail 2-year Threshold
[11 empty] | Commercial | Server Virtualization | N | Lodging/Hospitality | Turnover | 0.2034 | 0.61203 | 0.33233 | 0 | 0 | 0 | Fail RIM | [11 empty] | Commercial | Thermostatic Shower Restriction Valve | N | Retail | Existing | 14.4715 | 0.61163 | 23.6607 | 0 | 0 | 0 | Fail 2-year Threshold
[11 empty] | Commercial | Server Virtualization | N | Miscellaneous | Turnover | 0.2034 | 0.61203 | 0.33233 | 0 | 0 | 0 | Fail RIM | [11 empty] | Commercial | Thermostatic Shower Restriction Valve | N | Schools K-12 | Existing | 14.6024 | 0.60986 | 23.9439 | 0 | 0 | 0 | Fail 2-year Threshold
[11 empty] | Commercial | Server Virtualization | N | Offices | Turnover | 0.2034 | 0.61203 | 0.33233 | 0 | 0 | 0 | Fail RIM | [11 empty] | Commercial | Thermostatic Shower Restriction Valve | N | Warehouse | Existing | 14.6024 | 0.60986 | 23.9439 | 0 | 0 | 0 | Fail 2-year Threshold
[11 empty] | Commercial | Server Virtualization | N | Restaurants | Turnover | 0.2034 | 0.61203 | 0.33233 | 0 | 0 | 0 | Fail RIM | [11 empty] | Commercial | Thermostatic Shower Restriction Valve | N | Assembly | New | 14.6024 | 0.60986 | 23.9439 | 0 | 0 | 0 | Fail 2-year Threshold
[11 empty] | Commercial | Server Virtualization | N | Retail | Turnover | 0.2034 | 0.61203 | 0.33233 | 0 | 0 | 0 | Fail RIM | [11 empty] | Commercial | Thermostatic Shower Restriction Valve | N | College and University | New | 14.4715 | 0.61163 | 23.6607 | 0 | 0 | 0 | Fail 2-year Threshold
[11 empty] | Commercial | Server Virtualization | N | Schools K-12 | Turnover | 0.2034 | 0.61203 | 0.33233 | 0 | 0 | 0 | Fail RIM | [11 empty] | Commercial | Thermostatic Shower Restriction Valve | N | Grocery | New | 14.4715 | 0.61163 | 23.6607 | 0 | 0 | 0 | Fail 2-year Threshold
[11 empty] | Commercial | Server Virtualization | N | Warehouse | Turnover | 0.2034 | 0.61203 | 0.33233 | 0 | 0 | 0 | Fail RIM | [11 empty] | Commercial | Thermostatic Shower Restriction Valve | N | Healthcare | New | 14.3608 | 0.60533 | 23.7239 | 0 | 0 | 0 | Fail 2-year Threshold
[11 empty] | Commercial | Server Virtualization | N | Assembly | New | 0.2034 | 0.61203 | 0.33233 | 0 | 0 | 0 | Fail RIM | [11 empty] | Commercial | Thermostatic Shower Restriction Valve | N | Hospitals | New | 14.3608 | 0.60533 | 23.7239 | 0 | 0 | 0 | Fail 2-year Threshold
[11 empty] | Commercial | Server Virtualization | N | College and University | New | 0.2034 | 0.61203 | 0.33233 | 0 | 0 | 0 | Fail RIM | [11 empty] | Commercial | Thermostatic Shower Restriction Valve | N | Institutional | New | 14.6024 | 0.60986 | 23.9439 | 0 | 0 | 0 | Fail 2-year Threshold
[11 empty] | Commercial | Server Virtualization | N | Grocery | New | 0.2034 | 0.61203 | 0.33233 | 0 | 0 | 0 | Fail RIM | [11 empty] | Commercial | Thermostatic Shower Restriction Valve | N | Lodging/Hospitality | New | 14.4415 | 0.61164 | 23.6113 | 0 | 0 | 0 | Fail 2-year Threshold
[11 empty] | Commercial | Server Virtualization | N | Healthcare | New | 0.2034 | 0.61203 | 0.33233 | 0 | 0 | 0 | Fail RIM | [11 empty] | Commercial | Thermostatic Shower Restriction Valve | N | Miscellaneous | New | 14.6024 | 0.60986 | 23.9439 | 0 | 0 | 0 | Fail 2-year Threshold
[11 empty] | Commercial | Server Virtualization | N | Hospitals | New | 0.2034 | 0.61203 | 0.33233 | 0 | 0 | 0 | Fail RIM | [11 empty] | Commercial | Thermostatic Shower Restriction Valve | N | Offices | New | 14.6024 | 0.60986 | 23.9439 | 0 | 0 | 0 | Fail 2-year Threshold
[11 empty] | Commercial | Server Virtualization | N | Institutional | New | 0.2034 | 0.61203 | 0.33233 | 0 | 0 | 0 | Fail RIM | [11 empty] | Commercial | Thermostatic Shower Restriction Valve | N | Restaurants | New | 14.4715 | 0.61163 | 23.6607 | 0 | 0 | 0 | Fail 2-year Threshold
[11 empty] | Commercial | Server Virtualization | N | Lodging/Hospitality | New | 0.2034 | 0.61203 | 0.33233 | 0 | 0 | 0 | Fail RIM | [11 empty] | Commercial | Thermostatic Shower Restriction Valve | N | Retail | New | 14.4715 | 0.61163 | 23.6607 | 0 | 0 | 0 | Fail 2-year Threshold
[11 empty] | Commercial | Server Virtualization | N | Miscellaneous | New | 0.2034 | 0.61203 | 0.33233 | 0 | 0 | 0 | Fail RIM | [11 empty] | Commercial | Thermostatic Shower Restriction Valve | N | Schools K-12 | New | 14.6024 | 0.60986 | 23.9439 | 0 | 0 | 0 | Fail 2-year Threshold
[11 empty] | Commercial | Server Virtualization | N | Offices | New | 0.2034 | 0.61203 | 0.33233 | 0 | 0 | 0 | Fail RIM | [11 empty] | Commercial | Thermostatic Shower Restriction Valve | N | Warehouse | New | 14.6024 | 0.60986 | 23.9439 | 0 | 0 | 0 | Fail 2-year Threshold
[11 empty] | Commercial | Server Virtualization | N | Restaurants | New | 0.2034 | 0.61203 | 0.33233 | 0 | 0 | 0 | Fail RIM | [11 empty] | Commercial | Air Curtains | N | Assembly | Existing | 0.0094147 | 0.60734 | 0.015501 | 0 | 0 | 0 | Fail TRC
[11 empty] | Commercial | Server Virtualization | N | Retail | New | 0.2034 | 0.61203 | 0.33233 | 0 | 0 | 0 | Fail RIM | [11 empty] | Commercial | Air Curtains | N | College and University | Existing | 0.0093499 | 0.60424 | 0.015474 | 0 | 0 | 0 | Fail TRC
[11 empty] | Commercial | Server Virtualization | N | Schools K-12 | New | 0.2034 | 0.61203 | 0.33233 | 0 | 0 | 0 | Fail RIM | [11 empty] | Commercial | Air Curtains | N | Grocery | Existing | 0.0094147 | 0.60734 | 0.015501 | 0 | 0 | 0 | Fail TRC
[11 empty] | Commercial | Server Virtualization | N | Warehouse | New | 0.2034 | 0.61203 | 0.33233 | 0 | 0 | 0 | Fail RIM | [11 empty] | Commercial | Air Curtains | N | Healthcare | Existing | 0.0093499 | 0.60424 | 0.015474 | 0 | 0 | 0 | Fail TRC
[11 empty] | Commercial | Energy Star Commercial Glass Door Freezer | N | Assembly | Turnover | 16.2383 | 0.63301 | 25.6524 | 0 | 0 | 0 | Fail RIM | [11 empty] | Commercial | Air Curtains | N | Hospitals | Existing | 0.0093499 | 0.60424 | 0.015474 | 0 | 0 | 0 | Fail TRC
[11 empty] | Commercial | Energy Star Commercial Glass Door Freezer | N | College and University | Turnover | 16.1035 | 0.62899 | 25.6019 | 0 | 0 | 0 | Fail RIM | [11 empty] | Commercial | Air Curtains | N | Institutional | Existing | 0.0094147 | 0.60734 | 0.015501 | 0 | 0 | 0 | Fail TRC
[11 empty] | Commercial | Energy Star Commercial Glass Door Freezer | N | Grocery | Turnover | 16.2383 | 0.63301 | 25.6524 | 0 | 0 | 0 | Fail RIM | [11 empty] | Commercial | Air Curtains | N | Lodging/Hospitality | Existing | 0.0093499 | 0.60424 | 0.015474 | 0 | 0 | 0 | Fail TRC
[11 empty] | Commercial | Energy Star Commercial Glass Door Freezer | N | Healthcare | Turnover | 16.1035 | 0.62899 | 25.6019 | 0 | 0 | 0 | Fail RIM | [11 empty] | Commercial | Air Curtains | N | Miscellaneous | Existing | 0.0094147 | 0.60734 | 0.015501 | 0 | 0 | 0 | Fail TRC
[11 empty] | Commercial | Energy Star Commercial Glass Door Freezer | N | Hospitals | Turnover | 16.1035 | 0.62899 | 25.6019 | 0 | 0 | 0 | Fail RIM | [11 empty] | Commercial | Air Curtains | N | Offices | Existing | 0.0094147 | 0.60734 | 0.015501 | 0 | 0 | 0 | Fail TRC
[11 empty] | Commercial | Energy Star Commercial Glass Door Freezer | N | Institutional | Turnover | 16.2383 | 0.63301 | 25.6524 | 0 | 0 | 0 | Fail RIM | [11 empty] | Commercial | Air Curtains | N | Restaurants | Existing | 0.0093499 | 0.60424 | 0.015474 | 0 | 0 | 0 | Fail TRC
[11 empty] | Commercial | Energy Star Commercial Glass Door Freezer | N | Lodging/Hospitality | Turnover | 16.1035 | 0.62899 | 25.6019 | 0 | 0 | 0 | Fail RIM | [11 empty] | Commercial | Air Curtains | N | Retail | Existing | 0.0094147 | 0.60734 | 0.015501 | 0 | 0 | 0 | Fail TRC
[11 empty] | Commercial | Energy Star Commercial Glass Door Freezer | N | Miscellaneous | Turnover | 16.2383 | 0.63301 | 25.6524 | 0 | 0 | 0 | Fail RIM | [11 empty] | Commercial | Air Curtains | N | Schools K-12 | Existing | 0.0093499 | 0.60424 | 0.015474 | 0 | 0 | 0 | Fail TRC
[11 empty] | Commercial | Energy Star Commercial Glass Door Freezer | N | Offices | Turnover | 16.2383 | 0.63301 | 25.6524 | 0 | 0 | 0 | Fail RIM | [11 empty] | Commercial | Air Curtains | N | Warehouse | Existing | 0.0094147 | 0.60734 | 0.015501 | 0 | 0 | 0 | Fail TRC
[11 empty] | Commercial | Energy Star Commercial Glass Door Freezer | N | Restaurants | Turnover | 16.1035 | 0.62899 | 25.6019 | 0 | 0 | 0 | Fail RIM | [11 empty] | Commercial | Air Curtains | N | Assembly | New | 0.0094147 | 0.60734 | 0.015501 | 0 | 0 | 0 | Fail TRC
[11 empty] | Commercial | Energy Star Commercial Glass Door Freezer | N | Retail | Turnover | 16.2383 | 0.63301 | 25.6524 | 0 | 0 | 0 | Fail RIM | [11 empty] | Commercial | Air Curtains | N | College and University | New | 0.0093499 | 0.60424 | 0.015474 | 0 | 0 | 0 | Fail TRC
[11 empty] | Commercial | Energy Star Commercial Glass Door Freezer | N | Schools K-12 | Turnover | 16.1035 | 0.62899 | 25.6019 | 0 | 0 | 0 | Fail RIM | [11 empty] | Commercial | Air Curtains | N | Grocery | New | 0.0094147 | 0.60734 | 0.015501 | 0 | 0 | 0 | Fail TRC
[11 empty] | Commercial | Energy Star Commercial Glass Door Freezer | N | Warehouse | Turnover | 16.2383 | 0.63301 | 25.6524 | 0 | 0 | 0 | Fail RIM | [11 empty] | Commercial | Air Curtains | N | Healthcare | New | 0.0093499 | 0.60424 | 0.015474 | 0 | 0 | 0 | Fail TRC
[11 empty] | Commercial | Energy Star Commercial Glass Door Freezer | N | Assembly | New | 16.2383 | 0.63301 | 25.6524 | 0 | 0 | 0 | Fail RIM | [11 empty] | Commercial | Air Curtains | N | Hospitals | New | 0.0093499 | 0.60424 | 0.015474 | 0 | 0 | 0 | Fail TRC
[11 empty] | Commercial | Energy Star Commercial Glass Door Freezer | N | College and University | New | 16.1035 | 0.62899 | 25.6019 | 0 | 0 | 0 | Fail RIM | [11 empty] | Commercial | Air Curtains | N | Institutional | New | 0.0094147 | 0.60734 | 0.015501 | 0 | 0 | 0 | Fail TRC
[11 empty] | Commercial | Energy Star Commercial Glass Door Freezer | N | Grocery | New | 16.2383 | 0.63301 | 25.6524 | 0 | 0 | 0 | Fail RIM | [11 empty] | Commercial | Air Curtains | N | Lodging/Hospitality | New | 0.0093499 | 0.60424 | 0.015474 | 0 | 0 | 0 | Fail TRC
[11 empty] | Commercial | Energy Star Commercial Glass Door Freezer | N | Healthcare | New | 16.1035 | 0.62899 | 25.6019 | 0 | 0 | 0 | Fail RIM | [11 empty] | Commercial | Air Curtains | N | Miscellaneous | New | 0.0094147 | 0.60734 | 0.015501 | 0 | 0 | 0 | Fail TRC
[11 empty] | Commercial | Energy Star Commercial Glass Door Freezer | N | Hospitals | New | 16.1035 | 0.62899 | 25.6019 | 0 | 0 | 0 | Fail RIM | [11 empty] | Commercial | Air Curtains | N | Offices | New | 0.0094147 | 0.60734 | 0.015501 | 0 | 0 | 0 | Fail TRC
[11 empty] | Commercial | Energy Star Commercial Glass Door Freezer | N | Institutional | New | 16.2383 | 0.63301 | 25.6524 | 0 | 0 | 0 | Fail RIM | [11 empty] | Commercial | Air Curtains | N | Restaurants | New | 0.0093499 | 0.60424 | 0.015474 | 0 | 0 | 0 | Fail TRC
[11 empty] | Commercial | Energy Star Commercial Glass Door Freezer | N | Lodging/Hospitality | New | 16.1035 | 0.62899 | 25.6019 | 0 | 0 | 0 | Fail RIM | [11 empty] | Commercial | Air Curtains | N | Retail | New | 0.0094147 | 0.60734 | 0.015501 | 0 | 0 | 0 | Fail TRC
[11 empty] | Commercial | Energy Star Commercial Glass Door Freezer | N | Miscellaneous | New | 16.2383 | 0.63301 | 25.6524 | 0 | 0 | 0 | Fail RIM | [11 empty] | Commercial | Air Curtains | N | Schools K-12 | New | 0.0093499 | 0.60424 | 0.015474 | 0 | 0 | 0 | Fail TRC
[11 empty] | Commercial | Energy Star Commercial Glass Door Freezer | N | Offices | New | 16.2383 | 0.63301 | 25.6524 | 0 | 0 | 0 | Fail RIM | [11 empty] | Commercial | Air Curtains | N | Warehouse | New | 0.0094147 | 0.60734 | 0.015501 | 0 | 0 | 0 | Fail TRC
[11 empty] | Commercial | Energy Star Commercial Glass Door Freezer | N | Restaurants | New | 16.1035 | 0.62899 | 25.6019 | 0 | 0 | 0 | Fail RIM | [11 empty] | Commercial | Airside Economizer | N | Assembly | Existing | 19.0108 | 0.58951 | 32.2485 | 0 | 0 | 0 | Fail 2-year Threshold
[11 empty] | Commercial | Energy Star Commercial Glass Door Freezer | N | Retail | New | 16.2383 | 0.63301 | 25.6524 | 0 | 0 | 0 | Fail RIM | [11 empty] | Commercial | Airside Economizer | N | College and University | Existing | 18.9808 | 0.58226 | 32.5984 | 0 | 0 | 0 | Fail 2-year Threshold
[11 empty] | Commercial | Energy Star Commercial Glass Door Freezer | N | Schools K-12 | New | 16.1035 | 0.62899 | 25.6019 | 0 | 0 | 0 | Fail RIM | [11 empty] | Commercial | Airside Economizer | N | Grocery | Existing | 19.4715 | 0.60514 | 32.1768 | 0 | 0 | 0 | Fail 2-year Threshold
[11 empty] | Commercial | Energy Star Commercial Glass Door Freezer | N | Warehouse | New | 16.2383 | 0.63301 | 25.6524 | 0 | 0 | 0 | Fail RIM | [11 empty] | Commercial | Airside Economizer | N | Healthcare | Existing | 19.0108 | 0.58951 | 32.2485 | 0 | 0 | 0 | Fail 2-year Threshold
[11 empty] | Commercial | Energy Star Commercial Glass Door Refrigerator | N | Assembly | Turnover | 3.4553 | 0.63301 | 5.4584 | 0 | 0 | 0 | Fail RIM | [11 empty] | Commercial | Airside Economizer | N | Hospitals | Existing | 18.9808 | 0.58226 | 32.5984 | 0 | 0 | 0 | Fail 2-year Threshold
[11 empty] | Commercial | Energy Star Commercial Glass Door Refrigerator | N | College and University | Turnover | 3.4266 | 0.62899 | 5.4477 | 0 | 0 | 0 | Fail RIM | [11 empty] | Commercial | Airside Economizer | N | Institutional | Existing | 19.0108 | 0.58951 | 32.2485 | 0 | 0 | 0 | Fail 2-year Threshold
[11 empty] | Commercial | Energy Star Commercial Glass Door Refrigerator | N | Grocery | Turnover | 3.4553 | 0.63301 | 5.4584 | 0 | 0 | 0 | Fail RIM | [11 empty] | Commercial | Airside Economizer | N | Lodging/Hospitality | Existing | 19.4715 | 0.60514 | 32.1768 | 0 | 0 | 0 | Fail 2-year Threshold
[11 empty] | Commercial | Energy Star Commercial Glass Door Refrigerator | N | Healthcare | Turnover | 3.4266 | 0.62899 | 5.4477 | 0 | 0 | 0 | Fail RIM | [11 empty] | Commercial | Airside Economizer | N | Miscellaneous | Existing | 19.0108 | 0.58951 | 32.2485 | 0 | 0 | 0 | Fail 2-year Threshold
[11 empty] | Commercial | Energy Star Commercial Glass Door Refrigerator | N | Hospitals | Turnover | 3.4266 | 0.62899 | 5.4477 | 0 | 0 | 0 | Fail RIM | [11 empty] | Commercial | Airside Economizer | N | Offices | Existing | 19.0108 | 0.58951 | 32.2485 | 0 | 0 | 0 | Fail 2-year Threshold
[11 empty] | Commercial | Energy Star Commercial Glass Door Refrigerator | N | Institutional | Turnover | 3.4553 | 0.63301 | 5.4584 | 0 | 0 | 0 | Fail RIM | [11 empty] | Commercial | Airside Economizer | N | Restaurants | Existing | 19.4715 | 0.60514 | 32.1768 | 0 | 0 | 0 | Fail 2-year Threshold
[11 empty] | Commercial | Energy Star Commercial Glass Door Refrigerator | N | Lodging/Hospitality | Turnover | 3.4266 | 0.62899 | 5.4477 | 0 | 0 | 0 | Fail RIM | [11 empty] | Commercial | Airside Economizer | N | Retail | Existing | 19.4715 | 0.60514 | 32.1768 | 0 | 0 | 0 | Fail 2-year Threshold
[11 empty] | Commercial | Energy Star Commercial Glass Door Refrigerator | N | Miscellaneous | Turnover | 3.4553 | 0.63301 | 5.4584 | 0 | 0 | 0 | Fail RIM | [11 empty] | Commercial | Airside Economizer | N | Schools K-12 | Existing | 19.0108 | 0.58951 | 32.2485 | 0 | 0 | 0 | Fail 2-year Threshold
[11 empty] | Commercial | Energy Star Commercial Glass Door Refrigerator | N | Offices | Turnover | 3.4553 | 0.63301 | 5.4584 | 0 | 0 | 0 | Fail RIM | [11 empty] | Commercial | Airside Economizer | N | Warehouse | Existing | 19.0108 | 0.58951 | 32.2485 | 0 | 0 | 0 | Fail 2-year Threshold
[11 empty] | Commercial | Energy Star Commercial Glass Door Refrigerator | N | Restaurants | Turnover | 3.4266 | 0.62899 | 5.4477 | 0 | 0 | 0 | Fail RIM | [11 empty] | Commercial | Airside Economizer | N | Assembly | New | 19.0108 | 0.58951 | 32.2485 | 0 | 0 | 0 | Fail 2-year Threshold
[11 empty] | Commercial | Energy Star Commercial Glass Door Refrigerator | N | Retail | Turnover | 3.4553 | 0.63301 | 5.4584 | 0 | 0 | 0 | Fail RIM | [11 empty] | Commercial | Airside Economizer | N | College and University | New | 18.9808 | 0.58226 | 32.5984 | 0 | 0 | 0 | Fail 2-year Threshold
[11 empty] | Commercial | Energy Star Commercial Glass Door Refrigerator | N | Schools K-12 | Turnover | 3.4266 | 0.62899 | 5.4477 | 0 | 0 | 0 | Fail RIM | [11 empty] | Commercial | Airside Economizer | N | Grocery | New | 19.4715 | 0.60514 | 32.1768 | 0 | 0 | 0 | Fail 2-year Threshold
[11 empty] | Commercial | Energy Star Commercial Glass Door Refrigerator | N | Warehouse | Turnover | 3.4553 | 0.63301 | 5.4584 | 0 | 0 | 0 | Fail RIM | [11 empty] | Commercial | Airside Economizer | N | Healthcare | New | 19.0108 | 0.58951 | 32.2485 | 0 | 0 | 0 | Fail 2-year Threshold
[11 empty] | Commercial | Energy Star Commercial Glass Door Refrigerator | N | Assembly | New | 3.4553 | 0.63301 | 5.4584 | 0 | 0 | 0 | Fail RIM | [11 empty] | Commercial | Airside Economizer | N | Hospitals | New | 18.9808 | 0.58226 | 32.5984 | 0 | 0 | 0 | Fail 2-year Threshold
[11 empty] | Commercial | Energy Star Commercial Glass Door Refrigerator | N | College and University | New | 3.4266 | 0.62899 | 5.4477 | 0 | 0 | 0 | Fail RIM | [11 empty] | Commercial | Airside Economizer | N | Institutional | New | 19.0108 | 0.58951 | 32.2485 | 0 | 0 | 0 | Fail 2-year Threshold
[11 empty] | Commercial | Energy Star Commercial Glass Door Refrigerator | N | Grocery | New | 3.4553 | 0.63301 | 5.4584 | 0 | 0 | 0 | Fail RIM | [11 empty] | Commercial | Airside Economizer | N | Lodging/Hospitality | New | 19.4715 | 0.60514 | 32.1768 | 0 | 0 | 0 | Fail 2-year Threshold
[11 empty] | Commercial | Energy Star Commercial Glass Door Refrigerator | N | Healthcare | New | 3.4266 | 0.62899 | 5.4477 | 0 | 0 | 0 | Fail RIM | [11 empty] | Commercial | Airside Economizer | N | Miscellaneous | New | 19.0108 | 0.58951 | 32.2485 | 0 | 0 | 0 | Fail 2-year Threshold
[11 empty] | Commercial | Energy Star Commercial Glass Door Refrigerator | N | Hospitals | New | 3.4266 | 0.62899 | 5.4477 | 0 | 0 | 0 | Fail RIM | [11 empty] | Commercial | Airside Economizer | N | Offices | New | 19.0108 | 0.58951 | 32.2485 | 0 | 0 | 0 | Fail 2-year Threshold
[11 empty] | Commercial | Energy Star Commercial Glass Door Refrigerator | N | Institutional | New | 3.4553 | 0.63301 | 5.4584 | 0 | 0 | 0 | Fail RIM | [11 empty] | Commercial | Airside Economizer | N | Restaurants | New | 19.4715 | 0.60514 | 32.1768 | 0 | 0 | 0 | Fail 2-year Threshold
[11 empty] | Commercial | Energy Star Commercial Glass Door Refrigerator | N | Lodging/Hospitality | New | 3.4266 | 0.62899 | 5.4477 | 0 | 0 | 0 | Fail RIM | [11 empty] | Commercial | Airside Economizer | N | Retail | New | 19.4715 | 0.60514 | 32.1768 | 0 | 0 | 0 | Fail 2-year Threshold
[11 empty] | Commercial | Energy Star Commercial Glass Door Refrigerator | N | Miscellaneous | New | 3.4553 | 0.63301 | 5.4584 | 0 | 0 | 0 | Fail RIM | [11 empty] | Commercial | Airside Economizer | N | Schools K-12 | New | 19.0108 | 0.58951 | 32.2485 | 0 | 0 | 0 | Fail 2-year Threshold
[11 empty] | Commercial | Energy Star Commercial Glass Door Refrigerator | N | Offices | New | 3.4553 | 0.63301 | 5.4584 | 0 | 0 | 0 | Fail RIM | [11 empty] | Commercial | Airside Economizer | N | Warehouse | New | 19.0108 | 0.58951 | 32.2485 | 0 | 0 | 0 | Fail 2-year Threshold
[11 empty] | Commercial | Energy Star Commercial Glass Door Refrigerator | N | Restaurants | New | 3.4266 | 0.62899 | 5.4477 | 0 | 0 | 0 | Fail RIM | [11 empty] | Commercial | Ceiling Insulation(R12 to R38) | N | Assembly | Existing | 0.38134 | 0.64347 | 0.59263 | 0 | 0 | 0 | Fail TRC
[11 empty] | Commercial | Energy Star Commercial Glass Door Refrigerator | N | Retail | New | 3.4553 | 0.63301 | 5.4584 | 0 | 0 | 0 | Fail RIM | [11 empty] | Commercial | Ceiling Insulation(R12 to R38) | N | College and University | Existing | 0.44776 | 0.72098 | 0.62105 | 0 | 0 | 0 | Fail TRC
[11 empty] | Commercial | Energy Star Commercial Glass Door Refrigerator | N | Schools K-12 | New | 3.4266 | 0.62899 | 5.4477 | 0 | 0 | 0 | Fail RIM | [11 empty] | Commercial | Ceiling Insulation(R12 to R38) | N | Grocery | Existing | 0.41304 | 0.68168 | 0.60592 | 0 | 0 | 0 | Fail TRC
[11 empty] | Commercial | Energy Star Commercial Glass Door Refrigerator | N | Warehouse | New | 3.4553 | 0.63301 | 5.4584 | 0 | 0 | 0 | Fail RIM | [11 empty] | Commercial | Ceiling Insulation(R12 to R38) | N | Healthcare | Existing | 0.38134 | 0.64347 | 0.59263 | 0 | 0 | 0 | Fail TRC
[11 empty] | Commercial | Energy Star Commercial Solid Door Freezer | N | Assembly | Turnover | 9.3597 | 0.6321 | 14.8075 | 0 | 0 | 0 | Fail RIM | [11 empty] | Commercial | Ceiling Insulation(R12 to R38) | N | Hospitals | Existing | 0.44776 | 0.72098 | 0.62105 | 0 | 0 | 0 | Fail TRC
[11 empty] | Commercial | Energy Star Commercial Solid Door Freezer | N | College and University | Turnover | 9.2918 | 0.62899 | 14.7725 | 0 | 0 | 0 | Fail RIM | [11 empty] | Commercial | Ceiling Insulation(R12 to R38) | N | Institutional | Existing | 0.38134 | 0.64347 | 0.59263 | 0 | 0 | 0 | Fail TRC
[11 empty] | Commercial | Energy Star Commercial Solid Door Freezer | N | Grocery | Turnover | 9.3597 | 0.6321 | 14.8075 | 0 | 0 | 0 | Fail RIM | [11 empty] | Commercial | Ceiling Insulation(R12 to R38) | N | Lodging/Hospitality | Existing | 0.44776 | 0.72098 | 0.62105 | 0 | 0 | 0 | Fail TRC
[11 empty] | Commercial | Energy Star Commercial Solid Door Freezer | N | Healthcare | Turnover | 9.2918 | 0.62899 | 14.7725 | 0 | 0 | 0 | Fail RIM | [11 empty] | Commercial | Ceiling Insulation(R12 to R38) | N | Miscellaneous | Existing | 0.38134 | 0.64347 | 0.59263 | 0 | 0 | 0 | Fail TRC
[11 empty] | Commercial | Energy Star Commercial Solid Door Freezer | N | Hospitals | Turnover | 9.2918 | 0.62899 | 14.7725 | 0 | 0 | 0 | Fail RIM | [11 empty] | Commercial | Ceiling Insulation(R12 to R38) | N | Offices | Existing | 0.38134 | 0.64347 | 0.59263 | 0 | 0 | 0 | Fail TRC
[11 empty] | Commercial | Energy Star Commercial Solid Door Freezer | N | Institutional | Turnover | 9.3597 | 0.6321 | 14.8075 | 0 | 0 | 0 | Fail RIM | [11 empty] | Commercial | Ceiling Insulation(R12 to R38) | N | Restaurants | Existing | 0.41304 | 0.68168 | 0.60592 | 0 | 0 | 0 | Fail TRC
[11 empty] | Commercial | Energy Star Commercial Solid Door Freezer | N | Lodging/Hospitality | Turnover | 9.2918 | 0.62899 | 14.7725 | 0 | 0 | 0 | Fail RIM | [11 empty] | Commercial | Ceiling Insulation(R12 to R38) | N | Retail | Existing | 0.41304 | 0.68168 | 0.60592 | 0 | 0 | 0 | Fail TRC
[11 empty] | Commercial | Energy Star Commercial Solid Door Freezer | N | Miscellaneous | Turnover | 9.3597 | 0.6321 | 14.8075 | 0 | 0 | 0 | Fail RIM | [11 empty] | Commercial | Ceiling Insulation(R12 to R38) | N | Schools K-12 | Existing | 0.38134 | 0.64347 | 0.59263 | 0 | 0 | 0 | Fail TRC
[11 empty] | Commercial | Energy Star Commercial Solid Door Freezer | N | Offices | Turnover | 9.3597 | 0.6321 | 14.8075 | 0 | 0 | 0 | Fail RIM | [11 empty] | Commercial | Ceiling Insulation(R12 to R38) | N | Warehouse | Existing | 0.40026 | 0.66779 | 0.59938 | 0 | 0 | 0 | Fail TRC
[11 empty] | Commercial | Energy Star Commercial Solid Door Freezer | N | Restaurants | Turnover | 9.2918 | 0.62899 | 14.7725 | 0 | 0 | 0 | Fail RIM | [11 empty] | Commercial | Ceiling Insulation(R12 to R38) | N | Assembly | New | 0.36706 | 0.64347 | 0.57044 | 0 | 0 | 0 | Fail TRC
[11 empty] | Commercial | Energy Star Commercial Solid Door Freezer | N | Retail | Turnover | 9.3597 | 0.6321 | 14.8075 | 0 | 0 | 0 | Fail RIM | [11 empty] | Commercial | Ceiling Insulation(R12 to R38) | N | College and University | New | 0.431 | 0.72098 | 0.59779 | 0 | 0 | 0 | Fail TRC
[11 empty] | Commercial | Energy Star Commercial Solid Door Freezer | N | Schools K-12 | Turnover | 9.2918 | 0.62899 | 14.7725 | 0 | 0 | 0 | Fail RIM | [11 empty] | Commercial | Ceiling Insulation(R12 to R38) | N | Grocery | New | 0.39758 | 0.68168 | 0.58323 | 0 | 0 | 0 | Fail TRC
[11 empty] | Commercial | Energy Star Commercial Solid Door Freezer | N | Warehouse | Turnover | 9.3597 | 0.6321 | 14.8075 | 0 | 0 | 0 | Fail RIM | [11 empty] | Commercial | Ceiling Insulation(R12 to R38) | N | Healthcare | New | 0.36706 | 0.64347 | 0.57044 | 0 | 0 | 0 | Fail TRC
[11 empty] | Commercial | Energy Star Commercial Solid Door Freezer | N | Assembly | New | 9.3597 | 0.6321 | 14.8075 | 0 | 0 | 0 | Fail RIM | [11 empty] | Commercial | Ceiling Insulation(R12 to R38) | N | Hospitals | New | 0.431 | 0.72098 | 0.59779 | 0 | 0 | 0 | Fail TRC
[11 empty] | Commercial | Energy Star Commercial Solid Door Freezer | N | College and University | New | 9.2918 | 0.62899 | 14.7725 | 0 | 0 | 0 | Fail RIM | [11 empty] | Commercial | Ceiling Insulation(R12 to R38) | N | Institutional | New | 0.36706 | 0.64347 | 0.57044 | 0 | 0 | 0 | Fail TRC
[11 empty] | Commercial | Energy Star Commercial Solid Door Freezer | N | Grocery | New | 9.3597 | 0.6321 | 14.8075 | 0 | 0 | 0 | Fail RIM | [11 empty] | Commercial | Ceiling Insulation(R12 to R38) | N | Lodging/Hospitality | New | 0.431 | 0.72098 | 0.59779 | 0 | 0 | 0 | Fail TRC
[11 empty] | Commercial | Energy Star Commercial Solid Door Freezer | N | Healthcare | New | 9.2918 | 0.62899 | 14.7725 | 0 | 0 | 0 | Fail RIM | [11 empty] | Commercial | Ceiling Insulation(R12 to R38) | N | Miscellaneous | New | 0.36706 | 0.64347 | 0.57044 | 0 | 0 | 0 | Fail TRC
[11 empty] | Commercial | Energy Star Commercial Solid Door Freezer | N | Hospitals | New | 9.2918 | 0.62899 | 14.7725 | 0 | 0 | 0 | Fail RIM | [11 empty] | Commercial | Ceiling Insulation(R12 to R38) | N | Offices | New | 0.36706 | 0.64347 | 0.57044 | 0 | 0 | 0 | Fail TRC
[11 empty] | Commercial | Energy Star Commercial Solid Door Freezer | N | Institutional | New | 9.3597 | 0.6321 | 14.8075 | 0 | 0 | 0 | Fail RIM | [11 empty] | Commercial | Ceiling Insulation(R12 to R38) | N | Restaurants | New | 0.39758 | 0.68168 | 0.58323 | 0 | 0 | 0 | Fail TRC
[11 empty] | Commercial | Energy Star Commercial Solid Door Freezer | N | Lodging/Hospitality | New | 9.2918 | 0.62899 | 14.7725 | 0 | 0 | 0 | Fail RIM | [11 empty] | Commercial | Ceiling Insulation(R12 to R38) | N | Retail | New | 0.39758 | 0.68168 | 0.58323 | 0 | 0 | 0 | Fail TRC
[11 empty] | Commercial | Energy Star Commercial Solid Door Freezer | N | Miscellaneous | New | 9.3597 | 0.6321 | 14.8075 | 0 | 0 | 0 | Fail RIM | [11 empty] | Commercial | Ceiling Insulation(R12 to R38) | N | Schools K-12 | New | 0.36706 | 0.64347 | 0.57044 | 0 | 0 | 0 | Fail TRC
[11 empty] | Commercial | Energy Star Commercial Solid Door Freezer | N | Offices | New | 9.3597 | 0.6321 | 14.8075 | 0 | 0 | 0 | Fail RIM | [11 empty] | Commercial | Ceiling Insulation(R12 to R38) | N | Warehouse | New | 0.38527 | 0.66779 | 0.57693 | 0 | 0 | 0 | Fail TRC
[11 empty] | Commercial | Energy Star Commercial Solid Door Freezer | N | Restaurants | New | 9.2918 | 0.62899 | 14.7725 | 0 | 0 | 0 | Fail RIM | [11 empty] | Commercial | Ceiling Insulation(R19 to R38) | N | Assembly | Existing | 0.20538 | 0.64347 | 0.31918 | 0 | 0 | 0 | Fail TRC
[11 empty] | Commercial | Energy Star Commercial Solid Door Freezer | N | Retail | New | 9.3597 | 0.6321 | 14.8075 | 0 | 0 | 0 | Fail RIM | [11 empty] | Commercial | Ceiling Insulation(R19 to R38) | N | College and University | Existing | 0.24116 | 0.72098 | 0.33449 | 0 | 0 | 0 | Fail TRC
[11 empty] | Commercial | Energy Star Commercial Solid Door Freezer | N | Schools K-12 | New | 9.2918 | 0.62899 | 14.7725 | 0 | 0 | 0 | Fail RIM | [11 empty] | Commercial | Ceiling Insulation(R19 to R38) | N | Grocery | Existing | 0.22246 | 0.68168 | 0.32634 | 0 | 0 | 0 | Fail TRC
[11 empty] | Commercial | Energy Star Commercial Solid Door Freezer | N | Warehouse | New | 9.3597 | 0.6321 | 14.8075 | 0 | 0 | 0 | Fail RIM | [11 empty] | Commercial | Ceiling Insulation(R19 to R38) | N | Healthcare | Existing | 0.20538 | 0.64347 | 0.31918 | 0 | 0 | 0 | Fail TRC
[11 empty] | Commercial | Energy Star Commercial Solid Door Refrigerator | N | Assembly | Turnover | 3.1788 | 0.6321 | 5.029 | 0 | 0 | 0 | Fail RIM | [11 empty] | Commercial | Ceiling Insulation(R19 to R38) | N | Hospitals | Existing | 0.24116 | 0.72098 | 0.33449 | 0 | 0 | 0 | Fail TRC
[11 empty] | Commercial | Energy Star Commercial Solid Door Refrigerator | N | College and University | Turnover | 3.1557 | 0.62899 | 5.0171 | 0 | 0 | 0 | Fail RIM | [11 empty] | Commercial | Ceiling Insulation(R19 to R38) | N | Institutional | Existing | 0.20538 | 0.64347 | 0.31918 | 0 | 0 | 0 | Fail TRC
[11 empty] | Commercial | Energy Star Commercial Solid Door Refrigerator | N | Grocery | Turnover | 3.1788 | 0.6321 | 5.029 | 0 | 0 | 0 | Fail RIM | [11 empty] | Commercial | Ceiling Insulation(R19 to R38) | N | Lodging/Hospitality | Existing | 0.24116 | 0.72098 | 0.33449 | 0 | 0 | 0 | Fail TRC
[11 empty] | Commercial | Energy Star Commercial Solid Door Refrigerator | N | Healthcare | Turnover | 3.1557 | 0.62899 | 5.0171 | 0 | 0 | 0 | Fail RIM | [11 empty] | Commercial | Ceiling Insulation(R19 to R38) | N | Miscellaneous | Existing | 0.20538 | 0.64347 | 0.31918 | 0 | 0 | 0 | Fail TRC
[11 empty] | Commercial | Energy Star Commercial Solid Door Refrigerator | N | Hospitals | Turnover | 3.1557 | 0.62899 | 5.0171 | 0 | 0 | 0 | Fail RIM | [11 empty] | Commercial | Ceiling Insulation(R19 to R38) | N | Offices | Existing | 0.20538 | 0.64347 | 0.31918 | 0 | 0 | 0 | Fail TRC
[11 empty] | Commercial | Energy Star Commercial Solid Door Refrigerator | N | Institutional | Turnover | 3.1788 | 0.6321 | 5.029 | 0 | 0 | 0 | Fail RIM | [11 empty] | Commercial | Ceiling Insulation(R19 to R38) | N | Restaurants | Existing | 0.22246 | 0.68168 | 0.32634 | 0 | 0 | 0 | Fail TRC
[11 empty] | Commercial | Energy Star Commercial Solid Door Refrigerator | N | Lodging/Hospitality | Turnover | 3.1557 | 0.62899 | 5.0171 | 0 | 0 | 0 | Fail RIM | [11 empty] | Commercial | Ceiling Insulation(R19 to R38) | N | Retail | Existing | 0.22246 | 0.68168 | 0.32634 | 0 | 0 | 0 | Fail TRC
[11 empty] | Commercial | Energy Star Commercial Solid Door Refrigerator | N | Miscellaneous | Turnover | 3.1788 | 0.6321 | 5.029 | 0 | 0 | 0 | Fail RIM | [11 empty] | Commercial | Ceiling Insulation(R19 to R38) | N | Schools K-12 | Existing | 0.20538 | 0.64347 | 0.31918 | 0 | 0 | 0 | Fail TRC
[11 empty] | Commercial | Energy Star Commercial Solid Door Refrigerator | N | Offices | Turnover | 3.1788 | 0.6321 | 5.029 | 0 | 0 | 0 | Fail RIM | [11 empty] | Commercial | Ceiling Insulation(R19 to R38) | N | Warehouse | Existing | 0.21557 | 0.66779 | 0.32282 | 0 | 0 | 0 | Fail TRC
[11 empty] | Commercial | Energy Star Commercial Solid Door Refrigerator | N | Restaurants | Turnover | 3.1557 | 0.62899 | 5.0171 | 0 | 0 | 0 | Fail RIM | [11 empty] | Commercial | Ceiling Insulation(R19 to R38) | N | Assembly | New | 0.19769 | 0.64347 | 0.30723 | 0 | 0 | 0 | Fail TRC
[11 empty] | Commercial | Energy Star Commercial Solid Door Refrigerator | N | Retail | Turnover | 3.1788 | 0.6321 | 5.029 | 0 | 0 | 0 | Fail RIM | [11 empty] | Commercial | Ceiling Insulation(R19 to R38) | N | College and University | New | 0.23213 | 0.72098 | 0.32196 | 0 | 0 | 0 | Fail TRC
[11 empty] | Commercial | Energy Star Commercial Solid Door Refrigerator | N | Schools K-12 | Turnover | 3.1557 | 0.62899 | 5.0171 | 0 | 0 | 0 | Fail RIM | [11 empty] | Commercial | Ceiling Insulation(R19 to R38) | N | Grocery | New | 0.21413 | 0.68168 | 0.31412 | 0 | 0 | 0 | Fail TRC
[11 empty] | Commercial | Energy Star Commercial Solid Door Refrigerator | N | Warehouse | Turnover | 3.1788 | 0.6321 | 5.029 | 0 | 0 | 0 | Fail RIM | [11 empty] | Commercial | Ceiling Insulation(R19 to R38) | N | Healthcare | New | 0.19769 | 0.64347 | 0.30723 | 0 | 0 | 0 | Fail TRC
[11 empty] | Commercial | Energy Star Commercial Solid Door Refrigerator | N | Assembly | New | 3.1788 | 0.6321 | 5.029 | 0 | 0 | 0 | Fail RIM | [11 empty] | Commercial | Ceiling Insulation(R19 to R38) | N | Hospitals | New | 0.23213 | 0.72098 | 0.32196 | 0 | 0 | 0 | Fail TRC
[11 empty] | Commercial | Energy Star Commercial Solid Door Refrigerator | N | College and University | New | 3.1557 | 0.62899 | 5.0171 | 0 | 0 | 0 | Fail RIM | [11 empty] | Commercial | Ceiling Insulation(R19 to R38) | N | Institutional | New | 0.19769 | 0.64347 | 0.30723 | 0 | 0 | 0 | Fail TRC
[11 empty] | Commercial | Energy Star Commercial Solid Door Refrigerator | N | Grocery | New | 3.1788 | 0.6321 | 5.029 | 0 | 0 | 0 | Fail RIM | [11 empty] | Commercial | Ceiling Insulation(R19 to R38) | N | Lodging/Hospitality | New | 0.23213 | 0.72098 | 0.32196 | 0 | 0 | 0 | Fail TRC
[11 empty] | Commercial | Energy Star Commercial Solid Door Refrigerator | N | Healthcare | New | 3.1557 | 0.62899 | 5.0171 | 0 | 0 | 0 | Fail RIM | [11 empty] | Commercial | Ceiling Insulation(R19 to R38) | N | Miscellaneous | New | 0.19769 | 0.64347 | 0.30723 | 0 | 0 | 0 | Fail TRC
[11 empty] | Commercial | Energy Star Commercial Solid Door Refrigerator | N | Hospitals | New | 3.1557 | 0.62899 | 5.0171 | 0 | 0 | 0 | Fail RIM | [11 empty] | Commercial | Ceiling Insulation(R19 to R38) | N | Offices | New | 0.19769 | 0.64347 | 0.30723 | 0 | 0 | 0 | Fail TRC
[11 empty] | Commercial | Energy Star Commercial Solid Door Refrigerator | N | Institutional | New | 3.1788 | 0.6321 | 5.029 | 0 | 0 | 0 | Fail RIM | [11 empty] | Commercial | Ceiling Insulation(R19 to R38) | N | Restaurants | New | 0.21413 | 0.68168 | 0.31412 | 0 | 0 | 0 | Fail TRC
[11 empty] | Commercial | Energy Star Commercial Solid Door Refrigerator | N | Lodging/Hospitality | New | 3.1557 | 0.62899 | 5.0171 | 0 | 0 | 0 | Fail RIM | [11 empty] | Commercial | Ceiling Insulation(R19 to R38) | N | Retail | New | 0.21413 | 0.68168 | 0.31412 | 0 | 0 | 0 | Fail TRC
[11 empty] | Commercial | Energy Star Commercial Solid Door Refrigerator | N | Miscellaneous | New | 3.1788 | 0.6321 | 5.029 | 0 | 0 | 0 | Fail RIM | [11 empty] | Commercial | Ceiling Insulation(R19 to R38) | N | Schools K-12 | New | 0.19769 | 0.64347 | 0.30723 | 0 | 0 | 0 | Fail TRC
[11 empty] | Commercial | Energy Star Commercial Solid Door Refrigerator | N | Offices | New | 3.1788 | 0.6321 | 5.029 | 0 | 0 | 0 | Fail RIM | [11 empty] | Commercial | Ceiling Insulation(R19 to R38) | N | Warehouse | New | 0.2075 | 0.66779 | 0.31073 | 0 | 0 | 0 | Fail TRC
[11 empty] | Commercial | Energy Star Commercial Solid Door Refrigerator | N | Restaurants | New | 3.1557 | 0.62899 | 5.0171 | 0 | 0 | 0 | Fail RIM | [11 empty] | Commercial | Ceiling Insulation(R30 to R38) | N | Assembly | Existing | 0.071921 | 0.64347 | 0.11177 | 0 | 0 | 0 | Fail TRC
[11 empty] | Commercial | Energy Star Commercial Solid Door Refrigerator | N | Retail | New | 3.1788 | 0.6321 | 5.029 | 0 | 0 | 0 | Fail RIM | [11 empty] | Commercial | Ceiling Insulation(R30 to R38) | N | College and University | Existing | 0.084449 | 0.72098 | 0.11713 | 0 | 0 | 0 | Fail TRC
[11 empty] | Commercial | Energy Star Commercial Solid Door Refrigerator | N | Schools K-12 | New | 3.1557 | 0.62899 | 5.0171 | 0 | 0 | 0 | Fail RIM | [11 empty] | Commercial | Ceiling Insulation(R30 to R38) | N | Grocery | Existing | 0.077901 | 0.68168 | 0.11428 | 0 | 0 | 0 | Fail TRC
[11 empty] | Commercial | Energy Star Commercial Solid Door Refrigerator | N | Warehouse | New | 3.1788 | 0.6321 | 5.029 | 0 | 0 | 0 | Fail RIM | [11 empty] | Commercial | Ceiling Insulation(R30 to R38) | N | Healthcare | Existing | 0.071921 | 0.64347 | 0.11177 | 0 | 0 | 0 | Fail TRC
[11 empty] | Commercial | Energy Star Ice Maker | N | Assembly | Turnover | 0.39387 | 0.59833 | 0.65829 | 0 | 0 | 0 | Fail RIM | [11 empty] | Commercial | Ceiling Insulation(R30 to R38) | N | Hospitals | Existing | 0.084449 | 0.72098 | 0.11713 | 0 | 0 | 0 | Fail TRC
[11 empty] | Commercial | Energy Star Ice Maker | N | College and University | Turnover | 0.39656 | 0.60424 | 0.6563 | 0 | 0 | 0 | Fail RIM | [11 empty] | Commercial | Ceiling Insulation(R30 to R38) | N | Institutional | Existing | 0.071921 | 0.64347 | 0.11177 | 0 | 0 | 0 | Fail TRC
[11 empty] | Commercial | Energy Star Ice Maker | N | Grocery | Turnover | 0.39387 | 0.59833 | 0.65829 | 0 | 0 | 0 | Fail RIM | [11 empty] | Commercial | Ceiling Insulation(R30 to R38) | N | Lodging/Hospitality | Existing | 0.084449 | 0.72098 | 0.11713 | 0 | 0 | 0 | Fail TRC
[11 empty] | Commercial | Energy Star Ice Maker | N | Healthcare | Turnover | 0.39656 | 0.60424 | 0.6563 | 0 | 0 | 0 | Fail RIM | [11 empty] | Commercial | Ceiling Insulation(R30 to R38) | N | Miscellaneous | Existing | 0.071921 | 0.64347 | 0.11177 | 0 | 0 | 0 | Fail TRC
[11 empty] | Commercial | Energy Star Ice Maker | N | Hospitals | Turnover | 0.39656 | 0.60424 | 0.6563 | 0 | 0 | 0 | Fail RIM | [11 empty] | Commercial | Ceiling Insulation(R30 to R38) | N | Offices | Existing | 0.071921 | 0.64347 | 0.11177 | 0 | 0 | 0 | Fail TRC
[11 empty] | Commercial | Energy Star Ice Maker | N | Institutional | Turnover | 0.39387 | 0.59833 | 0.65829 | 0 | 0 | 0 | Fail RIM | [11 empty] | Commercial | Ceiling Insulation(R30 to R38) | N | Restaurants | Existing | 0.077901 | 0.68168 | 0.11428 | 0 | 0 | 0 | Fail TRC
[11 empty] | Commercial | Energy Star Ice Maker | N | Lodging/Hospitality | Turnover | 0.39656 | 0.60424 | 0.6563 | 0 | 0 | 0 | Fail RIM | [11 empty] | Commercial | Ceiling Insulation(R30 to R38) | N | Retail | Existing | 0.077901 | 0.68168 | 0.11428 | 0 | 0 | 0 | Fail TRC
[11 empty] | Commercial | Energy Star Ice Maker | N | Miscellaneous | Turnover | 0.39387 | 0.59833 | 0.65829 | 0 | 0 | 0 | Fail RIM | [11 empty] | Commercial | Ceiling Insulation(R30 to R38) | N | Schools K-12 | Existing | 0.071921 | 0.64347 | 0.11177 | 0 | 0 | 0 | Fail TRC
[11 empty] | Commercial | Energy Star Ice Maker | N | Offices | Turnover | 0.39387 | 0.59833 | 0.65829 | 0 | 0 | 0 | Fail RIM | [11 empty] | Commercial | Ceiling Insulation(R30 to R38) | N | Warehouse | Existing | 0.07549 | 0.66779 | 0.11304 | 0 | 0 | 0 | Fail TRC
[11 empty] | Commercial | Energy Star Ice Maker | N | Restaurants | Turnover | 0.39656 | 0.60424 | 0.6563 | 0 | 0 | 0 | Fail RIM | [11 empty] | Commercial | Ceiling Insulation(R30 to R38) | N | Assembly | New | 0.069228 | 0.64347 | 0.10759 | 0 | 0 | 0 | Fail TRC
[11 empty] | Commercial | Energy Star Ice Maker | N | Retail | Turnover | 0.39387 | 0.59833 | 0.65829 | 0 | 0 | 0 | Fail RIM | [11 empty] | Commercial | Ceiling Insulation(R30 to R38) | N | College and University | New | 0.081287 | 0.72098 | 0.11274 | 0 | 0 | 0 | Fail TRC
[11 empty] | Commercial | Energy Star Ice Maker | N | Schools K-12 | Turnover | 0.39656 | 0.60424 | 0.6563 | 0 | 0 | 0 | Fail RIM | [11 empty] | Commercial | Ceiling Insulation(R30 to R38) | N | Grocery | New | 0.074984 | 0.68168 | 0.11 | 0 | 0 | 0 | Fail TRC
[11 empty] | Commercial | Energy Star Ice Maker | N | Warehouse | Turnover | 0.39387 | 0.59833 | 0.65829 | 0 | 0 | 0 | Fail RIM | [11 empty] | Commercial | Ceiling Insulation(R30 to R38) | N | Healthcare | New | 0.069228 | 0.64347 | 0.10759 | 0 | 0 | 0 | Fail TRC
[11 empty] | Commercial | Energy Star Ice Maker | N | Assembly | New | 0.39387 | 0.59833 | 0.65829 | 0 | 0 | 0 | Fail RIM | [11 empty] | Commercial | Ceiling Insulation(R30 to R38) | N | Hospitals | New | 0.081287 | 0.72098 | 0.11274 | 0 | 0 | 0 | Fail TRC
[11 empty] | Commercial | Energy Star Ice Maker | N | College and University | New | 0.39656 | 0.60424 | 0.6563 | 0 | 0 | 0 | Fail RIM | [11 empty] | Commercial | Ceiling Insulation(R30 to R38) | N | Institutional | New | 0.069228 | 0.64347 | 0.10759 | 0 | 0 | 0 | Fail TRC
[11 empty] | Commercial | Energy Star Ice Maker | N | Grocery | New | 0.39387 | 0.59833 | 0.65829 | 0 | 0 | 0 | Fail RIM | [11 empty] | Commercial | Ceiling Insulation(R30 to R38) | N | Lodging/Hospitality | New | 0.081287 | 0.72098 | 0.11274 | 0 | 0 | 0 | Fail TRC
[11 empty] | Commercial | Energy Star Ice Maker | N | Healthcare | New | 0.39656 | 0.60424 | 0.6563 | 0 | 0 | 0 | Fail RIM | [11 empty] | Commercial | Ceiling Insulation(R30 to R38) | N | Miscellaneous | New | 0.069228 | 0.64347 | 0.10759 | 0 | 0 | 0 | Fail TRC
[11 empty] | Commercial | Energy Star Ice Maker | N | Hospitals | New | 0.39656 | 0.60424 | 0.6563 | 0 | 0 | 0 | Fail RIM | [11 empty] | Commercial | Ceiling Insulation(R30 to R38) | N | Offices | New | 0.069228 | 0.64347 | 0.10759 | 0 | 0 | 0 | Fail TRC
[11 empty] | Commercial | Energy Star Ice Maker | N | Institutional | New | 0.39387 | 0.59833 | 0.65829 | 0 | 0 | 0 | Fail RIM | [11 empty] | Commercial | Ceiling Insulation(R30 to R38) | N | Restaurants | New | 0.074984 | 0.68168 | 0.11 | 0 | 0 | 0 | Fail TRC
[11 empty] | Commercial | Energy Star Ice Maker | N | Lodging/Hospitality | New | 0.39656 | 0.60424 | 0.6563 | 0 | 0 | 0 | Fail RIM | [11 empty] | Commercial | Ceiling Insulation(R30 to R38) | N | Retail | New | 0.074984 | 0.68168 | 0.11 | 0 | 0 | 0 | Fail TRC
[11 empty] | Commercial | Energy Star Ice Maker | N | Miscellaneous | New | 0.39387 | 0.59833 | 0.65829 | 0 | 0 | 0 | Fail RIM | [11 empty] | Commercial | Ceiling Insulation(R30 to R38) | N | Schools K-12 | New | 0.069228 | 0.64347 | 0.10759 | 0 | 0 | 0 | Fail TRC
[11 empty] | Commercial | Energy Star Ice Maker | N | Offices | New | 0.39387 | 0.59833 | 0.65829 | 0 | 0 | 0 | Fail RIM | [11 empty] | Commercial | Ceiling Insulation(R30 to R38) | N | Warehouse | New | 0.072663 | 0.66779 | 0.10881 | 0 | 0 | 0 | Fail TRC
[11 empty] | Commercial | Energy Star Ice Maker | N | Restaurants | New | 0.39656 | 0.60424 | 0.6563 | 0 | 0 | 0 | Fail RIM | [11 empty] | Commercial | Chilled Water Controls Optimization | N | Assembly | Existing | 9.3541 | 0.63536 | 14.7225 | 0 | 0 | 0 | Fail 2-year Threshold
[11 empty] | Commercial | Energy Star Ice Maker | N | Retail | New | 0.39387 | 0.59833 | 0.65829 | 0 | 0 | 0 | Fail RIM | [11 empty] | Commercial | Chilled Water Controls Optimization | N | College and University | Existing | 28.4778 | 0.61654 | 46.1894 | 0 | 0 | 0 | Fail 2-year Threshold
[11 empty] | Commercial | Energy Star Ice Maker | N | Schools K-12 | New | 0.39656 | 0.60424 | 0.6563 | 0 | 0 | 0 | Fail RIM | [11 empty] | Commercial | Chilled Water Controls Optimization | N | Grocery | Existing | 0 | 0 | 0 | 0 | 0 | 0 | Fail TRC
[11 empty] | Commercial | Energy Star Ice Maker | N | Warehouse | New | 0.39387 | 0.59833 | 0.65829 | 0 | 0 | 0 | Fail RIM | [11 empty] | Commercial | Chilled Water Controls Optimization | N | Healthcare | Existing | 14.2791 | 0.63536 | 22.4741 | 0 | 0 | 0 | Fail 2-year Threshold
[11 empty] | Commercial | Energy Star Refrigerator | N | Assembly | Turnover | 0.66702 | 0.6295 | 1.0596 | 0 | 0 | 0 | Fail RIM | [11 empty] | Commercial | Chilled Water Controls Optimization | N | Hospitals | Existing | 78.8734 | 0.61654 | 127.9283 | 0 | 0 | 0 | Fail 2-year Threshold
[11 empty] | Commercial | Energy Star Refrigerator | N | College and University | Turnover | 0.66702 | 0.6295 | 1.0596 | 0 | 0 | 0 | Fail RIM | [11 empty] | Commercial | Chilled Water Controls Optimization | N | Institutional | Existing | 5.0528 | 0.63536 | 7.9526 | 0 | 0 | 0 | Fail 2-year Threshold
[11 empty] | Commercial | Energy Star Refrigerator | N | Grocery | Turnover | 0.66702 | 0.6295 | 1.0596 | 0 | 0 | 0 | Fail RIM | [11 empty] | Commercial | Chilled Water Controls Optimization | N | Lodging/Hospitality | Existing | 38.8659 | 0.63536 | 61.1716 | 0 | 0 | 0 | Fail 2-year Threshold
[11 empty] | Commercial | Energy Star Refrigerator | N | Healthcare | Turnover | 0.66702 | 0.6295 | 1.0596 | 0 | 0 | 0 | Fail RIM | [11 empty] | Commercial | Chilled Water Controls Optimization | N | Miscellaneous | Existing | 12.0351 | 0.63536 | 18.9422 | 0 | 0 | 0 | Fail 2-year Threshold
[11 empty] | Commercial | Energy Star Refrigerator | N | Hospitals | Turnover | 0.66702 | 0.6295 | 1.0596 | 0 | 0 | 0 | Fail RIM | [11 empty] | Commercial | Chilled Water Controls Optimization | N | Offices | Existing | 12.3272 | 0.63536 | 19.402 | 0 | 0 | 0 | Fail 2-year Threshold
[11 empty] | Commercial | Energy Star Refrigerator | N | Institutional | Turnover | 0.66702 | 0.6295 | 1.0596 | 0 | 0 | 0 | Fail RIM | [11 empty] | Commercial | Chilled Water Controls Optimization | N | Restaurants | Existing | 15.1583 | 0.63536 | 23.8579 | 0 | 0 | 0 | Fail 2-year Threshold
[11 empty] | Commercial | Energy Star Refrigerator | N | Lodging/Hospitality | Turnover | 0.66702 | 0.6295 | 1.0596 | 0 | 0 | 0 | Fail RIM | [11 empty] | Commercial | Chilled Water Controls Optimization | N | Retail | Existing | 11.0925 | 0.63536 | 17.4586 | 0 | 0 | 0 | Fail 2-year Threshold
[11 empty] | Commercial | Energy Star Refrigerator | N | Miscellaneous | Turnover | 0.66702 | 0.6295 | 1.0596 | 0 | 0 | 0 | Fail RIM | [11 empty] | Commercial | Chilled Water Controls Optimization | N | Schools K-12 | Existing | 8.5096 | 0.63536 | 13.3934 | 0 | 0 | 0 | Fail 2-year Threshold
[11 empty] | Commercial | Energy Star Refrigerator | N | Offices | Turnover | 0.66702 | 0.6295 | 1.0596 | 0 | 0 | 0 | Fail RIM | [11 empty] | Commercial | Chilled Water Controls Optimization | N | Warehouse | Existing | 3.2874 | 0.63536 | 5.174 | 0 | 0 | 0 | Fail 2-year Threshold
[11 empty] | Commercial | Energy Star Refrigerator | N | Restaurants | Turnover | 0.66702 | 0.6295 | 1.0596 | 0 | 0 | 0 | Fail RIM | [11 empty] | Commercial | Chilled Water Controls Optimization | N | Assembly | New | 9.3541 | 0.63536 | 14.7225 | 0 | 0 | 0 | Fail 2-year Threshold
[11 empty] | Commercial | Energy Star Refrigerator | N | Retail | Turnover | 0.66702 | 0.6295 | 1.0596 | 0 | 0 | 0 | Fail RIM | [11 empty] | Commercial | Chilled Water Controls Optimization | N | College and University | New | 28.4778 | 0.61654 | 46.1894 | 0 | 0 | 0 | Fail 2-year Threshold
[11 empty] | Commercial | Energy Star Refrigerator | N | Schools K-12 | Turnover | 0.66702 | 0.6295 | 1.0596 | 0 | 0 | 0 | Fail RIM | [11 empty] | Commercial | Chilled Water Controls Optimization | N | Grocery | New | 0 | 0 | 0 | 0 | 0 | 0 | Fail TRC
[11 empty] | Commercial | Energy Star Refrigerator | N | Warehouse | Turnover | 0.66702 | 0.6295 | 1.0596 | 0 | 0 | 0 | Fail RIM | [11 empty] | Commercial | Chilled Water Controls Optimization | N | Healthcare | New | 14.2791 | 0.63536 | 22.4741 | 0 | 0 | 0 | Fail 2-year Threshold
[11 empty] | Commercial | Energy Star Refrigerator | N | Assembly | New | 0.66702 | 0.6295 | 1.0596 | 0 | 0 | 0 | Fail RIM | [11 empty] | Commercial | Chilled Water Controls Optimization | N | Hospitals | New | 78.8734 | 0.61654 | 127.9283 | 0 | 0 | 0 | Fail 2-year Threshold
[11 empty] | Commercial | Energy Star Refrigerator | N | College and University | New | 0.66702 | 0.6295 | 1.0596 | 0 | 0 | 0 | Fail RIM | [11 empty] | Commercial | Chilled Water Controls Optimization | N | Institutional | New | 5.0528 | 0.63536 | 7.9526 | 0 | 0 | 0 | Fail 2-year Threshold
[11 empty] | Commercial | Energy Star Refrigerator | N | Grocery | New | 0.66702 | 0.6295 | 1.0596 | 0 | 0 | 0 | Fail RIM | [11 empty] | Commercial | Chilled Water Controls Optimization | N | Lodging/Hospitality | New | 38.8659 | 0.63536 | 61.1716 | 0 | 0 | 0 | Fail 2-year Threshold
[11 empty] | Commercial | Energy Star Refrigerator | N | Healthcare | New | 0.66702 | 0.6295 | 1.0596 | 0 | 0 | 0 | Fail RIM | [11 empty] | Commercial | Chilled Water Controls Optimization | N | Miscellaneous | New | 12.0351 | 0.63536 | 18.9422 | 0 | 0 | 0 | Fail 2-year Threshold
[11 empty] | Commercial | Energy Star Refrigerator | N | Hospitals | New | 0.66702 | 0.6295 | 1.0596 | 0 | 0 | 0 | Fail RIM | [11 empty] | Commercial | Chilled Water Controls Optimization | N | Offices | New | 12.3272 | 0.63536 | 19.402 | 0 | 0 | 0 | Fail 2-year Threshold
[11 empty] | Commercial | Energy Star Refrigerator | N | Institutional | New | 0.66702 | 0.6295 | 1.0596 | 0 | 0 | 0 | Fail RIM | [11 empty] | Commercial | Chilled Water Controls Optimization | N | Restaurants | New | 15.1583 | 0.63536 | 23.8579 | 0 | 0 | 0 | Fail 2-year Threshold
[11 empty] | Commercial | Energy Star Refrigerator | N | Lodging/Hospitality | New | 0.66702 | 0.6295 | 1.0596 | 0 | 0 | 0 | Fail RIM | [11 empty] | Commercial | Chilled Water Controls Optimization | N | Retail | New | 11.0925 | 0.63536 | 17.4586 | 0 | 0 | 0 | Fail 2-year Threshold
[11 empty] | Commercial | Energy Star Refrigerator | N | Miscellaneous | New | 0.66702 | 0.6295 | 1.0596 | 0 | 0 | 0 | Fail RIM | [11 empty] | Commercial | Chilled Water Controls Optimization | N | Schools K-12 | New | 8.5096 | 0.63536 | 13.3934 | 0 | 0 | 0 | Fail 2-year Threshold
[11 empty] | Commercial | Energy Star Refrigerator | N | Offices | New | 0.66702 | 0.6295 | 1.0596 | 0 | 0 | 0 | Fail RIM | [11 empty] | Commercial | Chilled Water Controls Optimization | N | Warehouse | New | 3.2874 | 0.63536 | 5.174 | 0 | 0 | 0 | Fail 2-year Threshold
[11 empty] | Commercial | Energy Star Refrigerator | N | Restaurants | New | 0.66702 | 0.6295 | 1.0596 | 0 | 0 | 0 | Fail RIM | [11 empty] | Commercial | Cool Roof | N | Assembly | Existing | 0.096605 | 0.72159 | 0.13388 | 0 | 0 | 0 | Fail TRC
[11 empty] | Commercial | Energy Star Refrigerator | N | Retail | New | 0.66702 | 0.6295 | 1.0596 | 0 | 0 | 0 | Fail RIM | [11 empty] | Commercial | Cool Roof | N | College and University | Existing | 0.096605 | 0.72159 | 0.13388 | 0 | 0 | 0 | Fail TRC
[11 empty] | Commercial | Energy Star Refrigerator | N | Schools K-12 | New | 0.66702 | 0.6295 | 1.0596 | 0 | 0 | 0 | Fail RIM | [11 empty] | Commercial | Cool Roof | N | Grocery | Existing | 0.096605 | 0.72159 | 0.13388 | 0 | 0 | 0 | Fail TRC
[11 empty] | Commercial | Energy Star Refrigerator | N | Warehouse | New | 0.66702 | 0.6295 | 1.0596 | 0 | 0 | 0 | Fail RIM | [11 empty] | Commercial | Cool Roof | N | Healthcare | Existing | 0.096605 | 0.72159 | 0.13388 | 0 | 0 | 0 | Fail TRC
[11 empty] | Commercial | Energy Star Vending Machine | N | Assembly | Turnover | 0.74089 | 0.64127 | 1.1554 | 0 | 0 | 0 | Fail RIM | [11 empty] | Commercial | Cool Roof | N | Hospitals | Existing | 0.096605 | 0.72159 | 0.13388 | 0 | 0 | 0 | Fail TRC
[11 empty] | Commercial | Energy Star Vending Machine | N | College and University | Turnover | 0.74211 | 0.64229 | 1.1554 | 0 | 0 | 0 | Fail RIM | [11 empty] | Commercial | Cool Roof | N | Institutional | Existing | 0.096605 | 0.72159 | 0.13388 | 0 | 0 | 0 | Fail TRC
[11 empty] | Commercial | Energy Star Vending Machine | N | Grocery | Turnover | 0.74089 | 0.64127 | 1.1554 | 0 | 0 | 0 | Fail RIM | [11 empty] | Commercial | Cool Roof | N | Lodging/Hospitality | Existing | 0.10004 | 0.73543 | 0.13603 | 0 | 0 | 0 | Fail TRC
[11 empty] | Commercial | Energy Star Vending Machine | N | Healthcare | Turnover | 0.74211 | 0.64229 | 1.1554 | 0 | 0 | 0 | Fail RIM | [11 empty] | Commercial | Cool Roof | N | Miscellaneous | Existing | 0.094791 | 0.73322 | 0.12928 | 0 | 0 | 0 | Fail TRC
[11 empty] | Commercial | Energy Star Vending Machine | N | Hospitals | Turnover | 0.74211 | 0.64229 | 1.1554 | 0 | 0 | 0 | Fail RIM | [11 empty] | Commercial | Cool Roof | N | Offices | Existing | 0.096605 | 0.72159 | 0.13388 | 0 | 0 | 0 | Fail TRC
[11 empty] | Commercial | Energy Star Vending Machine | N | Institutional | Turnover | 0.74089 | 0.64127 | 1.1554 | 0 | 0 | 0 | Fail RIM | [11 empty] | Commercial | Cool Roof | N | Restaurants | Existing | 0.096605 | 0.72159 | 0.13388 | 0 | 0 | 0 | Fail TRC
[11 empty] | Commercial | Energy Star Vending Machine | N | Lodging/Hospitality | Turnover | 0.74211 | 0.64229 | 1.1554 | 0 | 0 | 0 | Fail RIM | [11 empty] | Commercial | Cool Roof | N | Retail | Existing | 0.096605 | 0.72159 | 0.13388 | 0 | 0 | 0 | Fail TRC
[11 empty] | Commercial | Energy Star Vending Machine | N | Miscellaneous | Turnover | 0.74089 | 0.64127 | 1.1554 | 0 | 0 | 0 | Fail RIM | [11 empty] | Commercial | Cool Roof | N | Schools K-12 | Existing | 0.096605 | 0.72159 | 0.13388 | 0 | 0 | 0 | Fail TRC
[11 empty] | Commercial | Energy Star Vending Machine | N | Offices | Turnover | 0.74089 | 0.64127 | 1.1554 | 0 | 0 | 0 | Fail RIM | [11 empty] | Commercial | Cool Roof | N | Warehouse | Existing | 0.094791 | 0.73322 | 0.12928 | 0 | 0 | 0 | Fail TRC
[11 empty] | Commercial | Energy Star Vending Machine | N | Restaurants | Turnover | 0.74211 | 0.64229 | 1.1554 | 0 | 0 | 0 | Fail RIM | [11 empty] | Commercial | Cool Roof | N | Assembly | New | 0.096369 | 0.72159 | 0.13355 | 0 | 0 | 0 | Fail TRC
[11 empty] | Commercial | Energy Star Vending Machine | N | Retail | Turnover | 0.74089 | 0.64127 | 1.1554 | 0 | 0 | 0 | Fail RIM | [11 empty] | Commercial | Cool Roof | N | College and University | New | 0.096369 | 0.72159 | 0.13355 | 0 | 0 | 0 | Fail TRC
[11 empty] | Commercial | Energy Star Vending Machine | N | Schools K-12 | Turnover | 0.74211 | 0.64229 | 1.1554 | 0 | 0 | 0 | Fail RIM | [11 empty] | Commercial | Cool Roof | N | Grocery | New | 0.096369 | 0.72159 | 0.13355 | 0 | 0 | 0 | Fail TRC
[11 empty] | Commercial | Energy Star Vending Machine | N | Warehouse | Turnover | 0.74089 | 0.64127 | 1.1554 | 0 | 0 | 0 | Fail RIM | [11 empty] | Commercial | Cool Roof | N | Healthcare | New | 0.096369 | 0.72159 | 0.13355 | 0 | 0 | 0 | Fail TRC
[11 empty] | Commercial | Energy Star Vending Machine | N | Assembly | New | 0.74089 | 0.64127 | 1.1554 | 0 | 0 | 0 | Fail RIM | [11 empty] | Commercial | Cool Roof | N | Hospitals | New | 0.096369 | 0.72159 | 0.13355 | 0 | 0 | 0 | Fail TRC
[11 empty] | Commercial | Energy Star Vending Machine | N | College and University | New | 0.74211 | 0.64229 | 1.1554 | 0 | 0 | 0 | Fail RIM | [11 empty] | Commercial | Cool Roof | N | Institutional | New | 0.096369 | 0.72159 | 0.13355 | 0 | 0 | 0 | Fail TRC
[11 empty] | Commercial | Energy Star Vending Machine | N | Grocery | New | 0.74089 | 0.64127 | 1.1554 | 0 | 0 | 0 | Fail RIM | [11 empty] | Commercial | Cool Roof | N | Lodging/Hospitality | New | 0.099799 | 0.73543 | 0.1357 | 0 | 0 | 0 | Fail TRC
[11 empty] | Commercial | Energy Star Vending Machine | N | Healthcare | New | 0.74211 | 0.64229 | 1.1554 | 0 | 0 | 0 | Fail RIM | [11 empty] | Commercial | Cool Roof | N | Miscellaneous | New | 0.09456 | 0.73322 | 0.12896 | 0 | 0 | 0 | Fail TRC
[11 empty] | Commercial | Energy Star Vending Machine | N | Hospitals | New | 0.74211 | 0.64229 | 1.1554 | 0 | 0 | 0 | Fail RIM | [11 empty] | Commercial | Cool Roof | N | Offices | New | 0.096369 | 0.72159 | 0.13355 | 0 | 0 | 0 | Fail TRC
[11 empty] | Commercial | Energy Star Vending Machine | N | Institutional | New | 0.74089 | 0.64127 | 1.1554 | 0 | 0 | 0 | Fail RIM | [11 empty] | Commercial | Cool Roof | N | Restaurants | New | 0.096369 | 0.72159 | 0.13355 | 0 | 0 | 0 | Fail TRC
[11 empty] | Commercial | Energy Star Vending Machine | N | Lodging/Hospitality | New | 0.74211 | 0.64229 | 1.1554 | 0 | 0 | 0 | Fail RIM | [11 empty] | Commercial | Cool Roof | N | Retail | New | 0.096369 | 0.72159 | 0.13355 | 0 | 0 | 0 | Fail TRC
[11 empty] | Commercial | Energy Star Vending Machine | N | Miscellaneous | New | 0.74089 | 0.64127 | 1.1554 | 0 | 0 | 0 | Fail RIM | [11 empty] | Commercial | Cool Roof | N | Schools K-12 | New | 0.096369 | 0.72159 | 0.13355 | 0 | 0 | 0 | Fail TRC
[11 empty] | Commercial | Energy Star Vending Machine | N | Offices | New | 0.74089 | 0.64127 | 1.1554 | 0 | 0 | 0 | Fail RIM | [11 empty] | Commercial | Cool Roof | N | Warehouse | New | 0.09456 | 0.73322 | 0.12896 | 0 | 0 | 0 | Fail TRC
[11 empty] | Commercial | Energy Star Vending Machine | N | Restaurants | New | 0.74211 | 0.64229 | 1.1554 | 0 | 0 | 0 | Fail RIM | [11 empty] | Commercial | Dedicated Outdoor Air System on VRF unit | N | Assembly | Existing | 0.63551 | 0.67346 | 0.94365 | 0 | 0 | 0 | Fail TRC
[11 empty] | Commercial | Energy Star Vending Machine | N | Retail | New | 0.74089 | 0.64127 | 1.1554 | 0 | 0 | 0 | Fail RIM | [11 empty] | Commercial | Dedicated Outdoor Air System on VRF unit | N | College and University | Existing | 0.67462 | 0.654 | 1.0315 | 0 | 0 | 0 | Fail TRC
[11 empty] | Commercial | Energy Star Vending Machine | N | Schools K-12 | New | 0.74211 | 0.64229 | 1.1554 | 0 | 0 | 0 | Fail RIM | [11 empty] | Commercial | Dedicated Outdoor Air System on VRF unit | N | Grocery | Existing | 0.38028 | 0.67346 | 0.56467 | 0 | 0 | 0 | Fail TRC
[11 empty] | Commercial | Energy Star Vending Machine | N | Warehouse | New | 0.74089 | 0.64127 | 1.1554 | 0 | 0 | 0 | Fail RIM | [11 empty] | Commercial | Dedicated Outdoor Air System on VRF unit | N | Institutional | Existing | 0.35159 | 0.67346 | 0.52206 | 0 | 0 | 0 | Fail TRC
[11 empty] | Commercial | Refrigerated Display Case LED Lighting | N | Assembly | Turnover | 1.2306 | 0.61051 | 2.0157 | 0 | 0 | 0 | Fail RIM | [11 empty] | Commercial | Dedicated Outdoor Air System on VRF unit | N | Lodging/Hospitality | Existing | 0.99407 | 0.654 | 1.52 | 0 | 0 | 0 | Fail TRC
[11 empty] | Commercial | Refrigerated Display Case LED Lighting | N | College and University | Turnover | 1.2151 | 0.60424 | 2.011 | 0 | 0 | 0 | Fail RIM | [11 empty] | Commercial | Dedicated Outdoor Air System on VRF unit | N | Miscellaneous | Existing | 0.35479 | 0.67346 | 0.52682 | 0 | 0 | 0 | Fail TRC
[11 empty] | Commercial | Refrigerated Display Case LED Lighting | N | Grocery | Turnover | 1.2306 | 0.61051 | 2.0157 | 0 | 0 | 0 | Fail RIM | [11 empty] | Commercial | Dedicated Outdoor Air System on VRF unit | N | Offices | Existing | 0.7017 | 0.67346 | 1.0419 | 0 | 0 | 0 | Fail TRC
[11 empty] | Commercial | Refrigerated Display Case LED Lighting | N | Healthcare | Turnover | 1.2151 | 0.60424 | 2.011 | 0 | 0 | 0 | Fail RIM | [11 empty] | Commercial | Dedicated Outdoor Air System on VRF unit | N | Retail | Existing | 0.83322 | 0.67346 | 1.2372 | 0 | 0 | 0 | Fail TRC
[11 empty] | Commercial | Refrigerated Display Case LED Lighting | N | Hospitals | Turnover | 1.2151 | 0.60424 | 2.011 | 0 | 0 | 0 | Fail RIM | [11 empty] | Commercial | Dedicated Outdoor Air System on VRF unit | N | Schools K-12 | Existing | 0.72726 | 0.67346 | 1.0799 | 0 | 0 | 0 | Fail TRC
[11 empty] | Commercial | Refrigerated Display Case LED Lighting | N | Institutional | Turnover | 1.2306 | 0.61051 | 2.0157 | 0 | 0 | 0 | Fail RIM | [11 empty] | Commercial | Dedicated Outdoor Air System on VRF unit | N | Warehouse | Existing | 0.16188 | 0.67346 | 0.24037 | 0 | 0 | 0 | Fail TRC
[11 empty] | Commercial | Refrigerated Display Case LED Lighting | N | Lodging/Hospitality | Turnover | 1.2151 | 0.60424 | 2.011 | 0 | 0 | 0 | Fail RIM | [11 empty] | Commercial | Dedicated Outdoor Air System on VRF unit | N | Assembly | New | 0.63551 | 0.67346 | 0.94365 | 0 | 0 | 0 | Fail TRC
[11 empty] | Commercial | Refrigerated Display Case LED Lighting | N | Miscellaneous | Turnover | 1.2306 | 0.61051 | 2.0157 | 0 | 0 | 0 | Fail RIM | [11 empty] | Commercial | Dedicated Outdoor Air System on VRF unit | N | College and University | New | 0.67462 | 0.654 | 1.0315 | 0 | 0 | 0 | Fail TRC
[11 empty] | Commercial | Refrigerated Display Case LED Lighting | N | Offices | Turnover | 1.2306 | 0.61051 | 2.0157 | 0 | 0 | 0 | Fail RIM | [11 empty] | Commercial | Dedicated Outdoor Air System on VRF unit | N | Grocery | New | 0.38028 | 0.67346 | 0.56467 | 0 | 0 | 0 | Fail TRC
[11 empty] | Commercial | Refrigerated Display Case LED Lighting | N | Restaurants | Turnover | 1.2151 | 0.60424 | 2.011 | 0 | 0 | 0 | Fail RIM | [11 empty] | Commercial | Dedicated Outdoor Air System on VRF unit | N | Institutional | New | 0.35159 | 0.67346 | 0.52206 | 0 | 0 | 0 | Fail TRC
[11 empty] | Commercial | Refrigerated Display Case LED Lighting | N | Retail | Turnover | 1.2306 | 0.61051 | 2.0157 | 0 | 0 | 0 | Fail RIM | [11 empty] | Commercial | Dedicated Outdoor Air System on VRF unit | N | Lodging/Hospitality | New | 0.99407 | 0.654 | 1.52 | 0 | 0 | 0 | Fail TRC
[11 empty] | Commercial | Refrigerated Display Case LED Lighting | N | Schools K-12 | Turnover | 1.2151 | 0.60424 | 2.011 | 0 | 0 | 0 | Fail RIM | [11 empty] | Commercial | Dedicated Outdoor Air System on VRF unit | N | Miscellaneous | New | 0.35479 | 0.67346 | 0.52682 | 0 | 0 | 0 | Fail TRC
[11 empty] | Commercial | Refrigerated Display Case LED Lighting | N | Warehouse | Turnover | 1.2306 | 0.61051 | 2.0157 | 0 | 0 | 0 | Fail RIM | [11 empty] | Commercial | Dedicated Outdoor Air System on VRF unit | N | Offices | New | 0.7017 | 0.67346 | 1.0419 | 0 | 0 | 0 | Fail TRC
[11 empty] | Commercial | Refrigerated Display Case LED Lighting | N | Assembly | New | 0 | 0 | 0 | 0 | 0 | 0 | Fail RIM | [11 empty] | Commercial | Dedicated Outdoor Air System on VRF unit | N | Retail | New | 0.83322 | 0.67346 | 1.2372 | 0 | 0 | 0 | Fail TRC
[11 empty] | Commercial | Refrigerated Display Case LED Lighting | N | College and University | New | 0 | 0 | 0 | 0 | 0 | 0 | Fail RIM | [11 empty] | Commercial | Dedicated Outdoor Air System on VRF unit | N | Schools K-12 | New | 0.72726 | 0.67346 | 1.0799 | 0 | 0 | 0 | Fail TRC
[11 empty] | Commercial | Refrigerated Display Case LED Lighting | N | Grocery | New | 0 | 0 | 0 | 0 | 0 | 0 | Fail RIM | [11 empty] | Commercial | Dedicated Outdoor Air System on VRF unit | N | Warehouse | New | 0.16188 | 0.67346 | 0.24037 | 0 | 0 | 0 | Fail TRC
[11 empty] | Commercial | Refrigerated Display Case LED Lighting | N | Healthcare | New | 0 | 0 | 0 | 0 | 0 | 0 | Fail RIM | [11 empty] | Commercial | Destratification Fans | N | Assembly | Existing | 0.13666 | 0.61491 | 0.22225 | 0 | 0 | 0 | Fail TRC
[11 empty] | Commercial | Refrigerated Display Case LED Lighting | N | Hospitals | New | 0 | 0 | 0 | 0 | 0 | 0 | Fail RIM | [11 empty] | Commercial | Destratification Fans | N | College and University | Existing | 0.24861 | 0.61491 | 0.4043 | 0 | 0 | 0 | Fail TRC
[11 empty] | Commercial | Refrigerated Display Case LED Lighting | N | Institutional | New | 0 | 0 | 0 | 0 | 0 | 0 | Fail RIM | [11 empty] | Commercial | Destratification Fans | N | Grocery | Existing | 0.08954 | 0.61491 | 0.14561 | 0 | 0 | 0 | Fail TRC
[11 empty] | Commercial | Refrigerated Display Case LED Lighting | N | Lodging/Hospitality | New | 0 | 0 | 0 | 0 | 0 | 0 | Fail RIM | [11 empty] | Commercial | Destratification Fans | N | Healthcare | Existing | 0.22395 | 0.61491 | 0.3642 | 0 | 0 | 0 | Fail TRC
[11 empty] | Commercial | Refrigerated Display Case LED Lighting | N | Miscellaneous | New | 0 | 0 | 0 | 0 | 0 | 0 | Fail RIM | [11 empty] | Commercial | Destratification Fans | N | Hospitals | Existing | 0.44222 | 0.61491 | 0.71917 | 0 | 0 | 0 | Fail TRC
[11 empty] | Commercial | Refrigerated Display Case LED Lighting | N | Offices | New | 0 | 0 | 0 | 0 | 0 | 0 | Fail RIM | [11 empty] | Commercial | Destratification Fans | N | Institutional | Existing | 0.049227 | 0.61491 | 0.080056 | 0 | 0 | 0 | Fail TRC
[11 empty] | Commercial | Refrigerated Display Case LED Lighting | N | Restaurants | New | 0 | 0 | 0 | 0 | 0 | 0 | Fail RIM | [11 empty] | Commercial | Destratification Fans | N | Lodging/Hospitality | Existing | 0.074261 | 0.61491 | 0.12077 | 0 | 0 | 0 | Fail TRC
[11 empty] | Commercial | Refrigerated Display Case LED Lighting | N | Retail | New | 0 | 0 | 0 | 0 | 0 | 0 | Fail RIM | [11 empty] | Commercial | Destratification Fans | N | Miscellaneous | Existing | 0.11349 | 0.61491 | 0.18456 | 0 | 0 | 0 | Fail TRC
[11 empty] | Commercial | Refrigerated Display Case LED Lighting | N | Schools K-12 | New | 0 | 0 | 0 | 0 | 0 | 0 | Fail RIM | [11 empty] | Commercial | Destratification Fans | N | Offices | Existing | 0.024856 | 0.61491 | 0.040422 | 0 | 0 | 0 | Fail TRC
[11 empty] | Commercial | Refrigerated Display Case LED Lighting | N | Warehouse | New | 0 | 0 | 0 | 0 | 0 | 0 | Fail RIM | [11 empty] | Commercial | Destratification Fans | N | Restaurants | Existing | 0.19645 | 0.61491 | 0.31948 | 0 | 0 | 0 | Fail TRC
[11 empty] | Commercial | 10HP Open Drip-Proof(ODP) Motor | N | Assembly | Turnover | 0.22564 | 0.65121 | 0.3465 | 0 | 0 | 0 | Fail RIM | [11 empty] | Commercial | Destratification Fans | N | Retail | Existing | 0.23509 | 0.61491 | 0.38231 | 0 | 0 | 0 | Fail TRC
[11 empty] | Commercial | 10HP Open Drip-Proof(ODP) Motor | N | College and University | Turnover | 0.22363 | 0.64596 | 0.34619 | 0 | 0 | 0 | Fail RIM | [11 empty] | Commercial | Destratification Fans | N | Schools K-12 | Existing | 0.74332 | 0.61491 | 1.2088 | 0 | 0 | 0 | Fail TRC
[11 empty] | Commercial | 10HP Open Drip-Proof(ODP) Motor | N | Grocery | Turnover | 0.22564 | 0.65121 | 0.3465 | 0 | 0 | 0 | Fail RIM | [11 empty] | Commercial | Destratification Fans | N | Warehouse | Existing | 0.081483 | 0.61491 | 0.13251 | 0 | 0 | 0 | Fail TRC
[11 empty] | Commercial | 10HP Open Drip-Proof(ODP) Motor | N | Healthcare | Turnover | 0.22363 | 0.64596 | 0.34619 | 0 | 0 | 0 | Fail RIM | [11 empty] | Commercial | Destratification Fans | N | Assembly | New | 0.13666 | 0.61491 | 0.22225 | 0 | 0 | 0 | Fail TRC
[11 empty] | Commercial | 10HP Open Drip-Proof(ODP) Motor | N | Hospitals | Turnover | 0.22363 | 0.64596 | 0.34619 | 0 | 0 | 0 | Fail RIM | [11 empty] | Commercial | Destratification Fans | N | College and University | New | 0.24861 | 0.61491 | 0.4043 | 0 | 0 | 0 | Fail TRC
[11 empty] | Commercial | 10HP Open Drip-Proof(ODP) Motor | N | Institutional | Turnover | 0.22564 | 0.65121 | 0.3465 | 0 | 0 | 0 | Fail RIM | [11 empty] | Commercial | Destratification Fans | N | Grocery | New | 0.08954 | 0.61491 | 0.14561 | 0 | 0 | 0 | Fail TRC
[11 empty] | Commercial | 10HP Open Drip-Proof(ODP) Motor | N | Lodging/Hospitality | Turnover | 0.22363 | 0.64596 | 0.34619 | 0 | 0 | 0 | Fail RIM | [11 empty] | Commercial | Destratification Fans | N | Healthcare | New | 0.22395 | 0.61491 | 0.3642 | 0 | 0 | 0 | Fail TRC
[11 empty] | Commercial | 10HP Open Drip-Proof(ODP) Motor | N | Miscellaneous | Turnover | 0.22564 | 0.65121 | 0.3465 | 0 | 0 | 0 | Fail RIM | [11 empty] | Commercial | Destratification Fans | N | Hospitals | New | 0.44222 | 0.61491 | 0.71917 | 0 | 0 | 0 | Fail TRC
[11 empty] | Commercial | 10HP Open Drip-Proof(ODP) Motor | N | Offices | Turnover | 0.22564 | 0.65121 | 0.3465 | 0 | 0 | 0 | Fail RIM | [11 empty] | Commercial | Destratification Fans | N | Institutional | New | 0.049227 | 0.61491 | 0.080056 | 0 | 0 | 0 | Fail TRC
[11 empty] | Commercial | 10HP Open Drip-Proof(ODP) Motor | N | Restaurants | Turnover | 0.22363 | 0.64596 | 0.34619 | 0 | 0 | 0 | Fail RIM | [11 empty] | Commercial | Destratification Fans | N | Lodging/Hospitality | New | 0.074261 | 0.61491 | 0.12077 | 0 | 0 | 0 | Fail TRC
[11 empty] | Commercial | 10HP Open Drip-Proof(ODP) Motor | N | Retail | Turnover | 0.22564 | 0.65121 | 0.3465 | 0 | 0 | 0 | Fail RIM | [11 empty] | Commercial | Destratification Fans | N | Miscellaneous | New | 0.11349 | 0.61491 | 0.18456 | 0 | 0 | 0 | Fail TRC
[11 empty] | Commercial | 10HP Open Drip-Proof(ODP) Motor | N | Schools K-12 | Turnover | 0.22363 | 0.64596 | 0.34619 | 0 | 0 | 0 | Fail RIM | [11 empty] | Commercial | Destratification Fans | N | Offices | New | 0.024856 | 0.61491 | 0.040422 | 0 | 0 | 0 | Fail TRC
[11 empty] | Commercial | 10HP Open Drip-Proof(ODP) Motor | N | Warehouse | Turnover | 0.22564 | 0.65121 | 0.3465 | 0 | 0 | 0 | Fail RIM | [11 empty] | Commercial | Destratification Fans | N | Restaurants | New | 0.19645 | 0.61491 | 0.31948 | 0 | 0 | 0 | Fail TRC
[11 empty] | Commercial | 10HP Open Drip-Proof(ODP) Motor | N | Assembly | New | 0.22564 | 0.65121 | 0.3465 | 0 | 0 | 0 | Fail RIM | [11 empty] | Commercial | Destratification Fans | N | Retail | New | 0.23509 | 0.61491 | 0.38231 | 0 | 0 | 0 | Fail TRC
[11 empty] | Commercial | 10HP Open Drip-Proof(ODP) Motor | N | College and University | New | 0.22363 | 0.64596 | 0.34619 | 0 | 0 | 0 | Fail RIM | [11 empty] | Commercial | Destratification Fans | N | Schools K-12 | New | 0.74332 | 0.61491 | 1.2088 | 0 | 0 | 0 | Fail TRC
[11 empty] | Commercial | 10HP Open Drip-Proof(ODP) Motor | N | Grocery | New | 0.22564 | 0.65121 | 0.3465 | 0 | 0 | 0 | Fail RIM | [11 empty] | Commercial | Destratification Fans | N | Warehouse | New | 0.081483 | 0.61491 | 0.13251 | 0 | 0 | 0 | Fail TRC
[11 empty] | Commercial | 10HP Open Drip-Proof(ODP) Motor | N | Healthcare | New | 0.22363 | 0.64596 | 0.34619 | 0 | 0 | 0 | Fail RIM | [11 empty] | Commercial | Duct Insulation | N | Assembly | Existing | 0.042308 | 0.67789 | 0.062412 | 0 | 0 | 0 | Fail TRC
[11 empty] | Commercial | 10HP Open Drip-Proof(ODP) Motor | N | Hospitals | New | 0.22363 | 0.64596 | 0.34619 | 0 | 0 | 0 | Fail RIM | [11 empty] | Commercial | Duct Insulation | N | College and University | Existing | 0.064118 | 0.67789 | 0.094585 | 0 | 0 | 0 | Fail TRC
[11 empty] | Commercial | 10HP Open Drip-Proof(ODP) Motor | N | Institutional | New | 0.22564 | 0.65121 | 0.3465 | 0 | 0 | 0 | Fail RIM | [11 empty] | Commercial | Duct Insulation | N | Grocery | Existing | 0.41654 | 0.67789 | 0.61446 | 0 | 0 | 0 | Fail TRC
[11 empty] | Commercial | 10HP Open Drip-Proof(ODP) Motor | N | Lodging/Hospitality | New | 0.22363 | 0.64596 | 0.34619 | 0 | 0 | 0 | Fail RIM | [11 empty] | Commercial | Duct Insulation | N | Healthcare | Existing | 0.17026 | 0.67789 | 0.25116 | 0 | 0 | 0 | Fail TRC
[11 empty] | Commercial | 10HP Open Drip-Proof(ODP) Motor | N | Miscellaneous | New | 0.22564 | 0.65121 | 0.3465 | 0 | 0 | 0 | Fail RIM | [11 empty] | Commercial | Duct Insulation | N | Hospitals | Existing | 0.17026 | 0.67789 | 0.25116 | 0 | 0 | 0 | Fail TRC
[11 empty] | Commercial | 10HP Open Drip-Proof(ODP) Motor | N | Offices | New | 0.22564 | 0.65121 | 0.3465 | 0 | 0 | 0 | Fail RIM | [11 empty] | Commercial | Duct Insulation | N | Institutional | Existing | 0.19196 | 0.67789 | 0.28317 | 0 | 0 | 0 | Fail TRC
[11 empty] | Commercial | 10HP Open Drip-Proof(ODP) Motor | N | Restaurants | New | 0.22363 | 0.64596 | 0.34619 | 0 | 0 | 0 | Fail RIM | [11 empty] | Commercial | Duct Insulation | N | Lodging/Hospitality | Existing | 0.096098 | 0.67789 | 0.14176 | 0 | 0 | 0 | Fail TRC
[11 empty] | Commercial | 10HP Open Drip-Proof(ODP) Motor | N | Retail | New | 0.22564 | 0.65121 | 0.3465 | 0 | 0 | 0 | Fail RIM | [11 empty] | Commercial | Duct Insulation | N | Miscellaneous | Existing | 0.13078 | 0.67789 | 0.19292 | 0 | 0 | 0 | Fail TRC
[11 empty] | Commercial | 10HP Open Drip-Proof(ODP) Motor | N | Schools K-12 | New | 0.22363 | 0.64596 | 0.34619 | 0 | 0 | 0 | Fail RIM | [11 empty] | Commercial | Duct Insulation | N | Offices | Existing | 0.17567 | 0.67789 | 0.25915 | 0 | 0 | 0 | Fail TRC
[11 empty] | Commercial | 10HP Open Drip-Proof(ODP) Motor | N | Warehouse | New | 0.22564 | 0.65121 | 0.3465 | 0 | 0 | 0 | Fail RIM | [11 empty] | Commercial | Duct Insulation | N | Restaurants | Existing | 0.40258 | 0.67789 | 0.59388 | 0 | 0 | 0 | Fail TRC
[11 empty] | Commercial | High Speed Fans | N | Assembly | Turnover | 1.255 | 0.60539 | 2.0731 | 0 | 0 | 0 | Fail RIM | [11 empty] | Commercial | Duct Insulation | N | Retail | Existing | 0.078052 | 0.67789 | 0.11514 | 0 | 0 | 0 | Fail TRC
[11 empty] | Commercial | High Speed Fans | N | College and University | Turnover | 1.2436 | 0.60056 | 2.0707 | 0 | 0 | 0 | Fail RIM | [11 empty] | Commercial | Duct Insulation | N | Schools K-12 | Existing | 0.064118 | 0.67789 | 0.094585 | 0 | 0 | 0 | Fail TRC
[11 empty] | Commercial | High Speed Fans | N | Grocery | Turnover | 1.255 | 0.60539 | 2.0731 | 0 | 0 | 0 | Fail RIM | [11 empty] | Commercial | Duct Insulation | N | Warehouse | Existing | 0.020643 | 0.67789 | 0.030451 | 0 | 0 | 0 | Fail TRC
[11 empty] | Commercial | High Speed Fans | N | Healthcare | Turnover | 1.2436 | 0.60056 | 2.0707 | 0 | 0 | 0 | Fail RIM | [11 empty] | Commercial | Duct Insulation | N | Assembly | New | 0.042308 | 0.67789 | 0.062412 | 0 | 0 | 0 | Fail TRC
[11 empty] | Commercial | High Speed Fans | N | Hospitals | Turnover | 1.2436 | 0.60056 | 2.0707 | 0 | 0 | 0 | Fail RIM | [11 empty] | Commercial | Duct Insulation | N | College and University | New | 0.064118 | 0.67789 | 0.094585 | 0 | 0 | 0 | Fail TRC
[11 empty] | Commercial | High Speed Fans | N | Institutional | Turnover | 1.255 | 0.60539 | 2.0731 | 0 | 0 | 0 | Fail RIM | [11 empty] | Commercial | Duct Insulation | N | Grocery | New | 0.41654 | 0.67789 | 0.61446 | 0 | 0 | 0 | Fail TRC
[11 empty] | Commercial | High Speed Fans | N | Lodging/Hospitality | Turnover | 1.2436 | 0.60056 | 2.0707 | 0 | 0 | 0 | Fail RIM | [11 empty] | Commercial | Duct Insulation | N | Healthcare | New | 0.17026 | 0.67789 | 0.25116 | 0 | 0 | 0 | Fail TRC
[11 empty] | Commercial | High Speed Fans | N | Miscellaneous | Turnover | 1.255 | 0.60539 | 2.0731 | 0 | 0 | 0 | Fail RIM | [11 empty] | Commercial | Duct Insulation | N | Hospitals | New | 0.17026 | 0.67789 | 0.25116 | 0 | 0 | 0 | Fail TRC
[11 empty] | Commercial | High Speed Fans | N | Offices | Turnover | 1.255 | 0.60539 | 2.0731 | 0 | 0 | 0 | Fail RIM | [11 empty] | Commercial | Duct Insulation | N | Institutional | New | 0.19196 | 0.67789 | 0.28317 | 0 | 0 | 0 | Fail TRC
[11 empty] | Commercial | High Speed Fans | N | Restaurants | Turnover | 1.2436 | 0.60056 | 2.0707 | 0 | 0 | 0 | Fail RIM | [11 empty] | Commercial | Duct Insulation | N | Lodging/Hospitality | New | 0.096098 | 0.67789 | 0.14176 | 0 | 0 | 0 | Fail TRC
[11 empty] | Commercial | High Speed Fans | N | Retail | Turnover | 1.255 | 0.60539 | 2.0731 | 0 | 0 | 0 | Fail RIM | [11 empty] | Commercial | Duct Insulation | N | Miscellaneous | New | 0.13078 | 0.67789 | 0.19292 | 0 | 0 | 0 | Fail TRC
[11 empty] | Commercial | High Speed Fans | N | Schools K-12 | Turnover | 1.2436 | 0.60056 | 2.0707 | 0 | 0 | 0 | Fail RIM | [11 empty] | Commercial | Duct Insulation | N | Offices | New | 0.17567 | 0.67789 | 0.25915 | 0 | 0 | 0 | Fail TRC
[11 empty] | Commercial | High Speed Fans | N | Warehouse | Turnover | 1.255 | 0.60539 | 2.0731 | 0 | 0 | 0 | Fail RIM | [11 empty] | Commercial | Duct Insulation | N | Restaurants | New | 0.40258 | 0.67789 | 0.59388 | 0 | 0 | 0 | Fail TRC
[11 empty] | Commercial | High Speed Fans | N | Assembly | New | 1.255 | 0.60539 | 2.0731 | 0 | 0 | 0 | Fail RIM | [11 empty] | Commercial | Duct Insulation | N | Retail | New | 0.078052 | 0.67789 | 0.11514 | 0 | 0 | 0 | Fail TRC
[11 empty] | Commercial | High Speed Fans | N | College and University | New | 1.2436 | 0.60056 | 2.0707 | 0 | 0 | 0 | Fail RIM | [11 empty] | Commercial | Duct Insulation | N | Schools K-12 | New | 0.064118 | 0.67789 | 0.094585 | 0 | 0 | 0 | Fail TRC
[11 empty] | Commercial | High Speed Fans | N | Grocery | New | 1.255 | 0.60539 | 2.0731 | 0 | 0 | 0 | Fail RIM | [11 empty] | Commercial | Duct Insulation | N | Warehouse | New | 0.020643 | 0.67789 | 0.030451 | 0 | 0 | 0 | Fail TRC
[11 empty] | Commercial | High Speed Fans | N | Healthcare | New | 1.2436 | 0.60056 | 2.0707 | 0 | 0 | 0 | Fail RIM | [11 empty] | Commercial | Duct Sealing Repair | N | Grocery | Existing | 20.9732 | 0.67164 | 31.2267 | 0 | 0 | 0 | Fail 2-year Threshold
[11 empty] | Commercial | High Speed Fans | N | Hospitals | New | 1.2436 | 0.60056 | 2.0707 | 0 | 0 | 0 | Fail RIM | [11 empty] | Commercial | Duct Sealing Repair | N | Healthcare | Existing | 8.5727 | 0.67164 | 12.7638 | 0 | 0 | 0 | Fail 2-year Threshold
[11 empty] | Commercial | High Speed Fans | N | Institutional | New | 1.255 | 0.60539 | 2.0731 | 0 | 0 | 0 | Fail RIM | [11 empty] | Commercial | Duct Sealing Repair | N | Hospitals | Existing | 8.5727 | 0.67164 | 12.7638 | 0 | 0 | 0 | Fail 2-year Threshold
[11 empty] | Commercial | High Speed Fans | N | Lodging/Hospitality | New | 1.2436 | 0.60056 | 2.0707 | 0 | 0 | 0 | Fail RIM | [11 empty] | Commercial | Duct Sealing Repair | N | Institutional | Existing | 9.6654 | 0.67164 | 14.3906 | 0 | 0 | 0 | Fail 2-year Threshold
[11 empty] | Commercial | High Speed Fans | N | Miscellaneous | New | 1.255 | 0.60539 | 2.0731 | 0 | 0 | 0 | Fail RIM | [11 empty] | Commercial | Duct Sealing Repair | N | Lodging/Hospitality | Existing | 4.8386 | 0.67164 | 7.2042 | 0 | 0 | 0 | Fail 2-year Threshold
[11 empty] | Commercial | High Speed Fans | N | Offices | New | 1.255 | 0.60539 | 2.0731 | 0 | 0 | 0 | Fail RIM | [11 empty] | Commercial | Duct Sealing Repair | N | Miscellaneous | Existing | 6.5849 | 0.67164 | 9.8041 | 0 | 0 | 0 | Fail 2-year Threshold
[11 empty] | Commercial | High Speed Fans | N | Restaurants | New | 1.2436 | 0.60056 | 2.0707 | 0 | 0 | 0 | Fail RIM | [11 empty] | Commercial | Duct Sealing Repair | N | Offices | Existing | 8.8454 | 0.67164 | 13.1698 | 0 | 0 | 0 | Fail 2-year Threshold
[11 empty] | Commercial | High Speed Fans | N | Retail | New | 1.255 | 0.60539 | 2.0731 | 0 | 0 | 0 | Fail RIM | [11 empty] | Commercial | Duct Sealing Repair | N | Restaurants | Existing | 20.2706 | 0.67164 | 30.1806 | 0 | 0 | 0 | Fail 2-year Threshold
[11 empty] | Commercial | High Speed Fans | N | Schools K-12 | New | 1.2436 | 0.60056 | 2.0707 | 0 | 0 | 0 | Fail RIM | [11 empty] | Commercial | Duct Sealing Repair | N | Grocery | New | 20.9732 | 0.67164 | 31.2267 | 0 | 0 | 0 | Fail 2-year Threshold
[11 empty] | Commercial | High Speed Fans | N | Warehouse | New | 1.255 | 0.60539 | 2.0731 | 0 | 0 | 0 | Fail RIM | [11 empty] | Commercial | Duct Sealing Repair | N | Healthcare | New | 8.5727 | 0.67164 | 12.7638 | 0 | 0 | 0 | Fail 2-year Threshold
[11 empty] | Commercial | Drain Water Heat Recovery | N | Assembly | Existing | 0.092946 | 0.65282 | 0.14238 | 0 | 0 | 0 | Fail RIM | [11 empty] | Commercial | Duct Sealing Repair | N | Hospitals | New | 8.5727 | 0.67164 | 12.7638 | 0 | 0 | 0 | Fail 2-year Threshold
[11 empty] | Commercial | Drain Water Heat Recovery | N | College and University | Existing | 0.2042 | 0.63411 | 0.32203 | 0 | 0 | 0 | Fail RIM | [11 empty] | Commercial | Duct Sealing Repair | N | Institutional | New | 9.6654 | 0.67164 | 14.3906 | 0 | 0 | 0 | Fail 2-year Threshold
[11 empty] | Commercial | Drain Water Heat Recovery | N | Grocery | Existing | 0.17742 | 0.63678 | 0.27862 | 0 | 0 | 0 | Fail RIM | [11 empty] | Commercial | Duct Sealing Repair | N | Lodging/Hospitality | New | 4.8386 | 0.67164 | 7.2042 | 0 | 0 | 0 | Fail 2-year Threshold
[11 empty] | Commercial | Drain Water Heat Recovery | N | Healthcare | Existing | 0.12393 | 0.65282 | 0.18983 | 0 | 0 | 0 | Fail RIM | [11 empty] | Commercial | Duct Sealing Repair | N | Miscellaneous | New | 6.5849 | 0.67164 | 9.8041 | 0 | 0 | 0 | Fail 2-year Threshold
[11 empty] | Commercial | Drain Water Heat Recovery | N | Hospitals | Existing | 0.23873 | 0.63411 | 0.37648 | 0 | 0 | 0 | Fail RIM | [11 empty] | Commercial | Duct Sealing Repair | N | Offices | New | 8.8454 | 0.67164 | 13.1698 | 0 | 0 | 0 | Fail 2-year Threshold
[11 empty] | Commercial | Drain Water Heat Recovery | N | Institutional | Existing | 0.29743 | 0.65282 | 0.4556 | 0 | 0 | 0 | Fail RIM | [11 empty] | Commercial | Duct Sealing Repair | N | Restaurants | New | 20.2706 | 0.67164 | 30.1806 | 0 | 0 | 0 | Fail 2-year Threshold
[11 empty] | Commercial | Drain Water Heat Recovery | N | Lodging/Hospitality | Existing | 0.28387 | 0.63678 | 0.44579 | 0 | 0 | 0 | Fail RIM | [11 empty] | Commercial | ECM Motors on Furnaces | N | Grocery | Existing | 4.9947 | 0.63096 | 7.916 | 0 | 0 | 0 | Fail 2-year Threshold
[11 empty] | Commercial | Drain Water Heat Recovery | N | Miscellaneous | Existing | 0.27884 | 0.65282 | 0.42713 | 0 | 0 | 0 | Fail RIM | [11 empty] | Commercial | ECM Motors on Furnaces | N | Healthcare | Existing | 4.6917 | 0.65014 | 7.2165 | 0 | 0 | 0 | Fail 2-year Threshold
[11 empty] | Commercial | Drain Water Heat Recovery | N | Offices | Existing | 0.25818 | 0.65282 | 0.39549 | 0 | 0 | 0 | Fail RIM | [11 empty] | Commercial | ECM Motors on Furnaces | N | Hospitals | Existing | 5.2296 | 0.63693 | 8.2106 | 0 | 0 | 0 | Fail 2-year Threshold
[11 empty] | Commercial | Drain Water Heat Recovery | N | Restaurants | Existing | 0.14785 | 0.63678 | 0.23218 | 0 | 0 | 0 | Fail RIM | [11 empty] | Commercial | ECM Motors on Furnaces | N | Restaurants | Existing | 10.7095 | 0.63096 | 16.9734 | 0 | 0 | 0 | Fail 2-year Threshold
[11 empty] | Commercial | Drain Water Heat Recovery | N | Retail | Existing | 0.17564 | 0.63678 | 0.27583 | 0 | 0 | 0 | Fail RIM | [11 empty] | Commercial | ECM Motors on Furnaces | N | Retail | Existing | 6.7138 | 0.63096 | 10.6406 | 0 | 0 | 0 | Fail 2-year Threshold
[11 empty] | Commercial | Drain Water Heat Recovery | N | Schools K-12 | Existing | 0.038728 | 0.65282 | 0.059325 | 0 | 0 | 0 | Fail RIM | [11 empty] | Commercial | ECM Motors on Furnaces | N | Schools K-12 | Existing | 6.3673 | 0.65014 | 9.7938 | 0 | 0 | 0 | Fail 2-year Threshold
[11 empty] | Commercial | Drain Water Heat Recovery | N | Warehouse | Existing | 0.18589 | 0.65282 | 0.28475 | 0 | 0 | 0 | Fail RIM | [11 empty] | Commercial | ECM Motors on Furnaces | N | Grocery | New | 4.9947 | 0.63096 | 7.916 | 0 | 0 | 0 | Fail 2-year Threshold
[11 empty] | Commercial | Drain Water Heat Recovery | N | Assembly | New | 0.088913 | 0.65282 | 0.1362 | 0 | 0 | 0 | Fail RIM | [11 empty] | Commercial | ECM Motors on Furnaces | N | Healthcare | New | 4.6917 | 0.65014 | 7.2165 | 0 | 0 | 0 | Fail 2-year Threshold
[11 empty] | Commercial | Drain Water Heat Recovery | N | College and University | New | 0.19534 | 0.63411 | 0.30806 | 0 | 0 | 0 | Fail RIM | [11 empty] | Commercial | ECM Motors on Furnaces | N | Hospitals | New | 5.2296 | 0.63693 | 8.2106 | 0 | 0 | 0 | Fail 2-year Threshold
[11 empty] | Commercial | Drain Water Heat Recovery | N | Grocery | New | 0.16972 | 0.63678 | 0.26653 | 0 | 0 | 0 | Fail RIM | [11 empty] | Commercial | ECM Motors on Furnaces | N | Restaurants | New | 10.7095 | 0.63096 | 16.9734 | 0 | 0 | 0 | Fail 2-year Threshold
[11 empty] | Commercial | Drain Water Heat Recovery | N | Healthcare | New | 0.11855 | 0.65282 | 0.1816 | 0 | 0 | 0 | Fail RIM | [11 empty] | Commercial | ECM Motors on Furnaces | N | Retail | New | 6.7138 | 0.63096 | 10.6406 | 0 | 0 | 0 | Fail 2-year Threshold
[11 empty] | Commercial | Drain Water Heat Recovery | N | Hospitals | New | 0.22837 | 0.63411 | 0.36014 | 0 | 0 | 0 | Fail RIM | [11 empty] | Commercial | ECM Motors on Furnaces | N | Schools K-12 | New | 6.3673 | 0.65014 | 9.7938 | 0 | 0 | 0 | Fail 2-year Threshold
[11 empty] | Commercial | Drain Water Heat Recovery | N | Institutional | New | 0.28452 | 0.65282 | 0.43584 | 0 | 0 | 0 | Fail RIM | [11 empty] | Commercial | Energy Recovery Ventilation System (ERV) | N | Assembly | Existing | 0.08027 | 0.90382 | 0.088812 | 0 | 0 | 0 | Fail TRC
[11 empty] | Commercial | Drain Water Heat Recovery | N | Lodging/Hospitality | New | 0.27155 | 0.63678 | 0.42645 | 0 | 0 | 0 | Fail RIM | [11 empty] | Commercial | Energy Recovery Ventilation System (ERV) | N | College and University | Existing | 0.068294 | 0.90382 | 0.075561 | 0 | 0 | 0 | Fail TRC
[11 empty] | Commercial | Drain Water Heat Recovery | N | Miscellaneous | New | 0.26674 | 0.65282 | 0.4086 | 0 | 0 | 0 | Fail RIM | [11 empty] | Commercial | Energy Recovery Ventilation System (ERV) | N | Grocery | Existing | 0.43045 | 0.90382 | 0.47626 | 0 | 0 | 0 | Fail TRC
[11 empty] | Commercial | Drain Water Heat Recovery | N | Offices | New | 0.24698 | 0.65282 | 0.37833 | 0 | 0 | 0 | Fail RIM | [11 empty] | Commercial | Energy Recovery Ventilation System (ERV) | N | Healthcare | Existing | 0.17594 | 0.90382 | 0.19467 | 0 | 0 | 0 | Fail TRC
[11 empty] | Commercial | Drain Water Heat Recovery | N | Restaurants | New | 0.14143 | 0.63678 | 0.22211 | 0 | 0 | 0 | Fail RIM | [11 empty] | Commercial | Energy Recovery Ventilation System (ERV) | N | Hospitals | Existing | 0.17594 | 0.90382 | 0.19467 | 0 | 0 | 0 | Fail TRC
[11 empty] | Commercial | Drain Water Heat Recovery | N | Retail | New | 0.16802 | 0.63678 | 0.26386 | 0 | 0 | 0 | Fail RIM | [11 empty] | Commercial | Energy Recovery Ventilation System (ERV) | N | Institutional | Existing | 0.19837 | 0.90382 | 0.21948 | 0 | 0 | 0 | Fail TRC
[11 empty] | Commercial | Drain Water Heat Recovery | N | Schools K-12 | New | 0.037048 | 0.65282 | 0.056751 | 0 | 0 | 0 | Fail RIM | [11 empty] | Commercial | Energy Recovery Ventilation System (ERV) | N | Lodging/Hospitality | Existing | 0.099308 | 0.90382 | 0.10988 | 0 | 0 | 0 | Fail TRC
[11 empty] | Commercial | Drain Water Heat Recovery | N | Warehouse | New | 0.17783 | 0.65282 | 0.2724 | 0 | 0 | 0 | Fail RIM | [11 empty] | Commercial | Energy Recovery Ventilation System (ERV) | N | Miscellaneous | Existing | 0.13519 | 0.90382 | 0.14958 | 0 | 0 | 0 | Fail TRC
[11 empty] | Commercial | Faucet Aerator | N | Assembly | Existing | 6.3913 | 0.60878 | 10.4985 | 0 | 0 | 0 | Fail RIM | [11 empty] | Commercial | Energy Recovery Ventilation System (ERV) | N | Offices | Existing | 0.11183 | 0.90382 | 0.12373 | 0 | 0 | 0 | Fail TRC
[11 empty] | Commercial | Faucet Aerator | N | College and University | Existing | 6.2671 | 0.60533 | 10.3532 | 0 | 0 | 0 | Fail RIM | [11 empty] | Commercial | Energy Recovery Ventilation System (ERV) | N | Restaurants | Existing | 0.45644 | 0.90382 | 0.50501 | 0 | 0 | 0 | Fail TRC
[11 empty] | Commercial | Faucet Aerator | N | Grocery | Existing | 6.3032 | 0.6117 | 10.3043 | 0 | 0 | 0 | Fail RIM | [11 empty] | Commercial | Energy Recovery Ventilation System (ERV) | N | Retail | Existing | 0.10132 | 0.90382 | 0.1121 | 0 | 0 | 0 | Fail TRC
[11 empty] | Commercial | Faucet Aerator | N | Healthcare | Existing | 6.3913 | 0.60878 | 10.4985 | 0 | 0 | 0 | Fail RIM | [11 empty] | Commercial | Energy Recovery Ventilation System (ERV) | N | Schools K-12 | Existing | 0.068294 | 0.90382 | 0.075561 | 0 | 0 | 0 | Fail TRC
[11 empty] | Commercial | Faucet Aerator | N | Hospitals | Existing | 6.2671 | 0.60533 | 10.3532 | 0 | 0 | 0 | Fail RIM | [11 empty] | Commercial | Energy Recovery Ventilation System (ERV) | N | Warehouse | Existing | 0.021332 | 0.90382 | 0.023602 | 0 | 0 | 0 | Fail TRC
[11 empty] | Commercial | Faucet Aerator | N | Institutional | Existing | 6.3913 | 0.60878 | 10.4985 | 0 | 0 | 0 | Fail RIM | [11 empty] | Commercial | Energy Recovery Ventilation System (ERV) | N | Assembly | New | 0.08027 | 0.90382 | 0.088812 | 0 | 0 | 0 | Fail TRC
[11 empty] | Commercial | Faucet Aerator | N | Lodging/Hospitality | Existing | 6.3032 | 0.6117 | 10.3043 | 0 | 0 | 0 | Fail RIM | [11 empty] | Commercial | Energy Recovery Ventilation System (ERV) | N | College and University | New | 0.068294 | 0.90382 | 0.075561 | 0 | 0 | 0 | Fail TRC
[11 empty] | Commercial | Faucet Aerator | N | Miscellaneous | Existing | 6.3913 | 0.60878 | 10.4985 | 0 | 0 | 0 | Fail RIM | [11 empty] | Commercial | Energy Recovery Ventilation System (ERV) | N | Grocery | New | 0.43045 | 0.90382 | 0.47626 | 0 | 0 | 0 | Fail TRC
[11 empty] | Commercial | Faucet Aerator | N | Offices | Existing | 6.3913 | 0.60878 | 10.4985 | 0 | 0 | 0 | Fail RIM | [11 empty] | Commercial | Energy Recovery Ventilation System (ERV) | N | Healthcare | New | 0.17594 | 0.90382 | 0.19467 | 0 | 0 | 0 | Fail TRC
[11 empty] | Commercial | Faucet Aerator | N | Restaurants | Existing | 6.3032 | 0.6117 | 10.3043 | 0 | 0 | 0 | Fail RIM | [11 empty] | Commercial | Energy Recovery Ventilation System (ERV) | N | Hospitals | New | 0.17594 | 0.90382 | 0.19467 | 0 | 0 | 0 | Fail TRC
[11 empty] | Commercial | Faucet Aerator | N | Retail | Existing | 6.3032 | 0.6117 | 10.3043 | 0 | 0 | 0 | Fail RIM | [11 empty] | Commercial | Energy Recovery Ventilation System (ERV) | N | Institutional | New | 0.19837 | 0.90382 | 0.21948 | 0 | 0 | 0 | Fail TRC
[11 empty] | Commercial | Faucet Aerator | N | Schools K-12 | Existing | 6.3913 | 0.60878 | 10.4985 | 0 | 0 | 0 | Fail RIM | [11 empty] | Commercial | Energy Recovery Ventilation System (ERV) | N | Lodging/Hospitality | New | 0.099308 | 0.90382 | 0.10988 | 0 | 0 | 0 | Fail TRC
[11 empty] | Commercial | Faucet Aerator | N | Warehouse | Existing | 6.3913 | 0.60878 | 10.4985 | 0 | 0 | 0 | Fail RIM | [11 empty] | Commercial | Energy Recovery Ventilation System (ERV) | N | Miscellaneous | New | 0.13519 | 0.90382 | 0.14958 | 0 | 0 | 0 | Fail TRC
[11 empty] | Commercial | Faucet Aerator | N | Assembly | New | 6.3913 | 0.60878 | 10.4985 | 0 | 0 | 0 | Fail RIM | [11 empty] | Commercial | Energy Recovery Ventilation System (ERV) | N | Offices | New | 0.11183 | 0.90382 | 0.12373 | 0 | 0 | 0 | Fail TRC
[11 empty] | Commercial | Faucet Aerator | N | College and University | New | 6.2671 | 0.60533 | 10.3532 | 0 | 0 | 0 | Fail RIM | [11 empty] | Commercial | Energy Recovery Ventilation System (ERV) | N | Restaurants | New | 0.45644 | 0.90382 | 0.50501 | 0 | 0 | 0 | Fail TRC
[11 empty] | Commercial | Faucet Aerator | N | Grocery | New | 6.3032 | 0.6117 | 10.3043 | 0 | 0 | 0 | Fail RIM | [11 empty] | Commercial | Energy Recovery Ventilation System (ERV) | N | Retail | New | 0.10132 | 0.90382 | 0.1121 | 0 | 0 | 0 | Fail TRC
[11 empty] | Commercial | Faucet Aerator | N | Healthcare | New | 6.3913 | 0.60878 | 10.4985 | 0 | 0 | 0 | Fail RIM | [11 empty] | Commercial | Energy Recovery Ventilation System (ERV) | N | Schools K-12 | New | 0.068294 | 0.90382 | 0.075561 | 0 | 0 | 0 | Fail TRC
[11 empty] | Commercial | Faucet Aerator | N | Hospitals | New | 6.2671 | 0.60533 | 10.3532 | 0 | 0 | 0 | Fail RIM | [11 empty] | Commercial | Energy Recovery Ventilation System (ERV) | N | Warehouse | New | 0.021332 | 0.90382 | 0.023602 | 0 | 0 | 0 | Fail TRC
[11 empty] | Commercial | Faucet Aerator | N | Institutional | New | 6.3913 | 0.60878 | 10.4985 | 0 | 0 | 0 | Fail RIM | [11 empty] | Commercial | Facility Commissioning | N | Assembly | Existing | 0 | 0 | 0 | 0 | 0 | 0 | Fail TRC
[11 empty] | Commercial | Faucet Aerator | N | Lodging/Hospitality | New | 6.3032 | 0.6117 | 10.3043 | 0 | 0 | 0 | Fail RIM | [11 empty] | Commercial | Facility Commissioning | N | College and University | Existing | 0 | 0 | 0 | 0 | 0 | 0 | Fail TRC
[11 empty] | Commercial | Faucet Aerator | N | Miscellaneous | New | 6.3913 | 0.60878 | 10.4985 | 0 | 0 | 0 | Fail RIM | [11 empty] | Commercial | Facility Commissioning | N | Grocery | Existing | 0 | 0 | 0 | 0 | 0 | 0 | Fail TRC
[11 empty] | Commercial | Faucet Aerator | N | Offices | New | 6.3913 | 0.60878 | 10.4985 | 0 | 0 | 0 | Fail RIM | [11 empty] | Commercial | Facility Commissioning | N | Healthcare | Existing | 0 | 0 | 0 | 0 | 0 | 0 | Fail TRC
[11 empty] | Commercial | Faucet Aerator | N | Restaurants | New | 6.3032 | 0.6117 | 10.3043 | 0 | 0 | 0 | Fail RIM | [11 empty] | Commercial | Facility Commissioning | N | Hospitals | Existing | 0 | 0 | 0 | 0 | 0 | 0 | Fail TRC
[11 empty] | Commercial | Faucet Aerator | N | Retail | New | 6.3032 | 0.6117 | 10.3043 | 0 | 0 | 0 | Fail RIM | [11 empty] | Commercial | Facility Commissioning | N | Institutional | Existing | 0 | 0 | 0 | 0 | 0 | 0 | Fail TRC
[11 empty] | Commercial | Faucet Aerator | N | Schools K-12 | New | 6.3913 | 0.60878 | 10.4985 | 0 | 0 | 0 | Fail RIM | [11 empty] | Commercial | Facility Commissioning | N | Lodging/Hospitality | Existing | 0 | 0 | 0 | 0 | 0 | 0 | Fail TRC
[11 empty] | Commercial | Faucet Aerator | N | Warehouse | New | 6.3913 | 0.60878 | 10.4985 | 0 | 0 | 0 | Fail RIM | [11 empty] | Commercial | Facility Commissioning | N | Miscellaneous | Existing | 0 | 0 | 0 | 0 | 0 | 0 | Fail TRC
[11 empty] | Commercial | Hot Water Circulation Pump Control | N | Assembly | Existing | 1.0298 | 0.63446 | 1.6231 | 0 | 0 | 0 | Fail RIM | [11 empty] | Commercial | Facility Commissioning | N | Offices | Existing | 0 | 0 | 0 | 0 | 0 | 0 | Fail TRC
[11 empty] | Commercial | Hot Water Circulation Pump Control | N | College and University | Existing | 1.0573 | 0.64539 | 1.6382 | 0 | 0 | 0 | Fail RIM | [11 empty] | Commercial | Facility Commissioning | N | Restaurants | Existing | 0 | 0 | 0 | 0 | 0 | 0 | Fail TRC
[11 empty] | Commercial | Hot Water Circulation Pump Control | N | Grocery | Existing | 0.97464 | 0.60398 | 1.6137 | 0 | 0 | 0 | Fail RIM | [11 empty] | Commercial | Facility Commissioning | N | Retail | Existing | 0 | 0 | 0 | 0 | 0 | 0 | Fail TRC
[11 empty] | Commercial | Hot Water Circulation Pump Control | N | Healthcare | Existing | 1.0298 | 0.63446 | 1.6231 | 0 | 0 | 0 | Fail RIM | [11 empty] | Commercial | Facility Commissioning | N | Schools K-12 | Existing | 0 | 0 | 0 | 0 | 0 | 0 | Fail TRC
[11 empty] | Commercial | Hot Water Circulation Pump Control | N | Hospitals | Existing | 1.0573 | 0.64539 | 1.6382 | 0 | 0 | 0 | Fail RIM | [11 empty] | Commercial | Facility Commissioning | N | Warehouse | Existing | 0 | 0 | 0 | 0 | 0 | 0 | Fail TRC
[11 empty] | Commercial | Hot Water Circulation Pump Control | N | Institutional | Existing | 1.0298 | 0.63446 | 1.6231 | 0 | 0 | 0 | Fail RIM | [11 empty] | Commercial | Facility Commissioning | N | Assembly | New | 0.14896 | 0.61022 | 0.24411 | 0 | 0 | 0 | Fail TRC
[11 empty] | Commercial | Hot Water Circulation Pump Control | N | Lodging/Hospitality | Existing | 0.97464 | 0.60398 | 1.6137 | 0 | 0 | 0 | Fail RIM | [11 empty] | Commercial | Facility Commissioning | N | College and University | New | 0.22617 | 0.61353 | 0.36863 | 0 | 0 | 0 | Fail TRC
[11 empty] | Commercial | Hot Water Circulation Pump Control | N | Miscellaneous | Existing | 1.0298 | 0.63446 | 1.6231 | 0 | 0 | 0 | Fail RIM | [11 empty] | Commercial | Facility Commissioning | N | Grocery | New | 1.4665 | 0.61022 | 2.4033 | 0 | 0 | 0 | Fail 2-year Threshold
[11 empty] | Commercial | Hot Water Circulation Pump Control | N | Offices | Existing | 1.0298 | 0.63446 | 1.6231 | 0 | 0 | 0 | Fail RIM | [11 empty] | Commercial | Facility Commissioning | N | Healthcare | New | 0.59945 | 0.61022 | 0.98234 | 0 | 0 | 0 | Fail TRC
[11 empty] | Commercial | Hot Water Circulation Pump Control | N | Restaurants | Existing | 0.97464 | 0.60398 | 1.6137 | 0 | 0 | 0 | Fail RIM | [11 empty] | Commercial | Facility Commissioning | N | Hospitals | New | 0.60057 | 0.61353 | 0.97886 | 0 | 0 | 0 | Fail TRC
[11 empty] | Commercial | Hot Water Circulation Pump Control | N | Retail | Existing | 0.97464 | 0.60398 | 1.6137 | 0 | 0 | 0 | Fail RIM | [11 empty] | Commercial | Facility Commissioning | N | Institutional | New | 0.67585 | 0.61022 | 1.1075 | 0 | 0 | 0 | Fail TRC
[11 empty] | Commercial | Hot Water Circulation Pump Control | N | Schools K-12 | Existing | 1.0298 | 0.63446 | 1.6231 | 0 | 0 | 0 | Fail RIM | [11 empty] | Commercial | Facility Commissioning | N | Lodging/Hospitality | New | 0.33834 | 0.61022 | 0.55446 | 0 | 0 | 0 | Fail TRC
[11 empty] | Commercial | Hot Water Circulation Pump Control | N | Warehouse | Existing | 1.0298 | 0.63446 | 1.6231 | 0 | 0 | 0 | Fail RIM | [11 empty] | Commercial | Facility Commissioning | N | Miscellaneous | New | 0.46159 | 0.61022 | 0.75643 | 0 | 0 | 0 | Fail TRC
[11 empty] | Commercial | Hot Water Circulation Pump Control | N | Assembly | New | 1.0298 | 0.63446 | 1.6231 | 0 | 0 | 0 | Fail RIM | [11 empty] | Commercial | Facility Commissioning | N | Offices | New | 0.61851 | 0.61022 | 1.0136 | 0 | 0 | 0 | Fail TRC
[11 empty] | Commercial | Hot Water Circulation Pump Control | N | College and University | New | 1.0573 | 0.64539 | 1.6382 | 0 | 0 | 0 | Fail RIM | [11 empty] | Commercial | Facility Commissioning | N | Restaurants | New | 1.4174 | 0.61022 | 2.3228 | 0 | 0 | 0 | Fail 2-year Threshold
[11 empty] | Commercial | Hot Water Circulation Pump Control | N | Grocery | New | 0.97464 | 0.60398 | 1.6137 | 0 | 0 | 0 | Fail RIM | [11 empty] | Commercial | Facility Commissioning | N | Retail | New | 0.27481 | 0.61022 | 0.45034 | 0 | 0 | 0 | Fail TRC
[11 empty] | Commercial | Hot Water Circulation Pump Control | N | Healthcare | New | 1.0298 | 0.63446 | 1.6231 | 0 | 0 | 0 | Fail RIM | [11 empty] | Commercial | Facility Commissioning | N | Schools K-12 | New | 0.22575 | 0.61022 | 0.36994 | 0 | 0 | 0 | Fail TRC
[11 empty] | Commercial | Hot Water Circulation Pump Control | N | Hospitals | New | 1.0573 | 0.64539 | 1.6382 | 0 | 0 | 0 | Fail RIM | [11 empty] | Commercial | Facility Commissioning | N | Warehouse | New | 0.072679 | 0.61022 | 0.1191 | 0 | 0 | 0 | Fail TRC
[11 empty] | Commercial | Hot Water Circulation Pump Control | N | Institutional | New | 1.0298 | 0.63446 | 1.6231 | 0 | 0 | 0 | Fail RIM | [11 empty] | Commercial | Facility Energy Management System | N | Assembly | Existing | 0.96341 | 0.64845 | 1.4857 | 0 | 0 | 0 | Fail TRC
[11 empty] | Commercial | Hot Water Circulation Pump Control | N | Lodging/Hospitality | New | 0.97464 | 0.60398 | 1.6137 | 0 | 0 | 0 | Fail RIM | [11 empty] | Commercial | Facility Energy Management System | N | Grocery | Existing | 9.6606 | 0.65644 | 14.7166 | 0 | 0 | 0 | Fail 2-year Threshold
[11 empty] | Commercial | Hot Water Circulation Pump Control | N | Miscellaneous | New | 1.0298 | 0.63446 | 1.6231 | 0 | 0 | 0 | Fail RIM | [11 empty] | Commercial | Facility Energy Management System | N | Institutional | Existing | 4.3711 | 0.64845 | 6.7408 | 0 | 0 | 0 | Fail 2-year Threshold
[11 empty] | Commercial | Hot Water Circulation Pump Control | N | Offices | New | 1.0298 | 0.63446 | 1.6231 | 0 | 0 | 0 | Fail RIM | [11 empty] | Commercial | Facility Energy Management System | N | Restaurants | Existing | 9.3369 | 0.65644 | 14.2236 | 0 | 0 | 0 | Fail 2-year Threshold
[11 empty] | Commercial | Hot Water Circulation Pump Control | N | Restaurants | New | 0.97464 | 0.60398 | 1.6137 | 0 | 0 | 0 | Fail RIM | [11 empty] | Commercial | Facility Energy Management System | N | Warehouse | Existing | 0.47005 | 0.64845 | 0.72489 | 0 | 0 | 0 | Fail TRC
[11 empty] | Commercial | Hot Water Circulation Pump Control | N | Retail | New | 0.97464 | 0.60398 | 1.6137 | 0 | 0 | 0 | Fail RIM | [11 empty] | Commercial | Facility Energy Management System | N | Assembly | New | 0.96341 | 0.64845 | 1.4857 | 0 | 0 | 0 | Fail TRC
[11 empty] | Commercial | Hot Water Circulation Pump Control | N | Schools K-12 | New | 1.0298 | 0.63446 | 1.6231 | 0 | 0 | 0 | Fail RIM | [11 empty] | Commercial | Facility Energy Management System | N | Grocery | New | 9.6606 | 0.65644 | 14.7166 | 0 | 0 | 0 | Fail 2-year Threshold
[11 empty] | Commercial | Hot Water Circulation Pump Control | N | Warehouse | New | 1.0298 | 0.63446 | 1.6231 | 0 | 0 | 0 | Fail RIM | [11 empty] | Commercial | Facility Energy Management System | N | Institutional | New | 4.3711 | 0.64845 | 6.7408 | 0 | 0 | 0 | Fail 2-year Threshold
[11 empty] | Commercial | Hot Water Pipe Insulation | N | Assembly | Existing | 4.8905 | 0.63015 | 7.7609 | 0 | 0 | 0 | Fail RIM | [11 empty] | Commercial | Facility Energy Management System | N | Restaurants | New | 9.3369 | 0.65644 | 14.2236 | 0 | 0 | 0 | Fail 2-year Threshold
[11 empty] | Commercial | Hot Water Pipe Insulation | N | College and University | Existing | 4.8964 | 0.63072 | 7.7631 | 0 | 0 | 0 | Fail RIM | [11 empty] | Commercial | Facility Energy Management System | N | Warehouse | New | 0.47005 | 0.64845 | 0.72489 | 0 | 0 | 0 | Fail TRC
[11 empty] | Commercial | Hot Water Pipe Insulation | N | Grocery | Existing | 4.8595 | 0.62865 | 7.73 | 0 | 0 | 0 | Fail RIM | [11 empty] | Commercial | Floor Insulation | N | Assembly | Existing | 0.046605 | 0.64347 | 0.072429 | 0 | 0 | 0 | Fail TRC
[11 empty] | Commercial | Hot Water Pipe Insulation | N | Healthcare | Existing | 4.8905 | 0.63015 | 7.7609 | 0 | 0 | 0 | Fail RIM | [11 empty] | Commercial | Floor Insulation | N | College and University | Existing | 0.054724 | 0.72098 | 0.075902 | 0 | 0 | 0 | Fail TRC
[11 empty] | Commercial | Hot Water Pipe Insulation | N | Hospitals | Existing | 4.8964 | 0.63072 | 7.7631 | 0 | 0 | 0 | Fail RIM | [11 empty] | Commercial | Floor Insulation | N | Grocery | Existing | 0.05048 | 0.68168 | 0.074053 | 0 | 0 | 0 | Fail TRC
[11 empty] | Commercial | Hot Water Pipe Insulation | N | Institutional | Existing | 4.8905 | 0.63015 | 7.7609 | 0 | 0 | 0 | Fail RIM | [11 empty] | Commercial | Floor Insulation | N | Healthcare | Existing | 0.046605 | 0.64347 | 0.072429 | 0 | 0 | 0 | Fail TRC
[11 empty] | Commercial | Hot Water Pipe Insulation | N | Lodging/Hospitality | Existing | 4.8595 | 0.62865 | 7.73 | 0 | 0 | 0 | Fail RIM | [11 empty] | Commercial | Floor Insulation | N | Hospitals | Existing | 0.054724 | 0.72098 | 0.075902 | 0 | 0 | 0 | Fail TRC
[11 empty] | Commercial | Hot Water Pipe Insulation | N | Miscellaneous | Existing | 4.8905 | 0.63015 | 7.7609 | 0 | 0 | 0 | Fail RIM | [11 empty] | Commercial | Floor Insulation | N | Institutional | Existing | 0.046605 | 0.64347 | 0.072429 | 0 | 0 | 0 | Fail TRC
[11 empty] | Commercial | Hot Water Pipe Insulation | N | Offices | Existing | 4.8905 | 0.63015 | 7.7609 | 0 | 0 | 0 | Fail RIM | [11 empty] | Commercial | Floor Insulation | N | Lodging/Hospitality | Existing | 0.054724 | 0.72098 | 0.075902 | 0 | 0 | 0 | Fail TRC
[11 empty] | Commercial | Hot Water Pipe Insulation | N | Restaurants | Existing | 4.8595 | 0.62865 | 7.73 | 0 | 0 | 0 | Fail RIM | [11 empty] | Commercial | Floor Insulation | N | Miscellaneous | Existing | 0.046605 | 0.64347 | 0.072429 | 0 | 0 | 0 | Fail TRC
[11 empty] | Commercial | Hot Water Pipe Insulation | N | Retail | Existing | 4.8595 | 0.62865 | 7.73 | 0 | 0 | 0 | Fail RIM | [11 empty] | Commercial | Floor Insulation | N | Offices | Existing | 0.046605 | 0.64347 | 0.072429 | 0 | 0 | 0 | Fail TRC
[11 empty] | Commercial | Hot Water Pipe Insulation | N | Schools K-12 | Existing | 4.8905 | 0.63015 | 7.7609 | 0 | 0 | 0 | Fail RIM | [11 empty] | Commercial | Floor Insulation | N | Restaurants | Existing | 0.05048 | 0.68168 | 0.074053 | 0 | 0 | 0 | Fail TRC
[11 empty] | Commercial | Hot Water Pipe Insulation | N | Warehouse | Existing | 4.8905 | 0.63015 | 7.7609 | 0 | 0 | 0 | Fail RIM | [11 empty] | Commercial | Floor Insulation | N | Retail | Existing | 0.05048 | 0.68168 | 0.074053 | 0 | 0 | 0 | Fail TRC
[11 empty] | Commercial | Hot Water Pipe Insulation | N | Assembly | New | 4.8905 | 0.63015 | 7.7609 | 0 | 0 | 0 | Fail RIM | [11 empty] | Commercial | Floor Insulation | N | Schools K-12 | Existing | 0.046605 | 0.64347 | 0.072429 | 0 | 0 | 0 | Fail TRC
[11 empty] | Commercial | Hot Water Pipe Insulation | N | College and University | New | 4.8964 | 0.63072 | 7.7631 | 0 | 0 | 0 | Fail RIM | [11 empty] | Commercial | Floor Insulation | N | Warehouse | Existing | 0.048918 | 0.66779 | 0.073253 | 0 | 0 | 0 | Fail TRC
[11 empty] | Commercial | Hot Water Pipe Insulation | N | Grocery | New | 4.8595 | 0.62865 | 7.73 | 0 | 0 | 0 | Fail RIM | [11 empty] | Commercial | Floor Insulation | N | Assembly | New | 0.04486 | 0.64347 | 0.069716 | 0 | 0 | 0 | Fail TRC
[11 empty] | Commercial | Hot Water Pipe Insulation | N | Healthcare | New | 4.8905 | 0.63015 | 7.7609 | 0 | 0 | 0 | Fail RIM | [11 empty] | Commercial | Floor Insulation | N | College and University | New | 0.052675 | 0.72098 | 0.073059 | 0 | 0 | 0 | Fail TRC
[11 empty] | Commercial | Hot Water Pipe Insulation | N | Hospitals | New | 4.8964 | 0.63072 | 7.7631 | 0 | 0 | 0 | Fail RIM | [11 empty] | Commercial | Floor Insulation | N | Grocery | New | 0.04859 | 0.68168 | 0.07128 | 0 | 0 | 0 | Fail TRC
[11 empty] | Commercial | Hot Water Pipe Insulation | N | Institutional | New | 4.8905 | 0.63015 | 7.7609 | 0 | 0 | 0 | Fail RIM | [11 empty] | Commercial | Floor Insulation | N | Healthcare | New | 0.04486 | 0.64347 | 0.069716 | 0 | 0 | 0 | Fail TRC
[11 empty] | Commercial | Hot Water Pipe Insulation | N | Lodging/Hospitality | New | 4.8595 | 0.62865 | 7.73 | 0 | 0 | 0 | Fail RIM | [11 empty] | Commercial | Floor Insulation | N | Hospitals | New | 0.052675 | 0.72098 | 0.073059 | 0 | 0 | 0 | Fail TRC
[11 empty] | Commercial | Hot Water Pipe Insulation | N | Miscellaneous | New | 4.8905 | 0.63015 | 7.7609 | 0 | 0 | 0 | Fail RIM | [11 empty] | Commercial | Floor Insulation | N | Institutional | New | 0.04486 | 0.64347 | 0.069716 | 0 | 0 | 0 | Fail TRC
[11 empty] | Commercial | Hot Water Pipe Insulation | N | Offices | New | 4.8905 | 0.63015 | 7.7609 | 0 | 0 | 0 | Fail RIM | [11 empty] | Commercial | Floor Insulation | N | Lodging/Hospitality | New | 0.052675 | 0.72098 | 0.073059 | 0 | 0 | 0 | Fail TRC
[11 empty] | Commercial | Hot Water Pipe Insulation | N | Restaurants | New | 4.8595 | 0.62865 | 7.73 | 0 | 0 | 0 | Fail RIM | [11 empty] | Commercial | Floor Insulation | N | Miscellaneous | New | 0.04486 | 0.64347 | 0.069716 | 0 | 0 | 0 | Fail TRC
[11 empty] | Commercial | Hot Water Pipe Insulation | N | Retail | New | 4.8595 | 0.62865 | 7.73 | 0 | 0 | 0 | Fail RIM | [11 empty] | Commercial | Floor Insulation | N | Offices | New | 0.04486 | 0.64347 | 0.069716 | 0 | 0 | 0 | Fail TRC
[11 empty] | Commercial | Hot Water Pipe Insulation | N | Schools K-12 | New | 4.8905 | 0.63015 | 7.7609 | 0 | 0 | 0 | Fail RIM | [11 empty] | Commercial | Floor Insulation | N | Restaurants | New | 0.04859 | 0.68168 | 0.07128 | 0 | 0 | 0 | Fail TRC
[11 empty] | Commercial | Hot Water Pipe Insulation | N | Warehouse | New | 4.8905 | 0.63015 | 7.7609 | 0 | 0 | 0 | Fail RIM | [11 empty] | Commercial | Floor Insulation | N | Retail | New | 0.04859 | 0.68168 | 0.07128 | 0 | 0 | 0 | Fail TRC
[11 empty] | Commercial | Low Flow Shower Head | N | Assembly | Existing | 7.3841 | 0.60986 | 12.1079 | 0 | 0 | 0 | Fail RIM | [11 empty] | Commercial | Floor Insulation | N | Schools K-12 | New | 0.04486 | 0.64347 | 0.069716 | 0 | 0 | 0 | Fail TRC
[11 empty] | Commercial | Low Flow Shower Head | N | College and University | Existing | 7.318 | 0.61163 | 11.9647 | 0 | 0 | 0 | Fail RIM | [11 empty] | Commercial | Floor Insulation | N | Warehouse | New | 0.047086 | 0.66779 | 0.07051 | 0 | 0 | 0 | Fail TRC
[11 empty] | Commercial | Low Flow Shower Head | N | Grocery | Existing | 7.318 | 0.61163 | 11.9647 | 0 | 0 | 0 | Fail RIM | [11 empty] | Commercial | Green Roof | N | Assembly | Existing | 0.0096474 | 0.72159 | 0.01337 | 0 | 0 | 0 | Fail TRC
[11 empty] | Commercial | Low Flow Shower Head | N | Healthcare | Existing | 7.262 | 0.60533 | 11.9967 | 0 | 0 | 0 | Fail RIM | [11 empty] | Commercial | Green Roof | N | College and University | Existing | 0.0096474 | 0.72159 | 0.01337 | 0 | 0 | 0 | Fail TRC
[11 empty] | Commercial | Low Flow Shower Head | N | Hospitals | Existing | 7.262 | 0.60533 | 11.9967 | 0 | 0 | 0 | Fail RIM | [11 empty] | Commercial | Green Roof | N | Grocery | Existing | 0.0096474 | 0.72159 | 0.01337 | 0 | 0 | 0 | Fail TRC
[11 empty] | Commercial | Low Flow Shower Head | N | Institutional | Existing | 7.3841 | 0.60986 | 12.1079 | 0 | 0 | 0 | Fail RIM | [11 empty] | Commercial | Green Roof | N | Healthcare | Existing | 0.0096474 | 0.72159 | 0.01337 | 0 | 0 | 0 | Fail TRC
[11 empty] | Commercial | Low Flow Shower Head | N | Lodging/Hospitality | Existing | 7.3028 | 0.61164 | 11.9398 | 0 | 0 | 0 | Fail RIM | [11 empty] | Commercial | Green Roof | N | Hospitals | Existing | 0.0096474 | 0.72159 | 0.01337 | 0 | 0 | 0 | Fail TRC
[11 empty] | Commercial | Low Flow Shower Head | N | Miscellaneous | Existing | 7.3841 | 0.60986 | 12.1079 | 0 | 0 | 0 | Fail RIM | [11 empty] | Commercial | Green Roof | N | Institutional | Existing | 0.0096474 | 0.72159 | 0.01337 | 0 | 0 | 0 | Fail TRC
[11 empty] | Commercial | Low Flow Shower Head | N | Offices | Existing | 7.3841 | 0.60986 | 12.1079 | 0 | 0 | 0 | Fail RIM | [11 empty] | Commercial | Green Roof | N | Lodging/Hospitality | Existing | 0.0099908 | 0.73543 | 0.013585 | 0 | 0 | 0 | Fail TRC
[11 empty] | Commercial | Low Flow Shower Head | N | Restaurants | Existing | 7.318 | 0.61163 | 11.9647 | 0 | 0 | 0 | Fail RIM | [11 empty] | Commercial | Green Roof | N | Miscellaneous | Existing | 0.0094662 | 0.73322 | 0.01291 | 0 | 0 | 0 | Fail TRC
[11 empty] | Commercial | Low Flow Shower Head | N | Retail | Existing | 7.318 | 0.61163 | 11.9647 | 0 | 0 | 0 | Fail RIM | [11 empty] | Commercial | Green Roof | N | Offices | Existing | 0.0096474 | 0.72159 | 0.01337 | 0 | 0 | 0 | Fail TRC
[11 empty] | Commercial | Low Flow Shower Head | N | Schools K-12 | Existing | 7.3841 | 0.60986 | 12.1079 | 0 | 0 | 0 | Fail RIM | [11 empty] | Commercial | Green Roof | N | Restaurants | Existing | 0.0096474 | 0.72159 | 0.01337 | 0 | 0 | 0 | Fail TRC
[11 empty] | Commercial | Low Flow Shower Head | N | Warehouse | Existing | 7.3841 | 0.60986 | 12.1079 | 0 | 0 | 0 | Fail RIM | [11 empty] | Commercial | Green Roof | N | Retail | Existing | 0.0096474 | 0.72159 | 0.01337 | 0 | 0 | 0 | Fail TRC
[11 empty] | Commercial | Low Flow Shower Head | N | Assembly | New | 7.3841 | 0.60986 | 12.1079 | 0 | 0 | 0 | Fail RIM | [11 empty] | Commercial | Green Roof | N | Schools K-12 | Existing | 0.0096474 | 0.72159 | 0.01337 | 0 | 0 | 0 | Fail TRC
[11 empty] | Commercial | Low Flow Shower Head | N | College and University | New | 7.318 | 0.61163 | 11.9647 | 0 | 0 | 0 | Fail RIM | [11 empty] | Commercial | Green Roof | N | Warehouse | Existing | 0.0094662 | 0.73322 | 0.01291 | 0 | 0 | 0 | Fail TRC
[11 empty] | Commercial | Low Flow Shower Head | N | Grocery | New | 7.318 | 0.61163 | 11.9647 | 0 | 0 | 0 | Fail RIM | [11 empty] | Commercial | Green Roof | N | Assembly | New | 0.0092223 | 0.72159 | 0.012781 | 0 | 0 | 0 | Fail TRC
[11 empty] | Commercial | Low Flow Shower Head | N | Healthcare | New | 7.262 | 0.60533 | 11.9967 | 0 | 0 | 0 | Fail RIM | [11 empty] | Commercial | Green Roof | N | College and University | New | 0.0092223 | 0.72159 | 0.012781 | 0 | 0 | 0 | Fail TRC
[11 empty] | Commercial | Low Flow Shower Head | N | Hospitals | New | 7.262 | 0.60533 | 11.9967 | 0 | 0 | 0 | Fail RIM | [11 empty] | Commercial | Green Roof | N | Grocery | New | 0.0092223 | 0.72159 | 0.012781 | 0 | 0 | 0 | Fail TRC
[11 empty] | Commercial | Low Flow Shower Head | N | Institutional | New | 7.3841 | 0.60986 | 12.1079 | 0 | 0 | 0 | Fail RIM | [11 empty] | Commercial | Green Roof | N | Healthcare | New | 0.0092223 | 0.72159 | 0.012781 | 0 | 0 | 0 | Fail TRC
[11 empty] | Commercial | Low Flow Shower Head | N | Lodging/Hospitality | New | 7.3028 | 0.61164 | 11.9398 | 0 | 0 | 0 | Fail RIM | [11 empty] | Commercial | Green Roof | N | Hospitals | New | 0.0092223 | 0.72159 | 0.012781 | 0 | 0 | 0 | Fail TRC
[11 empty] | Commercial | Low Flow Shower Head | N | Miscellaneous | New | 7.3841 | 0.60986 | 12.1079 | 0 | 0 | 0 | Fail RIM | [11 empty] | Commercial | Green Roof | N | Institutional | New | 0.0092223 | 0.72159 | 0.012781 | 0 | 0 | 0 | Fail TRC
[11 empty] | Commercial | Low Flow Shower Head | N | Offices | New | 7.3841 | 0.60986 | 12.1079 | 0 | 0 | 0 | Fail RIM | [11 empty] | Commercial | Green Roof | N | Lodging/Hospitality | New | 0.0095506 | 0.73543 | 0.012986 | 0 | 0 | 0 | Fail TRC
[11 empty] | Commercial | Low Flow Shower Head | N | Restaurants | New | 7.318 | 0.61163 | 11.9647 | 0 | 0 | 0 | Fail RIM | [11 empty] | Commercial | Green Roof | N | Miscellaneous | New | 0.0090491 | 0.73322 | 0.012342 | 0 | 0 | 0 | Fail TRC
[11 empty] | Commercial | Low Flow Shower Head | N | Retail | New | 7.318 | 0.61163 | 11.9647 | 0 | 0 | 0 | Fail RIM | [11 empty] | Commercial | Green Roof | N | Offices | New | 0.0092223 | 0.72159 | 0.012781 | 0 | 0 | 0 | Fail TRC
[11 empty] | Commercial | Low Flow Shower Head | N | Schools K-12 | New | 7.3841 | 0.60986 | 12.1079 | 0 | 0 | 0 | Fail RIM | [11 empty] | Commercial | Green Roof | N | Restaurants | New | 0.0092223 | 0.72159 | 0.012781 | 0 | 0 | 0 | Fail TRC
[11 empty] | Commercial | Low Flow Shower Head | N | Warehouse | New | 7.3841 | 0.60986 | 12.1079 | 0 | 0 | 0 | Fail RIM | [11 empty] | Commercial | Green Roof | N | Retail | New | 0.0092223 | 0.72159 | 0.012781 | 0 | 0 | 0 | Fail TRC
[11 empty] | Commercial | Low-Flow Pre-Rinse Sprayers | N | Assembly | Existing | 3.2237 | 0.59053 | 5.459 | 0 | 0 | 0 | Fail RIM | [11 empty] | Commercial | Green Roof | N | Schools K-12 | New | 0.0092223 | 0.72159 | 0.012781 | 0 | 0 | 0 | Fail TRC
[11 empty] | Commercial | Low-Flow Pre-Rinse Sprayers | N | College and University | Existing | 3.2237 | 0.59053 | 5.459 | 0 | 0 | 0 | Fail RIM | [11 empty] | Commercial | Green Roof | N | Warehouse | New | 0.0090491 | 0.73322 | 0.012342 | 0 | 0 | 0 | Fail TRC
[11 empty] | Commercial | Low-Flow Pre-Rinse Sprayers | N | Grocery | Existing | 3.2237 | 0.59053 | 5.459 | 0 | 0 | 0 | Fail RIM | [11 empty] | Commercial | Hotel Card Energy Control Systems | N | Assembly | Existing | 0 | 0 | 0 | 0 | 0 | 0 | Fail TRC
[11 empty] | Commercial | Low-Flow Pre-Rinse Sprayers | N | Healthcare | Existing | 3.2237 | 0.59053 | 5.459 | 0 | 0 | 0 | Fail RIM | [11 empty] | Commercial | Hotel Card Energy Control Systems | N | College and University | Existing | 0 | 0 | 0 | 0 | 0 | 0 | Fail TRC
[11 empty] | Commercial | Low-Flow Pre-Rinse Sprayers | N | Hospitals | Existing | 3.2237 | 0.59053 | 5.459 | 0 | 0 | 0 | Fail RIM | [11 empty] | Commercial | Hotel Card Energy Control Systems | N | Grocery | Existing | 0 | 0 | 0 | 0 | 0 | 0 | Fail TRC
[11 empty] | Commercial | Low-Flow Pre-Rinse Sprayers | N | Institutional | Existing | 3.2237 | 0.59053 | 5.459 | 0 | 0 | 0 | Fail RIM | [11 empty] | Commercial | Hotel Card Energy Control Systems | N | Healthcare | Existing | 0 | 0 | 0 | 0 | 0 | 0 | Fail TRC
[11 empty] | Commercial | Low-Flow Pre-Rinse Sprayers | N | Lodging/Hospitality | Existing | 3.2413 | 0.59657 | 5.4332 | 0 | 0 | 0 | Fail RIM | [11 empty] | Commercial | Hotel Card Energy Control Systems | N | Hospitals | Existing | 0 | 0 | 0 | 0 | 0 | 0 | Fail TRC
[11 empty] | Commercial | Low-Flow Pre-Rinse Sprayers | N | Miscellaneous | Existing | 3.2237 | 0.59053 | 5.459 | 0 | 0 | 0 | Fail RIM | [11 empty] | Commercial | Hotel Card Energy Control Systems | N | Institutional | Existing | 0 | 0 | 0 | 0 | 0 | 0 | Fail TRC
[11 empty] | Commercial | Low-Flow Pre-Rinse Sprayers | N | Offices | Existing | 3.2237 | 0.59053 | 5.459 | 0 | 0 | 0 | Fail RIM | [11 empty] | Commercial | Hotel Card Energy Control Systems | N | Miscellaneous | Existing | 0 | 0 | 0 | 0 | 0 | 0 | Fail TRC
[11 empty] | Commercial | Low-Flow Pre-Rinse Sprayers | N | Restaurants | Existing | 3.2373 | 0.58839 | 5.502 | 0 | 0 | 0 | Fail RIM | [11 empty] | Commercial | Hotel Card Energy Control Systems | N | Offices | Existing | 0 | 0 | 0 | 0 | 0 | 0 | Fail TRC
[11 empty] | Commercial | Low-Flow Pre-Rinse Sprayers | N | Retail | Existing | 3.2237 | 0.59053 | 5.459 | 0 | 0 | 0 | Fail RIM | [11 empty] | Commercial | Hotel Card Energy Control Systems | N | Restaurants | Existing | 0 | 0 | 0 | 0 | 0 | 0 | Fail TRC
[11 empty] | Commercial | Low-Flow Pre-Rinse Sprayers | N | Schools K-12 | Existing | 3.2237 | 0.59053 | 5.459 | 0 | 0 | 0 | Fail RIM | [11 empty] | Commercial | Hotel Card Energy Control Systems | N | Retail | Existing | 0 | 0 | 0 | 0 | 0 | 0 | Fail TRC
[11 empty] | Commercial | Low-Flow Pre-Rinse Sprayers | N | Warehouse | Existing | 3.2237 | 0.59053 | 5.459 | 0 | 0 | 0 | Fail RIM | [11 empty] | Commercial | Hotel Card Energy Control Systems | N | Schools K-12 | Existing | 0 | 0 | 0 | 0 | 0 | 0 | Fail TRC
[11 empty] | Commercial | Low-Flow Pre-Rinse Sprayers | N | Assembly | New | 3.2237 | 0.59053 | 5.459 | 0 | 0 | 0 | Fail RIM | [11 empty] | Commercial | Hotel Card Energy Control Systems | N | Warehouse | Existing | 0 | 0 | 0 | 0 | 0 | 0 | Fail TRC
[11 empty] | Commercial | Low-Flow Pre-Rinse Sprayers | N | College and University | New | 3.2237 | 0.59053 | 5.459 | 0 | 0 | 0 | Fail RIM | [11 empty] | Commercial | Hotel Card Energy Control Systems | N | Assembly | New | 0 | 0 | 0 | 0 | 0 | 0 | Fail TRC
[11 empty] | Commercial | Low-Flow Pre-Rinse Sprayers | N | Grocery | New | 3.2237 | 0.59053 | 5.459 | 0 | 0 | 0 | Fail RIM | [11 empty] | Commercial | Hotel Card Energy Control Systems | N | College and University | New | 0 | 0 | 0 | 0 | 0 | 0 | Fail TRC
[11 empty] | Commercial | Low-Flow Pre-Rinse Sprayers | N | Healthcare | New | 3.2237 | 0.59053 | 5.459 | 0 | 0 | 0 | Fail RIM | [11 empty] | Commercial | Hotel Card Energy Control Systems | N | Grocery | New | 0 | 0 | 0 | 0 | 0 | 0 | Fail TRC
[11 empty] | Commercial | Low-Flow Pre-Rinse Sprayers | N | Hospitals | New | 3.2237 | 0.59053 | 5.459 | 0 | 0 | 0 | Fail RIM | [11 empty] | Commercial | Hotel Card Energy Control Systems | N | Healthcare | New | 0 | 0 | 0 | 0 | 0 | 0 | Fail TRC
[11 empty] | Commercial | Low-Flow Pre-Rinse Sprayers | N | Institutional | New | 3.2237 | 0.59053 | 5.459 | 0 | 0 | 0 | Fail RIM | [11 empty] | Commercial | Hotel Card Energy Control Systems | N | Hospitals | New | 0 | 0 | 0 | 0 | 0 | 0 | Fail TRC
[11 empty] | Commercial | Low-Flow Pre-Rinse Sprayers | N | Lodging/Hospitality | New | 3.2413 | 0.59657 | 5.4332 | 0 | 0 | 0 | Fail RIM | [11 empty] | Commercial | Hotel Card Energy Control Systems | N | Institutional | New | 0 | 0 | 0 | 0 | 0 | 0 | Fail TRC
[11 empty] | Commercial | Low-Flow Pre-Rinse Sprayers | N | Miscellaneous | New | 3.2237 | 0.59053 | 5.459 | 0 | 0 | 0 | Fail RIM | [11 empty] | Commercial | Hotel Card Energy Control Systems | N | Miscellaneous | New | 0 | 0 | 0 | 0 | 0 | 0 | Fail TRC
[11 empty] | Commercial | Low-Flow Pre-Rinse Sprayers | N | Offices | New | 3.2237 | 0.59053 | 5.459 | 0 | 0 | 0 | Fail RIM | [11 empty] | Commercial | Hotel Card Energy Control Systems | N | Offices | New | 0 | 0 | 0 | 0 | 0 | 0 | Fail TRC
[11 empty] | Commercial | Low-Flow Pre-Rinse Sprayers | N | Restaurants | New | 3.2373 | 0.58839 | 5.502 | 0 | 0 | 0 | Fail RIM | [11 empty] | Commercial | Hotel Card Energy Control Systems | N | Restaurants | New | 0 | 0 | 0 | 0 | 0 | 0 | Fail TRC
[11 empty] | Commercial | Low-Flow Pre-Rinse Sprayers | N | Retail | New | 3.2237 | 0.59053 | 5.459 | 0 | 0 | 0 | Fail RIM | [11 empty] | Commercial | Hotel Card Energy Control Systems | N | Retail | New | 0 | 0 | 0 | 0 | 0 | 0 | Fail TRC
[11 empty] | Commercial | Low-Flow Pre-Rinse Sprayers | N | Schools K-12 | New | 3.2237 | 0.59053 | 5.459 | 0 | 0 | 0 | Fail RIM | [11 empty] | Commercial | Hotel Card Energy Control Systems | N | Schools K-12 | New | 0 | 0 | 0 | 0 | 0 | 0 | Fail TRC
[11 empty] | Commercial | Low-Flow Pre-Rinse Sprayers | N | Warehouse | New | 3.2237 | 0.59053 | 5.459 | 0 | 0 | 0 | Fail RIM | [11 empty] | Commercial | Hotel Card Energy Control Systems | N | Warehouse | New | 0 | 0 | 0 | 0 | 0 | 0 | Fail TRC
[11 empty] | Commercial | Tank Wrap on Water Heater | N | Assembly | Existing | 0.57199 | 0.59793 | 0.95662 | 0 | 0 | 0 | Fail RIM | [11 empty] | Commercial | HVAC tune-up | N | Assembly | Existing | 0.63637 | 0.60263 | 1.056 | 0 | 0 | 0 | Fail TRC
[11 empty] | Commercial | Tank Wrap on Water Heater | N | College and University | Existing | 0.57199 | 0.59793 | 0.95662 | 0 | 0 | 0 | Fail RIM | [11 empty] | Commercial | HVAC tune-up | N | College and University | Existing | 0.72072 | 0.60231 | 1.1966 | 0 | 0 | 0 | Fail TRC
[11 empty] | Commercial | Tank Wrap on Water Heater | N | Grocery | Existing | 0.57199 | 0.59793 | 0.95662 | 0 | 0 | 0 | Fail RIM | [11 empty] | Commercial | HVAC tune-up | N | Grocery | Existing | 0.35154 | 0.60263 | 0.58334 | 0 | 0 | 0 | Fail TRC
[11 empty] | Commercial | Tank Wrap on Water Heater | N | Healthcare | Existing | 0.57199 | 0.59793 | 0.95662 | 0 | 0 | 0 | Fail RIM | [11 empty] | Commercial | HVAC tune-up | N | Institutional | Existing | 0.34375 | 0.60263 | 0.57041 | 0 | 0 | 0 | Fail TRC
[11 empty] | Commercial | Tank Wrap on Water Heater | N | Hospitals | Existing | 0.57199 | 0.59793 | 0.95662 | 0 | 0 | 0 | Fail RIM | [11 empty] | Commercial | HVAC tune-up | N | Miscellaneous | Existing | 0.35543 | 0.60263 | 0.5898 | 0 | 0 | 0 | Fail TRC
[11 empty] | Commercial | Tank Wrap on Water Heater | N | Institutional | Existing | 0.57199 | 0.59793 | 0.95662 | 0 | 0 | 0 | Fail RIM | [11 empty] | Commercial | HVAC tune-up | N | Offices | Existing | 0.71622 | 0.60263 | 1.1885 | 0 | 0 | 0 | Fail TRC
[11 empty] | Commercial | Tank Wrap on Water Heater | N | Lodging/Hospitality | Existing | 0.57199 | 0.59793 | 0.95662 | 0 | 0 | 0 | Fail RIM | [11 empty] | Commercial | HVAC tune-up | N | Retail | Existing | 0.80824 | 0.60263 | 1.3412 | 0 | 0 | 0 | Fail TRC
[11 empty] | Commercial | Tank Wrap on Water Heater | N | Miscellaneous | Existing | 0.57199 | 0.59793 | 0.95662 | 0 | 0 | 0 | Fail RIM | [11 empty] | Commercial | HVAC tune-up | N | Schools K-12 | Existing | 0.70259 | 0.60263 | 1.1659 | 0 | 0 | 0 | Fail TRC
[11 empty] | Commercial | Tank Wrap on Water Heater | N | Offices | Existing | 0.57199 | 0.59793 | 0.95662 | 0 | 0 | 0 | Fail RIM | [11 empty] | Commercial | HVAC tune-up | N | Warehouse | Existing | 0.15434 | 0.60263 | 0.25612 | 0 | 0 | 0 | Fail TRC
[11 empty] | Commercial | Tank Wrap on Water Heater | N | Restaurants | Existing | 0.57199 | 0.59793 | 0.95662 | 0 | 0 | 0 | Fail RIM | [11 empty] | Commercial | HVAC tune-up | N | Assembly | New | 0.63637 | 0.60263 | 1.056 | 0 | 0 | 0 | Fail TRC
[11 empty] | Commercial | Tank Wrap on Water Heater | N | Retail | Existing | 0.57199 | 0.59793 | 0.95662 | 0 | 0 | 0 | Fail RIM | [11 empty] | Commercial | HVAC tune-up | N | College and University | New | 0.72072 | 0.60231 | 1.1966 | 0 | 0 | 0 | Fail TRC
[11 empty] | Commercial | Tank Wrap on Water Heater | N | Schools K-12 | Existing | 0.57199 | 0.59793 | 0.95662 | 0 | 0 | 0 | Fail RIM | [11 empty] | Commercial | HVAC tune-up | N | Grocery | New | 0.35154 | 0.60263 | 0.58334 | 0 | 0 | 0 | Fail TRC
[11 empty] | Commercial | Tank Wrap on Water Heater | N | Warehouse | Existing | 0.57199 | 0.59793 | 0.95662 | 0 | 0 | 0 | Fail RIM | [11 empty] | Commercial | HVAC tune-up | N | Institutional | New | 0.34375 | 0.60263 | 0.57041 | 0 | 0 | 0 | Fail TRC
[11 empty] | Commercial | Tank Wrap on Water Heater | N | Assembly | New | 0.54717 | 0.59793 | 0.91512 | 0 | 0 | 0 | Fail RIM | [11 empty] | Commercial | HVAC tune-up | N | Miscellaneous | New | 0.35543 | 0.60263 | 0.5898 | 0 | 0 | 0 | Fail TRC
[11 empty] | Commercial | Tank Wrap on Water Heater | N | College and University | New | 0.54717 | 0.59793 | 0.91512 | 0 | 0 | 0 | Fail RIM | [11 empty] | Commercial | HVAC tune-up | N | Offices | New | 0.71622 | 0.60263 | 1.1885 | 0 | 0 | 0 | Fail TRC
[11 empty] | Commercial | Tank Wrap on Water Heater | N | Grocery | New | 0.54717 | 0.59793 | 0.91512 | 0 | 0 | 0 | Fail RIM | [11 empty] | Commercial | HVAC tune-up | N | Retail | New | 0.80824 | 0.60263 | 1.3412 | 0 | 0 | 0 | Fail TRC
[11 empty] | Commercial | Tank Wrap on Water Heater | N | Healthcare | New | 0.54717 | 0.59793 | 0.91512 | 0 | 0 | 0 | Fail RIM | [11 empty] | Commercial | HVAC tune-up | N | Schools K-12 | New | 0.70259 | 0.60263 | 1.1659 | 0 | 0 | 0 | Fail TRC
[11 empty] | Commercial | Tank Wrap on Water Heater | N | Hospitals | New | 0.54717 | 0.59793 | 0.91512 | 0 | 0 | 0 | Fail RIM | [11 empty] | Commercial | HVAC tune-up | N | Warehouse | New | 0.15434 | 0.60263 | 0.25612 | 0 | 0 | 0 | Fail TRC
[11 empty] | Commercial | Tank Wrap on Water Heater | N | Institutional | New | 0.54717 | 0.59793 | 0.91512 | 0 | 0 | 0 | Fail RIM | [11 empty] | Commercial | HVAC tune-up_RTU | N | Assembly | Existing | 0.61331 | 0.60263 | 1.0177 | 0 | 0 | 0 | Fail TRC
[11 empty] | Commercial | Tank Wrap on Water Heater | N | Lodging/Hospitality | New | 0.54717 | 0.59793 | 0.91512 | 0 | 0 | 0 | Fail RIM | [11 empty] | Commercial | HVAC tune-up_RTU | N | College and University | Existing | 0.69461 | 0.60231 | 1.1532 | 0 | 0 | 0 | Fail TRC
[11 empty] | Commercial | Tank Wrap on Water Heater | N | Miscellaneous | New | 0.54717 | 0.59793 | 0.91512 | 0 | 0 | 0 | Fail RIM | [11 empty] | Commercial | HVAC tune-up_RTU | N | Grocery | Existing | 0.3388 | 0.60263 | 0.56221 | 0 | 0 | 0 | Fail TRC
[11 empty] | Commercial | Tank Wrap on Water Heater | N | Offices | New | 0.54717 | 0.59793 | 0.91512 | 0 | 0 | 0 | Fail RIM | [11 empty] | Commercial | HVAC tune-up_RTU | N | Institutional | Existing | 0.33129 | 0.60263 | 0.54975 | 0 | 0 | 0 | Fail TRC
[11 empty] | Commercial | Tank Wrap on Water Heater | N | Restaurants | New | 0.54717 | 0.59793 | 0.91512 | 0 | 0 | 0 | Fail RIM | [11 empty] | Commercial | HVAC tune-up_RTU | N | Miscellaneous | Existing | 0.34255 | 0.60263 | 0.56844 | 0 | 0 | 0 | Fail TRC
[11 empty] | Commercial | Tank Wrap on Water Heater | N | Retail | New | 0.54717 | 0.59793 | 0.91512 | 0 | 0 | 0 | Fail RIM | [11 empty] | Commercial | HVAC tune-up_RTU | N | Offices | Existing | 0.69027 | 0.60263 | 1.1454 | 0 | 0 | 0 | Fail TRC
[11 empty] | Commercial | Tank Wrap on Water Heater | N | Schools K-12 | New | 0.54717 | 0.59793 | 0.91512 | 0 | 0 | 0 | Fail RIM | [11 empty] | Commercial | HVAC tune-up_RTU | N | Restaurants | Existing | 0.99388 | 0.60263 | 1.6492 | 0 | 0 | 0 | Fail TRC
[11 empty] | Commercial | Tank Wrap on Water Heater | N | Warehouse | New | 0.54717 | 0.59793 | 0.91512 | 0 | 0 | 0 | Fail RIM | [11 empty] | Commercial | HVAC tune-up_RTU | N | Retail | Existing | 0.77896 | 0.60263 | 1.2926 | 0 | 0 | 0 | Fail TRC
[11 empty] | Commercial | Thermostatic Shower Restriction Valve | N | Assembly | Existing | 14.6024 | 0.60986 | 23.9439 | 0 | 0 | 0 | Fail RIM | [11 empty] | Commercial | HVAC tune-up_RTU | N | Schools K-12 | Existing | 0.67713 | 0.60263 | 1.1236 | 0 | 0 | 0 | Fail TRC
[11 empty] | Commercial | Thermostatic Shower Restriction Valve | N | College and University | Existing | 14.4715 | 0.61163 | 23.6607 | 0 | 0 | 0 | Fail RIM | [11 empty] | Commercial | HVAC tune-up_RTU | N | Warehouse | Existing | 0.14875 | 0.60263 | 0.24684 | 0 | 0 | 0 | Fail TRC
[11 empty] | Commercial | Thermostatic Shower Restriction Valve | N | Grocery | Existing | 14.4715 | 0.61163 | 23.6607 | 0 | 0 | 0 | Fail RIM | [11 empty] | Commercial | HVAC tune-up_RTU | N | Assembly | New | 0.61331 | 0.60263 | 1.0177 | 0 | 0 | 0 | Fail TRC
[11 empty] | Commercial | Thermostatic Shower Restriction Valve | N | Healthcare | Existing | 14.3608 | 0.60533 | 23.7239 | 0 | 0 | 0 | Fail RIM | [11 empty] | Commercial | HVAC tune-up_RTU | N | College and University | New | 0.69461 | 0.60231 | 1.1532 | 0 | 0 | 0 | Fail TRC
[11 empty] | Commercial | Thermostatic Shower Restriction Valve | N | Hospitals | Existing | 14.3608 | 0.60533 | 23.7239 | 0 | 0 | 0 | Fail RIM | [11 empty] | Commercial | HVAC tune-up_RTU | N | Grocery | New | 0.3388 | 0.60263 | 0.56221 | 0 | 0 | 0 | Fail TRC
[11 empty] | Commercial | Thermostatic Shower Restriction Valve | N | Institutional | Existing | 14.6024 | 0.60986 | 23.9439 | 0 | 0 | 0 | Fail RIM | [11 empty] | Commercial | HVAC tune-up_RTU | N | Institutional | New | 0.33129 | 0.60263 | 0.54975 | 0 | 0 | 0 | Fail TRC
[11 empty] | Commercial | Thermostatic Shower Restriction Valve | N | Lodging/Hospitality | Existing | 14.4415 | 0.61164 | 23.6113 | 0 | 0 | 0 | Fail RIM | [11 empty] | Commercial | HVAC tune-up_RTU | N | Miscellaneous | New | 0.34255 | 0.60263 | 0.56844 | 0 | 0 | 0 | Fail TRC
[11 empty] | Commercial | Thermostatic Shower Restriction Valve | N | Miscellaneous | Existing | 14.6024 | 0.60986 | 23.9439 | 0 | 0 | 0 | Fail RIM | [11 empty] | Commercial | HVAC tune-up_RTU | N | Offices | New | 0.69027 | 0.60263 | 1.1454 | 0 | 0 | 0 | Fail TRC
[11 empty] | Commercial | Thermostatic Shower Restriction Valve | N | Offices | Existing | 14.6024 | 0.60986 | 23.9439 | 0 | 0 | 0 | Fail RIM | [11 empty] | Commercial | HVAC tune-up_RTU | N | Restaurants | New | 0.99388 | 0.60263 | 1.6492 | 0 | 0 | 0 | Fail TRC
[11 empty] | Commercial | Thermostatic Shower Restriction Valve | N | Restaurants | Existing | 14.4715 | 0.61163 | 23.6607 | 0 | 0 | 0 | Fail RIM | [11 empty] | Commercial | HVAC tune-up_RTU | N | Retail | New | 0.77896 | 0.60263 | 1.2926 | 0 | 0 | 0 | Fail TRC
[11 empty] | Commercial | Thermostatic Shower Restriction Valve | N | Retail | Existing | 14.4715 | 0.61163 | 23.6607 | 0 | 0 | 0 | Fail RIM | [11 empty] | Commercial | HVAC tune-up_RTU | N | Schools K-12 | New | 0.67713 | 0.60263 | 1.1236 | 0 | 0 | 0 | Fail TRC
[11 empty] | Commercial | Thermostatic Shower Restriction Valve | N | Schools K-12 | Existing | 14.6024 | 0.60986 | 23.9439 | 0 | 0 | 0 | Fail RIM | [11 empty] | Commercial | HVAC tune-up_RTU | N | Warehouse | New | 0.14875 | 0.60263 | 0.24684 | 0 | 0 | 0 | Fail TRC
[11 empty] | Commercial | Thermostatic Shower Restriction Valve | N | Warehouse | Existing | 14.6024 | 0.60986 | 23.9439 | 0 | 0 | 0 | Fail RIM | [11 empty] | Commercial | Infiltration Reduction - Air Sealing | N | Assembly | Existing | 0.07504 | 0.61913 | 0.1212 | 0 | 0 | 0 | Fail TRC
[11 empty] | Commercial | Thermostatic Shower Restriction Valve | N | Assembly | New | 14.6024 | 0.60986 | 23.9439 | 0 | 0 | 0 | Fail RIM | [11 empty] | Commercial | Infiltration Reduction - Air Sealing | N | College and University | Existing | 0.036656 | 0.61913 | 0.059206 | 0 | 0 | 0 | Fail TRC
[11 empty] | Commercial | Thermostatic Shower Restriction Valve | N | College and University | New | 14.4715 | 0.61163 | 23.6607 | 0 | 0 | 0 | Fail RIM | [11 empty] | Commercial | Infiltration Reduction - Air Sealing | N | Grocery | Existing | 0.25518 | 0.61913 | 0.41216 | 0 | 0 | 0 | Fail TRC
[11 empty] | Commercial | Thermostatic Shower Restriction Valve | N | Grocery | New | 14.4715 | 0.61163 | 23.6607 | 0 | 0 | 0 | Fail RIM | [11 empty] | Commercial | Infiltration Reduction - Air Sealing | N | Healthcare | Existing | 0.071105 | 0.61913 | 0.11485 | 0 | 0 | 0 | Fail TRC
[11 empty] | Commercial | Thermostatic Shower Restriction Valve | N | Healthcare | New | 14.3608 | 0.60533 | 23.7239 | 0 | 0 | 0 | Fail RIM | [11 empty] | Commercial | Infiltration Reduction - Air Sealing | N | Hospitals | Existing | 0.036781 | 0.61913 | 0.059409 | 0 | 0 | 0 | Fail TRC
[11 empty] | Commercial | Thermostatic Shower Restriction Valve | N | Hospitals | New | 14.3608 | 0.60533 | 23.7239 | 0 | 0 | 0 | Fail RIM | [11 empty] | Commercial | Infiltration Reduction - Air Sealing | N | Institutional | Existing | 0.22948 | 0.61913 | 0.37065 | 0 | 0 | 0 | Fail TRC
[11 empty] | Commercial | Thermostatic Shower Restriction Valve | N | Institutional | New | 14.6024 | 0.60986 | 23.9439 | 0 | 0 | 0 | Fail RIM | [11 empty] | Commercial | Infiltration Reduction - Air Sealing | N | Lodging/Hospitality | Existing | 0.17263 | 0.61913 | 0.27883 | 0 | 0 | 0 | Fail TRC
[11 empty] | Commercial | Thermostatic Shower Restriction Valve | N | Lodging/Hospitality | New | 14.4415 | 0.61164 | 23.6113 | 0 | 0 | 0 | Fail RIM | [11 empty] | Commercial | Infiltration Reduction - Air Sealing | N | Miscellaneous | Existing | 0.04587 | 0.61913 | 0.074088 | 0 | 0 | 0 | Fail TRC
[11 empty] | Commercial | Thermostatic Shower Restriction Valve | N | Miscellaneous | New | 14.6024 | 0.60986 | 23.9439 | 0 | 0 | 0 | Fail RIM | [11 empty] | Commercial | Infiltration Reduction - Air Sealing | N | Offices | Existing | 0.33303 | 0.61913 | 0.53791 | 0 | 0 | 0 | Fail TRC
[11 empty] | Commercial | Thermostatic Shower Restriction Valve | N | Offices | New | 14.6024 | 0.60986 | 23.9439 | 0 | 0 | 0 | Fail RIM | [11 empty] | Commercial | Infiltration Reduction - Air Sealing | N | Restaurants | Existing | 0.2476 | 0.61913 | 0.39992 | 0 | 0 | 0 | Fail TRC
[11 empty] | Commercial | Thermostatic Shower Restriction Valve | N | Restaurants | New | 14.4715 | 0.61163 | 23.6607 | 0 | 0 | 0 | Fail RIM | [11 empty] | Commercial | Infiltration Reduction - Air Sealing | N | Retail | Existing | 0.10816 | 0.61913 | 0.1747 | 0 | 0 | 0 | Fail TRC
[11 empty] | Commercial | Thermostatic Shower Restriction Valve | N | Retail | New | 14.4715 | 0.61163 | 23.6607 | 0 | 0 | 0 | Fail RIM | [11 empty] | Commercial | Infiltration Reduction - Air Sealing | N | Schools K-12 | Existing | 0.024702 | 0.61913 | 0.039898 | 0 | 0 | 0 | Fail TRC
[11 empty] | Commercial | Thermostatic Shower Restriction Valve | N | Schools K-12 | New | 14.6024 | 0.60986 | 23.9439 | 0 | 0 | 0 | Fail RIM | [11 empty] | Commercial | Infiltration Reduction - Air Sealing | N | Warehouse | Existing | 0.068307 | 0.61913 | 0.11033 | 0 | 0 | 0 | Fail TRC
[11 empty] | Commercial | Thermostatic Shower Restriction Valve | N | Warehouse | New | 14.6024 | 0.60986 | 23.9439 | 0 | 0 | 0 | Fail RIM | [11 empty] | Commercial | Infiltration Reduction - Air Sealing | N | Assembly | New | 0.07223 | 0.61913 | 0.11666 | 0 | 0 | 0 | Fail TRC
[11 empty] | Commercial | Bi-Level Lighting Control (Exterior) | N | Assembly | Existing | 1.573 | 0.61715 | 2.5487 | 0 | 0 | 0 | Fail RIM | [11 empty] | Commercial | Infiltration Reduction - Air Sealing | N | College and University | New | 0.035283 | 0.61913 | 0.056989 | 0 | 0 | 0 | Fail TRC
[11 empty] | Commercial | Bi-Level Lighting Control (Exterior) | N | College and University | Existing | 1.573 | 0.61715 | 2.5487 | 0 | 0 | 0 | Fail RIM | [11 empty] | Commercial | Infiltration Reduction - Air Sealing | N | Grocery | New | 0.24562 | 0.61913 | 0.39673 | 0 | 0 | 0 | Fail TRC
[11 empty] | Commercial | Bi-Level Lighting Control (Exterior) | N | Grocery | Existing | 1.573 | 0.61715 | 2.5487 | 0 | 0 | 0 | Fail RIM | [11 empty] | Commercial | Infiltration Reduction - Air Sealing | N | Healthcare | New | 0.068442 | 0.61913 | 0.11055 | 0 | 0 | 0 | Fail TRC
[11 empty] | Commercial | Bi-Level Lighting Control (Exterior) | N | Healthcare | Existing | 1.573 | 0.61715 | 2.5487 | 0 | 0 | 0 | Fail RIM | [11 empty] | Commercial | Infiltration Reduction - Air Sealing | N | Hospitals | New | 0.035404 | 0.61913 | 0.057184 | 0 | 0 | 0 | Fail TRC
[11 empty] | Commercial | Bi-Level Lighting Control (Exterior) | N | Hospitals | Existing | 1.573 | 0.61715 | 2.5487 | 0 | 0 | 0 | Fail RIM | [11 empty] | Commercial | Infiltration Reduction - Air Sealing | N | Institutional | New | 0.22089 | 0.61913 | 0.35677 | 0 | 0 | 0 | Fail TRC
[11 empty] | Commercial | Bi-Level Lighting Control (Exterior) | N | Institutional | Existing | 1.573 | 0.61715 | 2.5487 | 0 | 0 | 0 | Fail RIM | [11 empty] | Commercial | Infiltration Reduction - Air Sealing | N | Lodging/Hospitality | New | 0.16617 | 0.61913 | 0.26839 | 0 | 0 | 0 | Fail TRC
[11 empty] | Commercial | Bi-Level Lighting Control (Exterior) | N | Lodging/Hospitality | Existing | 1.573 | 0.61715 | 2.5487 | 0 | 0 | 0 | Fail RIM | [11 empty] | Commercial | Infiltration Reduction - Air Sealing | N | Miscellaneous | New | 0.044152 | 0.61913 | 0.071314 | 0 | 0 | 0 | Fail TRC
[11 empty] | Commercial | Bi-Level Lighting Control (Exterior) | N | Miscellaneous | Existing | 1.573 | 0.61715 | 2.5487 | 0 | 0 | 0 | Fail RIM | [11 empty] | Commercial | Infiltration Reduction - Air Sealing | N | Offices | New | 0.32056 | 0.61913 | 0.51776 | 0 | 0 | 0 | Fail TRC
[11 empty] | Commercial | Bi-Level Lighting Control (Exterior) | N | Offices | Existing | 1.573 | 0.61715 | 2.5487 | 0 | 0 | 0 | Fail RIM | [11 empty] | Commercial | Infiltration Reduction - Air Sealing | N | Restaurants | New | 0.23833 | 0.61913 | 0.38495 | 0 | 0 | 0 | Fail TRC
[11 empty] | Commercial | Bi-Level Lighting Control (Exterior) | N | Restaurants | Existing | 1.573 | 0.61715 | 2.5487 | 0 | 0 | 0 | Fail RIM | [11 empty] | Commercial | Infiltration Reduction - Air Sealing | N | Retail | New | 0.10411 | 0.61913 | 0.16816 | 0 | 0 | 0 | Fail TRC
[11 empty] | Commercial | Bi-Level Lighting Control (Exterior) | N | Retail | Existing | 1.573 | 0.61715 | 2.5487 | 0 | 0 | 0 | Fail RIM | [11 empty] | Commercial | Infiltration Reduction - Air Sealing | N | Schools K-12 | New | 0.023777 | 0.61913 | 0.038404 | 0 | 0 | 0 | Fail TRC
[11 empty] | Commercial | Bi-Level Lighting Control (Exterior) | N | Schools K-12 | Existing | 1.573 | 0.61715 | 2.5487 | 0 | 0 | 0 | Fail RIM | [11 empty] | Commercial | Infiltration Reduction - Air Sealing | N | Warehouse | New | 0.06575 | 0.61913 | 0.1062 | 0 | 0 | 0 | Fail TRC
[11 empty] | Commercial | Bi-Level Lighting Control (Exterior) | N | Warehouse | Existing | 1.573 | 0.61715 | 2.5487 | 0 | 0 | 0 | Fail RIM | [11 empty] | Commercial | Low U-Value Windows | N | Assembly | New | 0.13191 | 0.73144 | 0.18034 | 0 | 0 | 0 | Fail TRC
[11 empty] | Commercial | Bi-Level Lighting Control (Exterior) | N | Assembly | New | 1.573 | 0.61715 | 2.5487 | 0 | 0 | 0 | Fail RIM | [11 empty] | Commercial | Low U-Value Windows | N | College and University | New | 0.13191 | 0.73144 | 0.18034 | 0 | 0 | 0 | Fail TRC
[11 empty] | Commercial | Bi-Level Lighting Control (Exterior) | N | College and University | New | 1.573 | 0.61715 | 2.5487 | 0 | 0 | 0 | Fail RIM | [11 empty] | Commercial | Low U-Value Windows | N | Grocery | New | 0.13191 | 0.73144 | 0.18034 | 0 | 0 | 0 | Fail TRC
[11 empty] | Commercial | Bi-Level Lighting Control (Exterior) | N | Grocery | New | 1.573 | 0.61715 | 2.5487 | 0 | 0 | 0 | Fail RIM | [11 empty] | Commercial | Low U-Value Windows | N | Healthcare | New | 0.13191 | 0.73144 | 0.18034 | 0 | 0 | 0 | Fail TRC
[11 empty] | Commercial | Bi-Level Lighting Control (Exterior) | N | Healthcare | New | 1.573 | 0.61715 | 2.5487 | 0 | 0 | 0 | Fail RIM | [11 empty] | Commercial | Low U-Value Windows | N | Hospitals | New | 0.13191 | 0.73144 | 0.18034 | 0 | 0 | 0 | Fail TRC
[11 empty] | Commercial | Bi-Level Lighting Control (Exterior) | N | Hospitals | New | 1.573 | 0.61715 | 2.5487 | 0 | 0 | 0 | Fail RIM | [11 empty] | Commercial | Low U-Value Windows | N | Institutional | New | 0.13191 | 0.73144 | 0.18034 | 0 | 0 | 0 | Fail TRC
[11 empty] | Commercial | Bi-Level Lighting Control (Exterior) | N | Institutional | New | 1.573 | 0.61715 | 2.5487 | 0 | 0 | 0 | Fail RIM | [11 empty] | Commercial | Low U-Value Windows | N | Lodging/Hospitality | New | 0.13764 | 0.75708 | 0.1818 | 0 | 0 | 0 | Fail TRC
[11 empty] | Commercial | Bi-Level Lighting Control (Exterior) | N | Lodging/Hospitality | New | 1.573 | 0.61715 | 2.5487 | 0 | 0 | 0 | Fail RIM | [11 empty] | Commercial | Low U-Value Windows | N | Miscellaneous | New | 0.13273 | 0.7384 | 0.17976 | 0 | 0 | 0 | Fail TRC
[11 empty] | Commercial | Bi-Level Lighting Control (Exterior) | N | Miscellaneous | New | 1.573 | 0.61715 | 2.5487 | 0 | 0 | 0 | Fail RIM | [11 empty] | Commercial | Low U-Value Windows | N | Offices | New | 0.13191 | 0.73144 | 0.18034 | 0 | 0 | 0 | Fail TRC
[11 empty] | Commercial | Bi-Level Lighting Control (Exterior) | N | Offices | New | 1.573 | 0.61715 | 2.5487 | 0 | 0 | 0 | Fail RIM | [11 empty] | Commercial | Low U-Value Windows | N | Restaurants | New | 0.13191 | 0.73144 | 0.18034 | 0 | 0 | 0 | Fail TRC
[11 empty] | Commercial | Bi-Level Lighting Control (Exterior) | N | Restaurants | New | 1.573 | 0.61715 | 2.5487 | 0 | 0 | 0 | Fail RIM | [11 empty] | Commercial | Low U-Value Windows | N | Retail | New | 0.13191 | 0.73144 | 0.18034 | 0 | 0 | 0 | Fail TRC
[11 empty] | Commercial | Bi-Level Lighting Control (Exterior) | N | Retail | New | 1.573 | 0.61715 | 2.5487 | 0 | 0 | 0 | Fail RIM | [11 empty] | Commercial | Low U-Value Windows | N | Schools K-12 | New | 0.13191 | 0.73144 | 0.18034 | 0 | 0 | 0 | Fail TRC
[11 empty] | Commercial | Bi-Level Lighting Control (Exterior) | N | Schools K-12 | New | 1.573 | 0.61715 | 2.5487 | 0 | 0 | 0 | Fail RIM | [11 empty] | Commercial | Low U-Value Windows | N | Warehouse | New | 0.13273 | 0.7384 | 0.17976 | 0 | 0 | 0 | Fail TRC
[11 empty] | Commercial | Bi-Level Lighting Control (Exterior) | N | Warehouse | New | 1.573 | 0.61715 | 2.5487 | 0 | 0 | 0 | Fail RIM | [11 empty] | Commercial | Programmable Thermostat | N | Assembly | Existing | 0.40222 | 0.73229 | 0.54926 | 0 | 0 | 0 | Fail TRC
[11 empty] | Commercial | Outdoor Lighting Controls | N | Assembly | Existing | 1.731 | 0.59151 | 2.9265 | 0 | 0 | 0 | Fail RIM | [11 empty] | Commercial | Programmable Thermostat | N | College and University | Existing | 0.5742 | 0.66152 | 0.868 | 0 | 0 | 0 | Fail TRC
[11 empty] | Commercial | Outdoor Lighting Controls | N | College and University | Existing | 1.731 | 0.59151 | 2.9265 | 0 | 0 | 0 | Fail RIM | [11 empty] | Commercial | Programmable Thermostat | N | Grocery | Existing | 4.6326 | 0.83908 | 5.521 | 0 | 0 | 0 | Fail 2-year Threshold
[11 empty] | Commercial | Outdoor Lighting Controls | N | Grocery | Existing | 1.731 | 0.59151 | 2.9265 | 0 | 0 | 0 | Fail RIM | [11 empty] | Commercial | Programmable Thermostat | N | Lodging/Hospitality | Existing | 0.71606 | 0.555 | 1.2902 | 0 | 0 | 0 | Fail TRC
[11 empty] | Commercial | Outdoor Lighting Controls | N | Healthcare | Existing | 1.731 | 0.59151 | 2.9265 | 0 | 0 | 0 | Fail RIM | [11 empty] | Commercial | Programmable Thermostat | N | Retail | Existing | 0.84336 | 0.83908 | 1.0051 | 0 | 0 | 0 | Fail TRC
[11 empty] | Commercial | Outdoor Lighting Controls | N | Hospitals | Existing | 1.731 | 0.59151 | 2.9265 | 0 | 0 | 0 | Fail RIM | [11 empty] | Commercial | Programmable Thermostat | N | Schools K-12 | Existing | 0.62745 | 0.73229 | 0.85684 | 0 | 0 | 0 | Fail TRC
[11 empty] | Commercial | Outdoor Lighting Controls | N | Institutional | Existing | 1.731 | 0.59151 | 2.9265 | 0 | 0 | 0 | Fail RIM | [11 empty] | Commercial | Programmable Thermostat | N | Warehouse | Existing | 0.20138 | 0.73229 | 0.275 | 0 | 0 | 0 | Fail TRC
[11 empty] | Commercial | Outdoor Lighting Controls | N | Lodging/Hospitality | Existing | 1.731 | 0.59151 | 2.9265 | 0 | 0 | 0 | Fail RIM | [11 empty] | Commercial | Programmable Thermostat | N | Assembly | New | 0.40222 | 0.73229 | 0.54926 | 0 | 0 | 0 | Fail TRC
[11 empty] | Commercial | Outdoor Lighting Controls | N | Miscellaneous | Existing | 1.731 | 0.59151 | 2.9265 | 0 | 0 | 0 | Fail RIM | [11 empty] | Commercial | Programmable Thermostat | N | College and University | New | 0.5742 | 0.66152 | 0.868 | 0 | 0 | 0 | Fail TRC
[11 empty] | Commercial | Outdoor Lighting Controls | N | Offices | Existing | 1.731 | 0.59151 | 2.9265 | 0 | 0 | 0 | Fail RIM | [11 empty] | Commercial | Programmable Thermostat | N | Grocery | New | 4.6326 | 0.83908 | 5.521 | 0 | 0 | 0 | Fail 2-year Threshold
[11 empty] | Commercial | Outdoor Lighting Controls | N | Restaurants | Existing | 1.731 | 0.59151 | 2.9265 | 0 | 0 | 0 | Fail RIM | [11 empty] | Commercial | Programmable Thermostat | N | Lodging/Hospitality | New | 0.71606 | 0.555 | 1.2902 | 0 | 0 | 0 | Fail TRC
[11 empty] | Commercial | Outdoor Lighting Controls | N | Retail | Existing | 1.731 | 0.59151 | 2.9265 | 0 | 0 | 0 | Fail RIM | [11 empty] | Commercial | Programmable Thermostat | N | Retail | New | 0.84336 | 0.83908 | 1.0051 | 0 | 0 | 0 | Fail TRC
[11 empty] | Commercial | Outdoor Lighting Controls | N | Schools K-12 | Existing | 1.731 | 0.59151 | 2.9265 | 0 | 0 | 0 | Fail RIM | [11 empty] | Commercial | Programmable Thermostat | N | Schools K-12 | New | 0.62745 | 0.73229 | 0.85684 | 0 | 0 | 0 | Fail TRC
[11 empty] | Commercial | Outdoor Lighting Controls | N | Warehouse | Existing | 1.731 | 0.59151 | 2.9265 | 0 | 0 | 0 | Fail RIM | [11 empty] | Commercial | Programmable Thermostat | N | Warehouse | New | 0.20138 | 0.73229 | 0.275 | 0 | 0 | 0 | Fail TRC
[11 empty] | Commercial | Outdoor Lighting Controls | N | Assembly | New | 1.731 | 0.59151 | 2.9265 | 0 | 0 | 0 | Fail RIM | [11 empty] | Commercial | Roof Insulation | N | Assembly | Existing | 0.36465 | 0.64347 | 0.56669 | 0 | 0 | 0 | Fail TRC
[11 empty] | Commercial | Outdoor Lighting Controls | N | College and University | New | 1.731 | 0.59151 | 2.9265 | 0 | 0 | 0 | Fail RIM | [11 empty] | Commercial | Roof Insulation | N | College and University | Existing | 0.42817 | 0.72098 | 0.59387 | 0 | 0 | 0 | Fail TRC
[11 empty] | Commercial | Outdoor Lighting Controls | N | Grocery | New | 1.731 | 0.59151 | 2.9265 | 0 | 0 | 0 | Fail RIM | [11 empty] | Commercial | Roof Insulation | N | Grocery | Existing | 0.39497 | 0.68168 | 0.5794 | 0 | 0 | 0 | Fail TRC
[11 empty] | Commercial | Outdoor Lighting Controls | N | Healthcare | New | 1.731 | 0.59151 | 2.9265 | 0 | 0 | 0 | Fail RIM | [11 empty] | Commercial | Roof Insulation | N | Healthcare | Existing | 0.36465 | 0.64347 | 0.56669 | 0 | 0 | 0 | Fail TRC
[11 empty] | Commercial | Outdoor Lighting Controls | N | Hospitals | New | 1.731 | 0.59151 | 2.9265 | 0 | 0 | 0 | Fail RIM | [11 empty] | Commercial | Roof Insulation | N | Hospitals | Existing | 0.42817 | 0.72098 | 0.59387 | 0 | 0 | 0 | Fail TRC
[11 empty] | Commercial | Outdoor Lighting Controls | N | Institutional | New | 1.731 | 0.59151 | 2.9265 | 0 | 0 | 0 | Fail RIM | [11 empty] | Commercial | Roof Insulation | N | Institutional | Existing | 0.36465 | 0.64347 | 0.56669 | 0 | 0 | 0 | Fail TRC
[11 empty] | Commercial | Outdoor Lighting Controls | N | Lodging/Hospitality | New | 1.731 | 0.59151 | 2.9265 | 0 | 0 | 0 | Fail RIM | [11 empty] | Commercial | Roof Insulation | N | Lodging/Hospitality | Existing | 0.42817 | 0.72098 | 0.59387 | 0 | 0 | 0 | Fail TRC
[11 empty] | Commercial | Outdoor Lighting Controls | N | Miscellaneous | New | 1.731 | 0.59151 | 2.9265 | 0 | 0 | 0 | Fail RIM | [11 empty] | Commercial | Roof Insulation | N | Miscellaneous | Existing | 0.36465 | 0.64347 | 0.56669 | 0 | 0 | 0 | Fail TRC
[11 empty] | Commercial | Outdoor Lighting Controls | N | Offices | New | 1.731 | 0.59151 | 2.9265 | 0 | 0 | 0 | Fail RIM | [11 empty] | Commercial | Roof Insulation | N | Offices | Existing | 0.36465 | 0.64347 | 0.56669 | 0 | 0 | 0 | Fail TRC
[11 empty] | Commercial | Outdoor Lighting Controls | N | Restaurants | New | 1.731 | 0.59151 | 2.9265 | 0 | 0 | 0 | Fail RIM | [11 empty] | Commercial | Roof Insulation | N | Restaurants | Existing | 0.39497 | 0.68168 | 0.5794 | 0 | 0 | 0 | Fail TRC
[11 empty] | Commercial | Outdoor Lighting Controls | N | Retail | New | 1.731 | 0.59151 | 2.9265 | 0 | 0 | 0 | Fail RIM | [11 empty] | Commercial | Roof Insulation | N | Retail | Existing | 0.39497 | 0.68168 | 0.5794 | 0 | 0 | 0 | Fail TRC
[11 empty] | Commercial | Outdoor Lighting Controls | N | Schools K-12 | New | 1.731 | 0.59151 | 2.9265 | 0 | 0 | 0 | Fail RIM | [11 empty] | Commercial | Roof Insulation | N | Schools K-12 | Existing | 0.36465 | 0.64347 | 0.56669 | 0 | 0 | 0 | Fail TRC
[11 empty] | Commercial | Outdoor Lighting Controls | N | Warehouse | New | 1.731 | 0.59151 | 2.9265 | 0 | 0 | 0 | Fail RIM | [11 empty] | Commercial | Roof Insulation | N | Warehouse | Existing | 0.38274 | 0.66779 | 0.57315 | 0 | 0 | 0 | Fail TRC
[11 empty] | Commercial | Air Curtains | N | Assembly | Existing | 0.0094147 | 0.60734 | 0.015501 | 0 | 0 | 0 | Fail RIM | [11 empty] | Commercial | Roof Insulation | N | Assembly | New | 0.1755 | 0.64347 | 0.27274 | 0 | 0 | 0 | Fail TRC
[11 empty] | Commercial | Air Curtains | N | College and University | Existing | 0.0093499 | 0.60424 | 0.015474 | 0 | 0 | 0 | Fail RIM | [11 empty] | Commercial | Roof Insulation | N | College and University | New | 0.20607 | 0.72098 | 0.28581 | 0 | 0 | 0 | Fail TRC
[11 empty] | Commercial | Air Curtains | N | Grocery | Existing | 0.0094147 | 0.60734 | 0.015501 | 0 | 0 | 0 | Fail RIM | [11 empty] | Commercial | Roof Insulation | N | Grocery | New | 0.19009 | 0.68168 | 0.27885 | 0 | 0 | 0 | Fail TRC
[11 empty] | Commercial | Air Curtains | N | Healthcare | Existing | 0.0093499 | 0.60424 | 0.015474 | 0 | 0 | 0 | Fail RIM | [11 empty] | Commercial | Roof Insulation | N | Healthcare | New | 0.1755 | 0.64347 | 0.27274 | 0 | 0 | 0 | Fail TRC
[11 empty] | Commercial | Air Curtains | N | Hospitals | Existing | 0.0093499 | 0.60424 | 0.015474 | 0 | 0 | 0 | Fail RIM | [11 empty] | Commercial | Roof Insulation | N | Hospitals | New | 0.20607 | 0.72098 | 0.28581 | 0 | 0 | 0 | Fail TRC
[11 empty] | Commercial | Air Curtains | N | Institutional | Existing | 0.0094147 | 0.60734 | 0.015501 | 0 | 0 | 0 | Fail RIM | [11 empty] | Commercial | Roof Insulation | N | Institutional | New | 0.1755 | 0.64347 | 0.27274 | 0 | 0 | 0 | Fail TRC
[11 empty] | Commercial | Air Curtains | N | Lodging/Hospitality | Existing | 0.0093499 | 0.60424 | 0.015474 | 0 | 0 | 0 | Fail RIM | [11 empty] | Commercial | Roof Insulation | N | Lodging/Hospitality | New | 0.20607 | 0.72098 | 0.28581 | 0 | 0 | 0 | Fail TRC
[11 empty] | Commercial | Air Curtains | N | Miscellaneous | Existing | 0.0094147 | 0.60734 | 0.015501 | 0 | 0 | 0 | Fail RIM | [11 empty] | Commercial | Roof Insulation | N | Miscellaneous | New | 0.1755 | 0.64347 | 0.27274 | 0 | 0 | 0 | Fail TRC
[11 empty] | Commercial | Air Curtains | N | Offices | Existing | 0.0094147 | 0.60734 | 0.015501 | 0 | 0 | 0 | Fail RIM | [11 empty] | Commercial | Roof Insulation | N | Offices | New | 0.1755 | 0.64347 | 0.27274 | 0 | 0 | 0 | Fail TRC
[11 empty] | Commercial | Air Curtains | N | Restaurants | Existing | 0.0093499 | 0.60424 | 0.015474 | 0 | 0 | 0 | Fail RIM | [11 empty] | Commercial | Roof Insulation | N | Restaurants | New | 0.19009 | 0.68168 | 0.27885 | 0 | 0 | 0 | Fail TRC
[11 empty] | Commercial | Air Curtains | N | Retail | Existing | 0.0094147 | 0.60734 | 0.015501 | 0 | 0 | 0 | Fail RIM | [11 empty] | Commercial | Roof Insulation | N | Retail | New | 0.19009 | 0.68168 | 0.27885 | 0 | 0 | 0 | Fail TRC
[11 empty] | Commercial | Air Curtains | N | Schools K-12 | Existing | 0.0093499 | 0.60424 | 0.015474 | 0 | 0 | 0 | Fail RIM | [11 empty] | Commercial | Roof Insulation | N | Schools K-12 | New | 0.1755 | 0.64347 | 0.27274 | 0 | 0 | 0 | Fail TRC
[11 empty] | Commercial | Air Curtains | N | Warehouse | Existing | 0.0094147 | 0.60734 | 0.015501 | 0 | 0 | 0 | Fail RIM | [11 empty] | Commercial | Roof Insulation | N | Warehouse | New | 0.1842 | 0.66779 | 0.27584 | 0 | 0 | 0 | Fail TRC
[11 empty] | Commercial | Air Curtains | N | Assembly | New | 0.0094147 | 0.60734 | 0.015501 | 0 | 0 | 0 | Fail RIM | [11 empty] | Commercial | Smart Thermostat | N | Assembly | Existing | 0.71355 | 0.73229 | 0.97441 | 0 | 0 | 0 | Fail TRC
[11 empty] | Commercial | Air Curtains | N | College and University | New | 0.0093499 | 0.60424 | 0.015474 | 0 | 0 | 0 | Fail RIM | [11 empty] | Commercial | Smart Thermostat | N | Grocery | Existing | 8.2183 | 0.83908 | 9.7945 | 0 | 0 | 0 | Fail 2-year Threshold
[11 empty] | Commercial | Air Curtains | N | Grocery | New | 0.0094147 | 0.60734 | 0.015501 | 0 | 0 | 0 | Fail RIM | [11 empty] | Commercial | Smart Thermostat | N | Restaurants | Existing | 6.8508 | 0.83908 | 8.1647 | 0 | 0 | 0 | Fail 2-year Threshold
[11 empty] | Commercial | Air Curtains | N | Healthcare | New | 0.0093499 | 0.60424 | 0.015474 | 0 | 0 | 0 | Fail RIM | [11 empty] | Commercial | Smart Thermostat | N | Warehouse | Existing | 0.35725 | 0.73229 | 0.48785 | 0 | 0 | 0 | Fail TRC
[11 empty] | Commercial | Air Curtains | N | Hospitals | New | 0.0093499 | 0.60424 | 0.015474 | 0 | 0 | 0 | Fail RIM | [11 empty] | Commercial | Smart Thermostat | N | Assembly | New | 0.71355 | 0.73229 | 0.97441 | 0 | 0 | 0 | Fail TRC
[11 empty] | Commercial | Air Curtains | N | Institutional | New | 0.0094147 | 0.60734 | 0.015501 | 0 | 0 | 0 | Fail RIM | [11 empty] | Commercial | Smart Thermostat | N | Grocery | New | 8.2183 | 0.83908 | 9.7945 | 0 | 0 | 0 | Fail 2-year Threshold
[11 empty] | Commercial | Air Curtains | N | Lodging/Hospitality | New | 0.0093499 | 0.60424 | 0.015474 | 0 | 0 | 0 | Fail RIM | [11 empty] | Commercial | Smart Thermostat | N | Restaurants | New | 6.8508 | 0.83908 | 8.1647 | 0 | 0 | 0 | Fail 2-year Threshold
[11 empty] | Commercial | Air Curtains | N | Miscellaneous | New | 0.0094147 | 0.60734 | 0.015501 | 0 | 0 | 0 | Fail RIM | [11 empty] | Commercial | Smart Thermostat | N | Warehouse | New | 0.35725 | 0.73229 | 0.48785 | 0 | 0 | 0 | Fail TRC
[11 empty] | Commercial | Air Curtains | N | Offices | New | 0.0094147 | 0.60734 | 0.015501 | 0 | 0 | 0 | Fail RIM | [11 empty] | Commercial | Thermal Energy Storage | N | Assembly | Existing | 0.13198 | -3.0571 | -0.043172 | 0 | 0 | 0 | Fail TRC
[11 empty] | Commercial | Air Curtains | N | Restaurants | New | 0.0093499 | 0.60424 | 0.015474 | 0 | 0 | 0 | Fail RIM | [11 empty] | Commercial | Thermal Energy Storage | N | College and University | Existing | 0.137 | -3.1733 | -0.043172 | 0 | 0 | 0 | Fail TRC
[11 empty] | Commercial | Air Curtains | N | Retail | New | 0.0094147 | 0.60734 | 0.015501 | 0 | 0 | 0 | Fail RIM | [11 empty] | Commercial | Thermal Energy Storage | N | Grocery | Existing | 0.13198 | -3.0571 | -0.043172 | 0 | 0 | 0 | Fail TRC
[11 empty] | Commercial | Air Curtains | N | Schools K-12 | New | 0.0093499 | 0.60424 | 0.015474 | 0 | 0 | 0 | Fail RIM | [11 empty] | Commercial | Thermal Energy Storage | N | Healthcare | Existing | 0.13198 | -3.0571 | -0.043172 | 0 | 0 | 0 | Fail TRC
[11 empty] | Commercial | Air Curtains | N | Warehouse | New | 0.0094147 | 0.60734 | 0.015501 | 0 | 0 | 0 | Fail RIM | [11 empty] | Commercial | Thermal Energy Storage | N | Hospitals | Existing | 0.137 | -3.1733 | -0.043172 | 0 | 0 | 0 | Fail TRC
[11 empty] | Commercial | Airside Economizer | N | Assembly | Existing | 19.0108 | 0.58951 | 32.2485 | 0 | 0 | 0 | Fail RIM | [11 empty] | Commercial | Thermal Energy Storage | N | Institutional | Existing | 0.13198 | -3.0571 | -0.043172 | 0 | 0 | 0 | Fail TRC
[11 empty] | Commercial | Airside Economizer | N | College and University | Existing | 18.9808 | 0.58226 | 32.5984 | 0 | 0 | 0 | Fail RIM | [11 empty] | Commercial | Thermal Energy Storage | N | Lodging/Hospitality | Existing | 0.13198 | -3.0571 | -0.043172 | 0 | 0 | 0 | Fail TRC
[11 empty] | Commercial | Airside Economizer | N | Grocery | Existing | 19.4715 | 0.60514 | 32.1768 | 0 | 0 | 0 | Fail RIM | [11 empty] | Commercial | Thermal Energy Storage | N | Miscellaneous | Existing | 0.13198 | -3.0571 | -0.043172 | 0 | 0 | 0 | Fail TRC
[11 empty] | Commercial | Airside Economizer | N | Healthcare | Existing | 19.0108 | 0.58951 | 32.2485 | 0 | 0 | 0 | Fail RIM | [11 empty] | Commercial | Thermal Energy Storage | N | Offices | Existing | 0.13198 | -3.0571 | -0.043172 | 0 | 0 | 0 | Fail TRC
[11 empty] | Commercial | Airside Economizer | N | Hospitals | Existing | 18.9808 | 0.58226 | 32.5984 | 0 | 0 | 0 | Fail RIM | [11 empty] | Commercial | Thermal Energy Storage | N | Restaurants | Existing | 0.13198 | -3.0571 | -0.043172 | 0 | 0 | 0 | Fail TRC
[11 empty] | Commercial | Airside Economizer | N | Institutional | Existing | 19.0108 | 0.58951 | 32.2485 | 0 | 0 | 0 | Fail RIM | [11 empty] | Commercial | Thermal Energy Storage | N | Retail | Existing | 0.13198 | -3.0571 | -0.043172 | 0 | 0 | 0 | Fail TRC
[11 empty] | Commercial | Airside Economizer | N | Lodging/Hospitality | Existing | 19.4715 | 0.60514 | 32.1768 | 0 | 0 | 0 | Fail RIM | [11 empty] | Commercial | Thermal Energy Storage | N | Schools K-12 | Existing | 0.13198 | -3.0571 | -0.043172 | 0 | 0 | 0 | Fail TRC
[11 empty] | Commercial | Airside Economizer | N | Miscellaneous | Existing | 19.0108 | 0.58951 | 32.2485 | 0 | 0 | 0 | Fail RIM | [11 empty] | Commercial | Thermal Energy Storage | N | Warehouse | Existing | 0.13198 | -3.0571 | -0.043172 | 0 | 0 | 0 | Fail TRC
[11 empty] | Commercial | Airside Economizer | N | Offices | Existing | 19.0108 | 0.58951 | 32.2485 | 0 | 0 | 0 | Fail RIM | [11 empty] | Commercial | Thermal Energy Storage | N | Assembly | New | 0.13198 | -3.0571 | -0.043172 | 0 | 0 | 0 | Fail TRC
[11 empty] | Commercial | Airside Economizer | N | Restaurants | Existing | 19.4715 | 0.60514 | 32.1768 | 0 | 0 | 0 | Fail RIM | [11 empty] | Commercial | Thermal Energy Storage | N | College and University | New | 0.137 | -3.1733 | -0.043172 | 0 | 0 | 0 | Fail TRC
[11 empty] | Commercial | Airside Economizer | N | Retail | Existing | 19.4715 | 0.60514 | 32.1768 | 0 | 0 | 0 | Fail RIM | [11 empty] | Commercial | Thermal Energy Storage | N | Grocery | New | 0.13198 | -3.0571 | -0.043172 | 0 | 0 | 0 | Fail TRC
[11 empty] | Commercial | Airside Economizer | N | Schools K-12 | Existing | 19.0108 | 0.58951 | 32.2485 | 0 | 0 | 0 | Fail RIM | [11 empty] | Commercial | Thermal Energy Storage | N | Healthcare | New | 0.13198 | -3.0571 | -0.043172 | 0 | 0 | 0 | Fail TRC
[11 empty] | Commercial | Airside Economizer | N | Warehouse | Existing | 19.0108 | 0.58951 | 32.2485 | 0 | 0 | 0 | Fail RIM | [11 empty] | Commercial | Thermal Energy Storage | N | Hospitals | New | 0.137 | -3.1733 | -0.043172 | 0 | 0 | 0 | Fail TRC
[11 empty] | Commercial | Airside Economizer | N | Assembly | New | 19.0108 | 0.58951 | 32.2485 | 0 | 0 | 0 | Fail RIM | [11 empty] | Commercial | Thermal Energy Storage | N | Institutional | New | 0.13198 | -3.0571 | -0.043172 | 0 | 0 | 0 | Fail TRC
[11 empty] | Commercial | Airside Economizer | N | College and University | New | 18.9808 | 0.58226 | 32.5984 | 0 | 0 | 0 | Fail RIM | [11 empty] | Commercial | Thermal Energy Storage | N | Lodging/Hospitality | New | 0.13198 | -3.0571 | -0.043172 | 0 | 0 | 0 | Fail TRC
[11 empty] | Commercial | Airside Economizer | N | Grocery | New | 19.4715 | 0.60514 | 32.1768 | 0 | 0 | 0 | Fail RIM | [11 empty] | Commercial | Thermal Energy Storage | N | Miscellaneous | New | 0.13198 | -3.0571 | -0.043172 | 0 | 0 | 0 | Fail TRC
[11 empty] | Commercial | Airside Economizer | N | Healthcare | New | 19.0108 | 0.58951 | 32.2485 | 0 | 0 | 0 | Fail RIM | [11 empty] | Commercial | Thermal Energy Storage | N | Offices | New | 0.13198 | -3.0571 | -0.043172 | 0 | 0 | 0 | Fail TRC
[11 empty] | Commercial | Airside Economizer | N | Hospitals | New | 18.9808 | 0.58226 | 32.5984 | 0 | 0 | 0 | Fail RIM | [11 empty] | Commercial | Thermal Energy Storage | N | Restaurants | New | 0.13198 | -3.0571 | -0.043172 | 0 | 0 | 0 | Fail TRC
[11 empty] | Commercial | Airside Economizer | N | Institutional | New | 19.0108 | 0.58951 | 32.2485 | 0 | 0 | 0 | Fail RIM | [11 empty] | Commercial | Thermal Energy Storage | N | Retail | New | 0.13198 | -3.0571 | -0.043172 | 0 | 0 | 0 | Fail TRC
[11 empty] | Commercial | Airside Economizer | N | Lodging/Hospitality | New | 19.4715 | 0.60514 | 32.1768 | 0 | 0 | 0 | Fail RIM | [11 empty] | Commercial | Thermal Energy Storage | N | Schools K-12 | New | 0.13198 | -3.0571 | -0.043172 | 0 | 0 | 0 | Fail TRC
[11 empty] | Commercial | Airside Economizer | N | Miscellaneous | New | 19.0108 | 0.58951 | 32.2485 | 0 | 0 | 0 | Fail RIM | [11 empty] | Commercial | Thermal Energy Storage | N | Warehouse | New | 0.13198 | -3.0571 | -0.043172 | 0 | 0 | 0 | Fail TRC
[11 empty] | Commercial | Airside Economizer | N | Offices | New | 19.0108 | 0.58951 | 32.2485 | 0 | 0 | 0 | Fail RIM | [11 empty] | Commercial | Wall Insulation | N | Assembly | New | 0 | 0 | 0 | 0 | 0 | 0 | Fail TRC
[11 empty] | Commercial | Airside Economizer | N | Restaurants | New | 19.4715 | 0.60514 | 32.1768 | 0 | 0 | 0 | Fail RIM | [11 empty] | Commercial | Wall Insulation | N | College and University | New | 0 | 0 | 0 | 0 | 0 | 0 | Fail TRC
[11 empty] | Commercial | Airside Economizer | N | Retail | New | 19.4715 | 0.60514 | 32.1768 | 0 | 0 | 0 | Fail RIM | [11 empty] | Commercial | Wall Insulation | N | Grocery | New | 0 | 0 | 0 | 0 | 0 | 0 | Fail TRC
[11 empty] | Commercial | Airside Economizer | N | Schools K-12 | New | 19.0108 | 0.58951 | 32.2485 | 0 | 0 | 0 | Fail RIM | [11 empty] | Commercial | Wall Insulation | N | Healthcare | New | 0 | 0 | 0 | 0 | 0 | 0 | Fail TRC
[11 empty] | Commercial | Airside Economizer | N | Warehouse | New | 19.0108 | 0.58951 | 32.2485 | 0 | 0 | 0 | Fail RIM | [11 empty] | Commercial | Wall Insulation | N | Hospitals | New | 0 | 0 | 0 | 0 | 0 | 0 | Fail TRC
[11 empty] | Commercial | Ceiling Insulation(R12 to R38) | N | Assembly | Existing | 0.38134 | 0.64347 | 0.59263 | 0 | 0 | 0 | Fail RIM | [11 empty] | Commercial | Wall Insulation | N | Institutional | New | 0 | 0 | 0 | 0 | 0 | 0 | Fail TRC
[11 empty] | Commercial | Ceiling Insulation(R12 to R38) | N | College and University | Existing | 0.44776 | 0.72098 | 0.62105 | 0 | 0 | 0 | Fail RIM | [11 empty] | Commercial | Wall Insulation | N | Lodging/Hospitality | New | 0 | 0 | 0 | 0 | 0 | 0 | Fail TRC
[11 empty] | Commercial | Ceiling Insulation(R12 to R38) | N | Grocery | Existing | 0.41304 | 0.68168 | 0.60592 | 0 | 0 | 0 | Fail RIM | [11 empty] | Commercial | Wall Insulation | N | Miscellaneous | New | 0 | 0 | 0 | 0 | 0 | 0 | Fail TRC
[11 empty] | Commercial | Ceiling Insulation(R12 to R38) | N | Healthcare | Existing | 0.38134 | 0.64347 | 0.59263 | 0 | 0 | 0 | Fail RIM | [11 empty] | Commercial | Wall Insulation | N | Offices | New | 0 | 0 | 0 | 0 | 0 | 0 | Fail TRC
[11 empty] | Commercial | Ceiling Insulation(R12 to R38) | N | Hospitals | Existing | 0.44776 | 0.72098 | 0.62105 | 0 | 0 | 0 | Fail RIM | [11 empty] | Commercial | Wall Insulation | N | Restaurants | New | 0 | 0 | 0 | 0 | 0 | 0 | Fail TRC
[11 empty] | Commercial | Ceiling Insulation(R12 to R38) | N | Institutional | Existing | 0.38134 | 0.64347 | 0.59263 | 0 | 0 | 0 | Fail RIM | [11 empty] | Commercial | Wall Insulation | N | Retail | New | 0 | 0 | 0 | 0 | 0 | 0 | Fail TRC
[11 empty] | Commercial | Ceiling Insulation(R12 to R38) | N | Lodging/Hospitality | Existing | 0.44776 | 0.72098 | 0.62105 | 0 | 0 | 0 | Fail RIM | [11 empty] | Commercial | Wall Insulation | N | Schools K-12 | New | 0 | 0 | 0 | 0 | 0 | 0 | Fail TRC
[11 empty] | Commercial | Ceiling Insulation(R12 to R38) | N | Miscellaneous | Existing | 0.38134 | 0.64347 | 0.59263 | 0 | 0 | 0 | Fail RIM | [11 empty] | Commercial | Wall Insulation | N | Warehouse | New | 0 | 0 | 0 | 0 | 0 | 0 | Fail TRC
[11 empty] | Commercial | Ceiling Insulation(R12 to R38) | N | Offices | Existing | 0.38134 | 0.64347 | 0.59263 | 0 | 0 | 0 | Fail RIM | [11 empty] | Commercial | Warehouse Loading Dock Seals | N | Assembly | Existing | 0.21234 | 0.65781 | 0.3228 | 0 | 0 | 0 | Fail TRC
[11 empty] | Commercial | Ceiling Insulation(R12 to R38) | N | Restaurants | Existing | 0.41304 | 0.68168 | 0.60592 | 0 | 0 | 0 | Fail RIM | [11 empty] | Commercial | Warehouse Loading Dock Seals | N | College and University | Existing | 0.10373 | 0.65781 | 0.15768 | 0 | 0 | 0 | Fail TRC
[11 empty] | Commercial | Ceiling Insulation(R12 to R38) | N | Retail | Existing | 0.41304 | 0.68168 | 0.60592 | 0 | 0 | 0 | Fail RIM | [11 empty] | Commercial | Warehouse Loading Dock Seals | N | Grocery | Existing | 0.72209 | 0.65781 | 1.0977 | 0 | 0 | 0 | Fail TRC
[11 empty] | Commercial | Ceiling Insulation(R12 to R38) | N | Schools K-12 | Existing | 0.38134 | 0.64347 | 0.59263 | 0 | 0 | 0 | Fail RIM | [11 empty] | Commercial | Warehouse Loading Dock Seals | N | Healthcare | Existing | 0.20121 | 0.65781 | 0.30588 | 0 | 0 | 0 | Fail TRC
[11 empty] | Commercial | Ceiling Insulation(R12 to R38) | N | Warehouse | Existing | 0.40026 | 0.66779 | 0.59938 | 0 | 0 | 0 | Fail RIM | [11 empty] | Commercial | Warehouse Loading Dock Seals | N | Hospitals | Existing | 0.10408 | 0.65781 | 0.15823 | 0 | 0 | 0 | Fail TRC
[11 empty] | Commercial | Ceiling Insulation(R12 to R38) | N | Assembly | New | 0.36706 | 0.64347 | 0.57044 | 0 | 0 | 0 | Fail RIM | [11 empty] | Commercial | Warehouse Loading Dock Seals | N | Institutional | Existing | 0.64937 | 0.65781 | 0.98717 | 0 | 0 | 0 | Fail TRC
[11 empty] | Commercial | Ceiling Insulation(R12 to R38) | N | College and University | New | 0.431 | 0.72098 | 0.59779 | 0 | 0 | 0 | Fail RIM | [11 empty] | Commercial | Warehouse Loading Dock Seals | N | Lodging/Hospitality | Existing | 0.4885 | 0.65781 | 0.74262 | 0 | 0 | 0 | Fail TRC
[11 empty] | Commercial | Ceiling Insulation(R12 to R38) | N | Grocery | New | 0.39758 | 0.68168 | 0.58323 | 0 | 0 | 0 | Fail RIM | [11 empty] | Commercial | Warehouse Loading Dock Seals | N | Miscellaneous | Existing | 0.1298 | 0.65781 | 0.19732 | 0 | 0 | 0 | Fail TRC
[11 empty] | Commercial | Ceiling Insulation(R12 to R38) | N | Healthcare | New | 0.36706 | 0.64347 | 0.57044 | 0 | 0 | 0 | Fail RIM | [11 empty] | Commercial | Warehouse Loading Dock Seals | N | Offices | Existing | 0.94239 | 0.65781 | 1.4326 | 0 | 0 | 0 | Fail TRC
[11 empty] | Commercial | Ceiling Insulation(R12 to R38) | N | Hospitals | New | 0.431 | 0.72098 | 0.59779 | 0 | 0 | 0 | Fail RIM | [11 empty] | Commercial | Warehouse Loading Dock Seals | N | Restaurants | Existing | 0.70065 | 0.65781 | 1.0651 | 0 | 0 | 0 | Fail TRC
[11 empty] | Commercial | Ceiling Insulation(R12 to R38) | N | Institutional | New | 0.36706 | 0.64347 | 0.57044 | 0 | 0 | 0 | Fail RIM | [11 empty] | Commercial | Warehouse Loading Dock Seals | N | Retail | Existing | 0.30607 | 0.65781 | 0.46529 | 0 | 0 | 0 | Fail TRC
[11 empty] | Commercial | Ceiling Insulation(R12 to R38) | N | Lodging/Hospitality | New | 0.431 | 0.72098 | 0.59779 | 0 | 0 | 0 | Fail RIM | [11 empty] | Commercial | Warehouse Loading Dock Seals | N | Schools K-12 | Existing | 0.0699 | 0.65781 | 0.10626 | 0 | 0 | 0 | Fail TRC
[11 empty] | Commercial | Ceiling Insulation(R12 to R38) | N | Miscellaneous | New | 0.36706 | 0.64347 | 0.57044 | 0 | 0 | 0 | Fail RIM | [11 empty] | Commercial | Warehouse Loading Dock Seals | N | Warehouse | Existing | 0.19329 | 0.65781 | 0.29384 | 0 | 0 | 0 | Fail TRC
[11 empty] | Commercial | Ceiling Insulation(R12 to R38) | N | Offices | New | 0.36706 | 0.64347 | 0.57044 | 0 | 0 | 0 | Fail RIM | [11 empty] | Commercial | Warehouse Loading Dock Seals | N | Assembly | New | 0.20439 | 0.65781 | 0.31072 | 0 | 0 | 0 | Fail TRC
[11 empty] | Commercial | Ceiling Insulation(R12 to R38) | N | Restaurants | New | 0.39758 | 0.68168 | 0.58323 | 0 | 0 | 0 | Fail RIM | [11 empty] | Commercial | Warehouse Loading Dock Seals | N | College and University | New | 0.099842 | 0.65781 | 0.15178 | 0 | 0 | 0 | Fail TRC
[11 empty] | Commercial | Ceiling Insulation(R12 to R38) | N | Retail | New | 0.39758 | 0.68168 | 0.58323 | 0 | 0 | 0 | Fail RIM | [11 empty] | Commercial | Warehouse Loading Dock Seals | N | Grocery | New | 0.69505 | 0.65781 | 1.0566 | 0 | 0 | 0 | Fail TRC
[11 empty] | Commercial | Ceiling Insulation(R12 to R38) | N | Schools K-12 | New | 0.36706 | 0.64347 | 0.57044 | 0 | 0 | 0 | Fail RIM | [11 empty] | Commercial | Warehouse Loading Dock Seals | N | Healthcare | New | 0.19367 | 0.65781 | 0.29442 | 0 | 0 | 0 | Fail TRC
[11 empty] | Commercial | Ceiling Insulation(R12 to R38) | N | Warehouse | New | 0.38527 | 0.66779 | 0.57693 | 0 | 0 | 0 | Fail RIM | [11 empty] | Commercial | Warehouse Loading Dock Seals | N | Hospitals | New | 0.10018 | 0.65781 | 0.1523 | 0 | 0 | 0 | Fail TRC
[11 empty] | Commercial | Ceiling Insulation(R19 to R38) | N | Assembly | Existing | 0.20538 | 0.64347 | 0.31918 | 0 | 0 | 0 | Fail RIM | [11 empty] | Commercial | Warehouse Loading Dock Seals | N | Institutional | New | 0.62505 | 0.65781 | 0.95021 | 0 | 0 | 0 | Fail TRC
[11 empty] | Commercial | Ceiling Insulation(R19 to R38) | N | College and University | Existing | 0.24116 | 0.72098 | 0.33449 | 0 | 0 | 0 | Fail RIM | [11 empty] | Commercial | Warehouse Loading Dock Seals | N | Lodging/Hospitality | New | 0.47021 | 0.65781 | 0.71481 | 0 | 0 | 0 | Fail TRC
[11 empty] | Commercial | Ceiling Insulation(R19 to R38) | N | Grocery | Existing | 0.22246 | 0.68168 | 0.32634 | 0 | 0 | 0 | Fail RIM | [11 empty] | Commercial | Warehouse Loading Dock Seals | N | Miscellaneous | New | 0.12494 | 0.65781 | 0.18993 | 0 | 0 | 0 | Fail TRC
[11 empty] | Commercial | Ceiling Insulation(R19 to R38) | N | Healthcare | Existing | 0.20538 | 0.64347 | 0.31918 | 0 | 0 | 0 | Fail RIM | [11 empty] | Commercial | Warehouse Loading Dock Seals | N | Offices | New | 0.9071 | 0.65781 | 1.379 | 0 | 0 | 0 | Fail TRC
[11 empty] | Commercial | Ceiling Insulation(R19 to R38) | N | Hospitals | Existing | 0.24116 | 0.72098 | 0.33449 | 0 | 0 | 0 | Fail RIM | [11 empty] | Commercial | Warehouse Loading Dock Seals | N | Restaurants | New | 0.67442 | 0.65781 | 1.0253 | 0 | 0 | 0 | Fail TRC
[11 empty] | Commercial | Ceiling Insulation(R19 to R38) | N | Institutional | Existing | 0.20538 | 0.64347 | 0.31918 | 0 | 0 | 0 | Fail RIM | [11 empty] | Commercial | Warehouse Loading Dock Seals | N | Retail | New | 0.29461 | 0.65781 | 0.44787 | 0 | 0 | 0 | Fail TRC
[11 empty] | Commercial | Ceiling Insulation(R19 to R38) | N | Lodging/Hospitality | Existing | 0.24116 | 0.72098 | 0.33449 | 0 | 0 | 0 | Fail RIM | [11 empty] | Commercial | Warehouse Loading Dock Seals | N | Schools K-12 | New | 0.067283 | 0.65781 | 0.10228 | 0 | 0 | 0 | Fail TRC
[11 empty] | Commercial | Ceiling Insulation(R19 to R38) | N | Miscellaneous | Existing | 0.20538 | 0.64347 | 0.31918 | 0 | 0 | 0 | Fail RIM | [11 empty] | Commercial | Warehouse Loading Dock Seals | N | Warehouse | New | 0.18605 | 0.65781 | 0.28284 | 0 | 0 | 0 | Fail TRC
[11 empty] | Commercial | Ceiling Insulation(R19 to R38) | N | Offices | Existing | 0.20538 | 0.64347 | 0.31918 | 0 | 0 | 0 | Fail RIM | [11 empty] | Commercial | Water Cooled Refrigeration Heat Recovery | N | Assembly | Existing | 0.056736 | 0.65569 | 0.086528 | 0 | 0 | 0 | Fail TRC
[11 empty] | Commercial | Ceiling Insulation(R19 to R38) | N | Restaurants | Existing | 0.22246 | 0.68168 | 0.32634 | 0 | 0 | 0 | Fail RIM | [11 empty] | Commercial | Water Cooled Refrigeration Heat Recovery | N | College and University | Existing | 0.085612 | 0.65287 | 0.13113 | 0 | 0 | 0 | Fail TRC
[11 empty] | Commercial | Ceiling Insulation(R19 to R38) | N | Retail | Existing | 0.22246 | 0.68168 | 0.32634 | 0 | 0 | 0 | Fail RIM | [11 empty] | Commercial | Water Cooled Refrigeration Heat Recovery | N | Grocery | Existing | 0.55858 | 0.65569 | 0.85188 | 0 | 0 | 0 | Fail TRC
[11 empty] | Commercial | Ceiling Insulation(R19 to R38) | N | Schools K-12 | Existing | 0.20538 | 0.64347 | 0.31918 | 0 | 0 | 0 | Fail RIM | [11 empty] | Commercial | Water Cooled Refrigeration Heat Recovery | N | Healthcare | Existing | 0.22733 | 0.65287 | 0.3482 | 0 | 0 | 0 | Fail TRC
[11 empty] | Commercial | Ceiling Insulation(R19 to R38) | N | Warehouse | Existing | 0.21557 | 0.66779 | 0.32282 | 0 | 0 | 0 | Fail RIM | [11 empty] | Commercial | Water Cooled Refrigeration Heat Recovery | N | Hospitals | Existing | 0.22733 | 0.65287 | 0.3482 | 0 | 0 | 0 | Fail TRC
[11 empty] | Commercial | Ceiling Insulation(R19 to R38) | N | Assembly | New | 0.19769 | 0.64347 | 0.30723 | 0 | 0 | 0 | Fail RIM | [11 empty] | Commercial | Water Cooled Refrigeration Heat Recovery | N | Institutional | Existing | 0.25742 | 0.65569 | 0.39259 | 0 | 0 | 0 | Fail TRC
[11 empty] | Commercial | Ceiling Insulation(R19 to R38) | N | College and University | New | 0.23213 | 0.72098 | 0.32196 | 0 | 0 | 0 | Fail RIM | [11 empty] | Commercial | Water Cooled Refrigeration Heat Recovery | N | Lodging/Hospitality | Existing | 0.12831 | 0.65287 | 0.19654 | 0 | 0 | 0 | Fail TRC
[11 empty] | Commercial | Ceiling Insulation(R19 to R38) | N | Grocery | New | 0.21413 | 0.68168 | 0.31412 | 0 | 0 | 0 | Fail RIM | [11 empty] | Commercial | Water Cooled Refrigeration Heat Recovery | N | Offices | Existing | 0.23558 | 0.65569 | 0.35928 | 0 | 0 | 0 | Fail TRC
[11 empty] | Commercial | Ceiling Insulation(R19 to R38) | N | Healthcare | New | 0.19769 | 0.64347 | 0.30723 | 0 | 0 | 0 | Fail RIM | [11 empty] | Commercial | Water Cooled Refrigeration Heat Recovery | N | Restaurants | Existing | 0.53754 | 0.65287 | 0.82335 | 0 | 0 | 0 | Fail TRC
[11 empty] | Commercial | Ceiling Insulation(R19 to R38) | N | Hospitals | New | 0.23213 | 0.72098 | 0.32196 | 0 | 0 | 0 | Fail RIM | [11 empty] | Commercial | Water Cooled Refrigeration Heat Recovery | N | Retail | Existing | 0.10467 | 0.65569 | 0.15963 | 0 | 0 | 0 | Fail TRC
[11 empty] | Commercial | Ceiling Insulation(R19 to R38) | N | Institutional | New | 0.19769 | 0.64347 | 0.30723 | 0 | 0 | 0 | Fail RIM | [11 empty] | Commercial | Water Cooled Refrigeration Heat Recovery | N | Schools K-12 | Existing | 0.085612 | 0.65287 | 0.13113 | 0 | 0 | 0 | Fail TRC
[11 empty] | Commercial | Ceiling Insulation(R19 to R38) | N | Lodging/Hospitality | New | 0.23213 | 0.72098 | 0.32196 | 0 | 0 | 0 | Fail RIM | [11 empty] | Commercial | Water Cooled Refrigeration Heat Recovery | N | Warehouse | Existing | 0.027682 | 0.65569 | 0.042218 | 0 | 0 | 0 | Fail TRC
[11 empty] | Commercial | Ceiling Insulation(R19 to R38) | N | Miscellaneous | New | 0.19769 | 0.64347 | 0.30723 | 0 | 0 | 0 | Fail RIM | [11 empty] | Commercial | Water Cooled Refrigeration Heat Recovery | N | Assembly | New | 0.056736 | 0.65569 | 0.086528 | 0 | 0 | 0 | Fail TRC
[11 empty] | Commercial | Ceiling Insulation(R19 to R38) | N | Offices | New | 0.19769 | 0.64347 | 0.30723 | 0 | 0 | 0 | Fail RIM | [11 empty] | Commercial | Water Cooled Refrigeration Heat Recovery | N | College and University | New | 0.085612 | 0.65287 | 0.13113 | 0 | 0 | 0 | Fail TRC
[11 empty] | Commercial | Ceiling Insulation(R19 to R38) | N | Restaurants | New | 0.21413 | 0.68168 | 0.31412 | 0 | 0 | 0 | Fail RIM | [11 empty] | Commercial | Water Cooled Refrigeration Heat Recovery | N | Grocery | New | 0.55858 | 0.65569 | 0.85188 | 0 | 0 | 0 | Fail TRC
[11 empty] | Commercial | Ceiling Insulation(R19 to R38) | N | Retail | New | 0.21413 | 0.68168 | 0.31412 | 0 | 0 | 0 | Fail RIM | [11 empty] | Commercial | Water Cooled Refrigeration Heat Recovery | N | Healthcare | New | 0.22733 | 0.65287 | 0.3482 | 0 | 0 | 0 | Fail TRC
[11 empty] | Commercial | Ceiling Insulation(R19 to R38) | N | Schools K-12 | New | 0.19769 | 0.64347 | 0.30723 | 0 | 0 | 0 | Fail RIM | [11 empty] | Commercial | Water Cooled Refrigeration Heat Recovery | N | Hospitals | New | 0.22733 | 0.65287 | 0.3482 | 0 | 0 | 0 | Fail TRC
[11 empty] | Commercial | Ceiling Insulation(R19 to R38) | N | Warehouse | New | 0.2075 | 0.66779 | 0.31073 | 0 | 0 | 0 | Fail RIM | [11 empty] | Commercial | Water Cooled Refrigeration Heat Recovery | N | Institutional | New | 0.25742 | 0.65569 | 0.39259 | 0 | 0 | 0 | Fail TRC
[11 empty] | Commercial | Ceiling Insulation(R2 to R38) | N | Assembly | Existing | 2.3724 | 0.64347 | 3.687 | 0 | 0 | 0 | Fail RIM | [11 empty] | Commercial | Water Cooled Refrigeration Heat Recovery | N | Lodging/Hospitality | New | 0.12831 | 0.65287 | 0.19654 | 0 | 0 | 0 | Fail TRC
[11 empty] | Commercial | Ceiling Insulation(R2 to R38) | N | College and University | Existing | 3.0887 | 0.72098 | 4.284 | 0 | 0 | 0 | Fail RIM | [11 empty] | Commercial | Water Cooled Refrigeration Heat Recovery | N | Offices | New | 0.23558 | 0.65569 | 0.35928 | 0 | 0 | 0 | Fail TRC
[11 empty] | Commercial | Ceiling Insulation(R2 to R38) | N | Grocery | Existing | 2.8492 | 0.68168 | 4.1796 | 0 | 0 | 0 | Fail RIM | [11 empty] | Commercial | Water Cooled Refrigeration Heat Recovery | N | Restaurants | New | 0.53754 | 0.65287 | 0.82335 | 0 | 0 | 0 | Fail TRC
[11 empty] | Commercial | Ceiling Insulation(R2 to R38) | N | Healthcare | Existing | 2.6305 | 0.64347 | 4.0879 | 0 | 0 | 0 | Fail RIM | [11 empty] | Commercial | Water Cooled Refrigeration Heat Recovery | N | Retail | New | 0.10467 | 0.65569 | 0.15963 | 0 | 0 | 0 | Fail TRC
[11 empty] | Commercial | Ceiling Insulation(R2 to R38) | N | Hospitals | Existing | 3.0887 | 0.72098 | 4.284 | 0 | 0 | 0 | Fail RIM | [11 empty] | Commercial | Water Cooled Refrigeration Heat Recovery | N | Schools K-12 | New | 0.085612 | 0.65287 | 0.13113 | 0 | 0 | 0 | Fail TRC
[11 empty] | Commercial | Ceiling Insulation(R2 to R38) | N | Institutional | Existing | 2.6305 | 0.64347 | 4.0879 | 0 | 0 | 0 | Fail RIM | [11 empty] | Commercial | Water Cooled Refrigeration Heat Recovery | N | Warehouse | New | 0.027682 | 0.65569 | 0.042218 | 0 | 0 | 0 | Fail TRC
[11 empty] | Commercial | Ceiling Insulation(R2 to R38) | N | Lodging/Hospitality | Existing | 3.0887 | 0.72098 | 4.284 | 0 | 0 | 0 | Fail RIM | [11 empty] | Commercial | Waterside Economizer | N | Assembly | Existing | 0.028535 | 0.73316 | 0.038921 | 0 | 0 | 0 | Fail TRC
[11 empty] | Commercial | Ceiling Insulation(R2 to R38) | N | Miscellaneous | Existing | 2.6305 | 0.64347 | 4.0879 | 0 | 0 | 0 | Fail RIM | [11 empty] | Commercial | Waterside Economizer | N | College and University | Existing | 0.031657 | 0.73316 | 0.043179 | 0 | 0 | 0 | Fail TRC
[11 empty] | Commercial | Ceiling Insulation(R2 to R38) | N | Offices | Existing | 2.6305 | 0.64347 | 4.0879 | 0 | 0 | 0 | Fail RIM | [11 empty] | Commercial | Waterside Economizer | N | Grocery | Existing | 0.015763 | 0.73316 | 0.0215 | 0 | 0 | 0 | Fail TRC
[11 empty] | Commercial | Ceiling Insulation(R2 to R38) | N | Restaurants | Existing | 2.8492 | 0.68168 | 4.1796 | 0 | 0 | 0 | Fail RIM | [11 empty] | Commercial | Waterside Economizer | N | Healthcare | Existing | 0.062092 | 0.73316 | 0.084691 | 0 | 0 | 0 | Fail TRC
[11 empty] | Commercial | Ceiling Insulation(R2 to R38) | N | Retail | Existing | 2.8492 | 0.68168 | 4.1796 | 0 | 0 | 0 | Fail RIM | [11 empty] | Commercial | Waterside Economizer | N | Hospitals | Existing | 0.058817 | 0.73316 | 0.080224 | 0 | 0 | 0 | Fail TRC
[11 empty] | Commercial | Ceiling Insulation(R2 to R38) | N | Schools K-12 | Existing | 2.6305 | 0.64347 | 4.0879 | 0 | 0 | 0 | Fail RIM | [11 empty] | Commercial | Waterside Economizer | N | Institutional | Existing | 0.015414 | 0.73316 | 0.021024 | 0 | 0 | 0 | Fail TRC
[11 empty] | Commercial | Ceiling Insulation(R2 to R38) | N | Warehouse | Existing | 1.9663 | 0.66779 | 2.9444 | 0 | 0 | 0 | Fail RIM | [11 empty] | Commercial | Waterside Economizer | N | Lodging/Hospitality | Existing | 0.047137 | 0.73316 | 0.064293 | 0 | 0 | 0 | Fail TRC
[11 empty] | Commercial | Ceiling Insulation(R2 to R38) | N | Assembly | New | 2.3724 | 0.64347 | 3.687 | 0 | 0 | 0 | Fail RIM | [11 empty] | Commercial | Waterside Economizer | N | Miscellaneous | Existing | 0.015938 | 0.73316 | 0.021739 | 0 | 0 | 0 | Fail TRC
[11 empty] | Commercial | Ceiling Insulation(R2 to R38) | N | College and University | New | 2.973 | 0.72098 | 4.1235 | 0 | 0 | 0 | Fail RIM | [11 empty] | Commercial | Waterside Economizer | N | Offices | Existing | 0.032116 | 0.73316 | 0.043805 | 0 | 0 | 0 | Fail TRC
[11 empty] | Commercial | Ceiling Insulation(R2 to R38) | N | Grocery | New | 2.7425 | 0.68168 | 4.0231 | 0 | 0 | 0 | Fail RIM | [11 empty] | Commercial | Waterside Economizer | N | Restaurants | Existing | 0.046242 | 0.73316 | 0.063072 | 0 | 0 | 0 | Fail TRC
[11 empty] | Commercial | Ceiling Insulation(R2 to R38) | N | Healthcare | New | 2.532 | 0.64347 | 3.9349 | 0 | 0 | 0 | Fail RIM | [11 empty] | Commercial | Waterside Economizer | N | Retail | Existing | 0.036242 | 0.73316 | 0.049433 | 0 | 0 | 0 | Fail TRC
[11 empty] | Commercial | Ceiling Insulation(R2 to R38) | N | Hospitals | New | 2.973 | 0.72098 | 4.1235 | 0 | 0 | 0 | Fail RIM | [11 empty] | Commercial | Waterside Economizer | N | Schools K-12 | Existing | 0.031505 | 0.73316 | 0.042971 | 0 | 0 | 0 | Fail TRC
[11 empty] | Commercial | Ceiling Insulation(R2 to R38) | N | Institutional | New | 2.532 | 0.64347 | 3.9349 | 0 | 0 | 0 | Fail RIM | [11 empty] | Commercial | Waterside Economizer | N | Warehouse | Existing | 0.006921 | 0.73316 | 0.0094399 | 0 | 0 | 0 | Fail TRC
[11 empty] | Commercial | Ceiling Insulation(R2 to R38) | N | Lodging/Hospitality | New | 2.973 | 0.72098 | 4.1235 | 0 | 0 | 0 | Fail RIM | [11 empty] | Commercial | Waterside Economizer | N | Assembly | New | 0.028535 | 0.73316 | 0.038921 | 0 | 0 | 0 | Fail TRC
[11 empty] | Commercial | Ceiling Insulation(R2 to R38) | N | Miscellaneous | New | 2.532 | 0.64347 | 3.9349 | 0 | 0 | 0 | Fail RIM | [11 empty] | Commercial | Waterside Economizer | N | College and University | New | 0.031657 | 0.73316 | 0.043179 | 0 | 0 | 0 | Fail TRC
[11 empty] | Commercial | Ceiling Insulation(R2 to R38) | N | Offices | New | 2.532 | 0.64347 | 3.9349 | 0 | 0 | 0 | Fail RIM | [11 empty] | Commercial | Waterside Economizer | N | Grocery | New | 0.015763 | 0.73316 | 0.0215 | 0 | 0 | 0 | Fail TRC
[11 empty] | Commercial | Ceiling Insulation(R2 to R38) | N | Restaurants | New | 2.7425 | 0.68168 | 4.0231 | 0 | 0 | 0 | Fail RIM | [11 empty] | Commercial | Waterside Economizer | N | Healthcare | New | 0.062092 | 0.73316 | 0.084691 | 0 | 0 | 0 | Fail TRC
[11 empty] | Commercial | Ceiling Insulation(R2 to R38) | N | Retail | New | 2.7425 | 0.68168 | 4.0231 | 0 | 0 | 0 | Fail RIM | [11 empty] | Commercial | Waterside Economizer | N | Hospitals | New | 0.058817 | 0.73316 | 0.080224 | 0 | 0 | 0 | Fail TRC
[11 empty] | Commercial | Ceiling Insulation(R2 to R38) | N | Schools K-12 | New | 2.532 | 0.64347 | 3.9349 | 0 | 0 | 0 | Fail RIM | [11 empty] | Commercial | Waterside Economizer | N | Institutional | New | 0.015414 | 0.73316 | 0.021024 | 0 | 0 | 0 | Fail TRC
[11 empty] | Commercial | Ceiling Insulation(R2 to R38) | N | Warehouse | New | 1.9663 | 0.66779 | 2.9444 | 0 | 0 | 0 | Fail RIM | [11 empty] | Commercial | Waterside Economizer | N | Lodging/Hospitality | New | 0.047137 | 0.73316 | 0.064293 | 0 | 0 | 0 | Fail TRC
[11 empty] | Commercial | Ceiling Insulation(R30 to R38) | N | Assembly | Existing | 0.071921 | 0.64347 | 0.11177 | 0 | 0 | 0 | Fail RIM | [11 empty] | Commercial | Waterside Economizer | N | Miscellaneous | New | 0.015938 | 0.73316 | 0.021739 | 0 | 0 | 0 | Fail TRC
[11 empty] | Commercial | Ceiling Insulation(R30 to R38) | N | College and University | Existing | 0.084449 | 0.72098 | 0.11713 | 0 | 0 | 0 | Fail RIM | [11 empty] | Commercial | Waterside Economizer | N | Offices | New | 0.032116 | 0.73316 | 0.043805 | 0 | 0 | 0 | Fail TRC
[11 empty] | Commercial | Ceiling Insulation(R30 to R38) | N | Grocery | Existing | 0.077901 | 0.68168 | 0.11428 | 0 | 0 | 0 | Fail RIM | [11 empty] | Commercial | Waterside Economizer | N | Restaurants | New | 0.046242 | 0.73316 | 0.063072 | 0 | 0 | 0 | Fail TRC
[11 empty] | Commercial | Ceiling Insulation(R30 to R38) | N | Healthcare | Existing | 0.071921 | 0.64347 | 0.11177 | 0 | 0 | 0 | Fail RIM | [11 empty] | Commercial | Waterside Economizer | N | Retail | New | 0.036242 | 0.73316 | 0.049433 | 0 | 0 | 0 | Fail TRC
[11 empty] | Commercial | Ceiling Insulation(R30 to R38) | N | Hospitals | Existing | 0.084449 | 0.72098 | 0.11713 | 0 | 0 | 0 | Fail RIM | [11 empty] | Commercial | Waterside Economizer | N | Schools K-12 | New | 0.031505 | 0.73316 | 0.042971 | 0 | 0 | 0 | Fail TRC
[11 empty] | Commercial | Ceiling Insulation(R30 to R38) | N | Institutional | Existing | 0.071921 | 0.64347 | 0.11177 | 0 | 0 | 0 | Fail RIM | [11 empty] | Commercial | Waterside Economizer | N | Warehouse | New | 0.006921 | 0.73316 | 0.0094399 | 0 | 0 | 0 | Fail TRC
[11 empty] | Commercial | Ceiling Insulation(R30 to R38) | N | Lodging/Hospitality | Existing | 0.084449 | 0.72098 | 0.11713 | 0 | 0 | 0 | Fail RIM | [11 empty] | Commercial | Window Sun Protection | N | Assembly | Existing | 0.12298 | 0.64273 | 0.19135 | 0 | 0 | 0 | Fail TRC
[11 empty] | Commercial | Ceiling Insulation(R30 to R38) | N | Miscellaneous | Existing | 0.071921 | 0.64347 | 0.11177 | 0 | 0 | 0 | Fail RIM | [11 empty] | Commercial | Window Sun Protection | N | College and University | Existing | 0.12298 | 0.64273 | 0.19135 | 0 | 0 | 0 | Fail TRC
[11 empty] | Commercial | Ceiling Insulation(R30 to R38) | N | Offices | Existing | 0.071921 | 0.64347 | 0.11177 | 0 | 0 | 0 | Fail RIM | [11 empty] | Commercial | Window Sun Protection | N | Grocery | Existing | 0.12298 | 0.64273 | 0.19135 | 0 | 0 | 0 | Fail TRC
[11 empty] | Commercial | Ceiling Insulation(R30 to R38) | N | Restaurants | Existing | 0.077901 | 0.68168 | 0.11428 | 0 | 0 | 0 | Fail RIM | [11 empty] | Commercial | Window Sun Protection | N | Healthcare | Existing | 0.12298 | 0.64273 | 0.19135 | 0 | 0 | 0 | Fail TRC
[11 empty] | Commercial | Ceiling Insulation(R30 to R38) | N | Retail | Existing | 0.077901 | 0.68168 | 0.11428 | 0 | 0 | 0 | Fail RIM | [11 empty] | Commercial | Window Sun Protection | N | Hospitals | Existing | 0.12298 | 0.64273 | 0.19135 | 0 | 0 | 0 | Fail TRC
[11 empty] | Commercial | Ceiling Insulation(R30 to R38) | N | Schools K-12 | Existing | 0.071921 | 0.64347 | 0.11177 | 0 | 0 | 0 | Fail RIM | [11 empty] | Commercial | Window Sun Protection | N | Institutional | Existing | 0.12298 | 0.64273 | 0.19135 | 0 | 0 | 0 | Fail TRC
[11 empty] | Commercial | Ceiling Insulation(R30 to R38) | N | Warehouse | Existing | 0.07549 | 0.66779 | 0.11304 | 0 | 0 | 0 | Fail RIM | [11 empty] | Commercial | Window Sun Protection | N | Lodging/Hospitality | Existing | 0.12668 | 0.65711 | 0.19278 | 0 | 0 | 0 | Fail TRC
[11 empty] | Commercial | Ceiling Insulation(R30 to R38) | N | Assembly | New | 0.069228 | 0.64347 | 0.10759 | 0 | 0 | 0 | Fail RIM | [11 empty] | Commercial | Window Sun Protection | N | Miscellaneous | Existing | 0.13363 | 0.6869 | 0.19455 | 0 | 0 | 0 | Fail TRC
[11 empty] | Commercial | Ceiling Insulation(R30 to R38) | N | College and University | New | 0.081287 | 0.72098 | 0.11274 | 0 | 0 | 0 | Fail RIM | [11 empty] | Commercial | Window Sun Protection | N | Offices | Existing | 0.12298 | 0.64273 | 0.19135 | 0 | 0 | 0 | Fail TRC
[11 empty] | Commercial | Ceiling Insulation(R30 to R38) | N | Grocery | New | 0.074984 | 0.68168 | 0.11 | 0 | 0 | 0 | Fail RIM | [11 empty] | Commercial | Window Sun Protection | N | Restaurants | Existing | 0.12298 | 0.64273 | 0.19135 | 0 | 0 | 0 | Fail TRC
[11 empty] | Commercial | Ceiling Insulation(R30 to R38) | N | Healthcare | New | 0.069228 | 0.64347 | 0.10759 | 0 | 0 | 0 | Fail RIM | [11 empty] | Commercial | Window Sun Protection | N | Retail | Existing | 0.12298 | 0.64273 | 0.19135 | 0 | 0 | 0 | Fail TRC
[11 empty] | Commercial | Ceiling Insulation(R30 to R38) | N | Hospitals | New | 0.081287 | 0.72098 | 0.11274 | 0 | 0 | 0 | Fail RIM | [11 empty] | Commercial | Window Sun Protection | N | Schools K-12 | Existing | 0.12298 | 0.64273 | 0.19135 | 0 | 0 | 0 | Fail TRC
[11 empty] | Commercial | Ceiling Insulation(R30 to R38) | N | Institutional | New | 0.069228 | 0.64347 | 0.10759 | 0 | 0 | 0 | Fail RIM | [11 empty] | Commercial | Window Sun Protection | N | Warehouse | Existing | 0.13363 | 0.6869 | 0.19455 | 0 | 0 | 0 | Fail TRC
[11 empty] | Commercial | Ceiling Insulation(R30 to R38) | N | Lodging/Hospitality | New | 0.081287 | 0.72098 | 0.11274 | 0 | 0 | 0 | Fail RIM | [11 empty] | Commercial | Window Sun Protection | N | Assembly | New | 0.07379 | 0.64273 | 0.11481 | 0 | 0 | 0 | Fail TRC
[11 empty] | Commercial | Ceiling Insulation(R30 to R38) | N | Miscellaneous | New | 0.069228 | 0.64347 | 0.10759 | 0 | 0 | 0 | Fail RIM | [11 empty] | Commercial | Window Sun Protection | N | College and University | New | 0.07379 | 0.64273 | 0.11481 | 0 | 0 | 0 | Fail TRC
[11 empty] | Commercial | Ceiling Insulation(R30 to R38) | N | Offices | New | 0.069228 | 0.64347 | 0.10759 | 0 | 0 | 0 | Fail RIM | [11 empty] | Commercial | Window Sun Protection | N | Grocery | New | 0.07379 | 0.64273 | 0.11481 | 0 | 0 | 0 | Fail TRC
[11 empty] | Commercial | Ceiling Insulation(R30 to R38) | N | Restaurants | New | 0.074984 | 0.68168 | 0.11 | 0 | 0 | 0 | Fail RIM | [11 empty] | Commercial | Window Sun Protection | N | Healthcare | New | 0.07379 | 0.64273 | 0.11481 | 0 | 0 | 0 | Fail TRC
[11 empty] | Commercial | Ceiling Insulation(R30 to R38) | N | Retail | New | 0.074984 | 0.68168 | 0.11 | 0 | 0 | 0 | Fail RIM | [11 empty] | Commercial | Window Sun Protection | N | Hospitals | New | 0.07379 | 0.64273 | 0.11481 | 0 | 0 | 0 | Fail TRC
[11 empty] | Commercial | Ceiling Insulation(R30 to R38) | N | Schools K-12 | New | 0.069228 | 0.64347 | 0.10759 | 0 | 0 | 0 | Fail RIM | [11 empty] | Commercial | Window Sun Protection | N | Institutional | New | 0.07379 | 0.64273 | 0.11481 | 0 | 0 | 0 | Fail TRC
[11 empty] | Commercial | Ceiling Insulation(R30 to R38) | N | Warehouse | New | 0.072663 | 0.66779 | 0.10881 | 0 | 0 | 0 | Fail RIM | [11 empty] | Commercial | Window Sun Protection | N | Lodging/Hospitality | New | 0.076007 | 0.65711 | 0.11567 | 0 | 0 | 0 | Fail TRC
[11 empty] | Commercial | Chilled Water Controls Optimization | N | Assembly | Existing | 9.3541 | 0.63536 | 14.7225 | 0 | 0 | 0 | Fail RIM | [11 empty] | Commercial | Window Sun Protection | N | Miscellaneous | New | 0.08018 | 0.6869 | 0.11673 | 0 | 0 | 0 | Fail TRC
[11 empty] | Commercial | Chilled Water Controls Optimization | N | College and University | Existing | 28.4778 | 0.61654 | 46.1894 | 0 | 0 | 0 | Fail RIM | [11 empty] | Commercial | Window Sun Protection | N | Offices | New | 0.07379 | 0.64273 | 0.11481 | 0 | 0 | 0 | Fail TRC
[11 empty] | Commercial | Chilled Water Controls Optimization | N | Grocery | Existing | 0 | 0 | 0 | 0 | 0 | 0 | Fail RIM | [11 empty] | Commercial | Window Sun Protection | N | Restaurants | New | 0.07379 | 0.64273 | 0.11481 | 0 | 0 | 0 | Fail TRC
[11 empty] | Commercial | Chilled Water Controls Optimization | N | Healthcare | Existing | 14.2791 | 0.63536 | 22.4741 | 0 | 0 | 0 | Fail RIM | [11 empty] | Commercial | Window Sun Protection | N | Retail | New | 0.07379 | 0.64273 | 0.11481 | 0 | 0 | 0 | Fail TRC
[11 empty] | Commercial | Chilled Water Controls Optimization | N | Hospitals | Existing | 78.8734 | 0.61654 | 127.9283 | 0 | 0 | 0 | Fail RIM | [11 empty] | Commercial | Window Sun Protection | N | Schools K-12 | New | 0.07379 | 0.64273 | 0.11481 | 0 | 0 | 0 | Fail TRC
[11 empty] | Commercial | Chilled Water Controls Optimization | N | Institutional | Existing | 5.0528 | 0.63536 | 7.9526 | 0 | 0 | 0 | Fail RIM | [11 empty] | Commercial | Window Sun Protection | N | Warehouse | New | 0.08018 | 0.6869 | 0.11673 | 0 | 0 | 0 | Fail TRC
[11 empty] | Commercial | Chilled Water Controls Optimization | N | Lodging/Hospitality | Existing | 38.8659 | 0.63536 | 61.1716 | 0 | 0 | 0 | Fail RIM | [11 empty] | Commercial | Bi-Level Lighting Control (Interior) | N | Assembly | Existing | 0.48608 | 0.60117 | 0.80856 | 0 | 0 | 0 | Fail TRC
[11 empty] | Commercial | Chilled Water Controls Optimization | N | Miscellaneous | Existing | 12.0351 | 0.63536 | 18.9422 | 0 | 0 | 0 | Fail RIM | [11 empty] | Commercial | Bi-Level Lighting Control (Interior) | N | College and University | Existing | 0.74501 | 0.60117 | 1.2393 | 0 | 0 | 0 | Fail TRC
[11 empty] | Commercial | Chilled Water Controls Optimization | N | Offices | Existing | 12.3272 | 0.63536 | 19.402 | 0 | 0 | 0 | Fail RIM | [11 empty] | Commercial | Bi-Level Lighting Control (Interior) | N | Grocery | Existing | 0.94579 | 0.6061 | 1.5605 | 0 | 0 | 0 | Fail TRC
[11 empty] | Commercial | Chilled Water Controls Optimization | N | Restaurants | Existing | 15.1583 | 0.63536 | 23.8579 | 0 | 0 | 0 | Fail RIM | [11 empty] | Commercial | Bi-Level Lighting Control (Interior) | N | Healthcare | Existing | 0.8498 | 0.60117 | 1.4136 | 0 | 0 | 0 | Fail TRC
[11 empty] | Commercial | Chilled Water Controls Optimization | N | Retail | Existing | 11.0925 | 0.63536 | 17.4586 | 0 | 0 | 0 | Fail RIM | [11 empty] | Commercial | Bi-Level Lighting Control (Interior) | N | Institutional | Existing | 0.55758 | 0.60117 | 0.92748 | 0 | 0 | 0 | Fail TRC
[11 empty] | Commercial | Chilled Water Controls Optimization | N | Schools K-12 | Existing | 8.5096 | 0.63536 | 13.3934 | 0 | 0 | 0 | Fail RIM | [11 empty] | Commercial | Bi-Level Lighting Control (Interior) | N | Lodging/Hospitality | Existing | 0.64042 | 0.6061 | 1.0566 | 0 | 0 | 0 | Fail TRC
[11 empty] | Commercial | Chilled Water Controls Optimization | N | Warehouse | Existing | 3.2874 | 0.63536 | 5.174 | 0 | 0 | 0 | Fail RIM | [11 empty] | Commercial | Bi-Level Lighting Control (Interior) | N | Miscellaneous | Existing | 0.74501 | 0.60117 | 1.2393 | 0 | 0 | 0 | Fail TRC
[11 empty] | Commercial | Chilled Water Controls Optimization | N | Assembly | New | 9.3541 | 0.63536 | 14.7225 | 0 | 0 | 0 | Fail RIM | [11 empty] | Commercial | Bi-Level Lighting Control (Interior) | N | Offices | Existing | 0.5498 | 0.60117 | 0.91455 | 0 | 0 | 0 | Fail TRC
[11 empty] | Commercial | Chilled Water Controls Optimization | N | College and University | New | 28.4778 | 0.61654 | 46.1894 | 0 | 0 | 0 | Fail RIM | [11 empty] | Commercial | Bi-Level Lighting Control (Interior) | N | Restaurants | Existing | 0.5727 | 0.6061 | 0.94489 | 0 | 0 | 0 | Fail TRC
[11 empty] | Commercial | Chilled Water Controls Optimization | N | Grocery | New | 0 | 0 | 0 | 0 | 0 | 0 | Fail RIM | [11 empty] | Commercial | Bi-Level Lighting Control (Interior) | N | Retail | Existing | 0.85026 | 0.6061 | 1.4028 | 0 | 0 | 0 | Fail TRC
[11 empty] | Commercial | Chilled Water Controls Optimization | N | Healthcare | New | 14.2791 | 0.63536 | 22.4741 | 0 | 0 | 0 | Fail RIM | [11 empty] | Commercial | Bi-Level Lighting Control (Interior) | N | Schools K-12 | Existing | 0.40208 | 0.60117 | 0.66883 | 0 | 0 | 0 | Fail TRC
[11 empty] | Commercial | Chilled Water Controls Optimization | N | Hospitals | New | 78.8734 | 0.61654 | 127.9283 | 0 | 0 | 0 | Fail RIM | [11 empty] | Commercial | Bi-Level Lighting Control (Interior) | N | Warehouse | Existing | 0.64631 | 0.60117 | 1.0751 | 0 | 0 | 0 | Fail TRC
[11 empty] | Commercial | Chilled Water Controls Optimization | N | Institutional | New | 5.0528 | 0.63536 | 7.9526 | 0 | 0 | 0 | Fail RIM | [11 empty] | Commercial | Bi-Level Lighting Control (Interior) | N | Assembly | New | 0.48608 | 0.60117 | 0.80856 | 0 | 0 | 0 | Fail TRC
[11 empty] | Commercial | Chilled Water Controls Optimization | N | Lodging/Hospitality | New | 38.8659 | 0.63536 | 61.1716 | 0 | 0 | 0 | Fail RIM | [11 empty] | Commercial | Bi-Level Lighting Control (Interior) | N | College and University | New | 0.74501 | 0.60117 | 1.2393 | 0 | 0 | 0 | Fail TRC
[11 empty] | Commercial | Chilled Water Controls Optimization | N | Miscellaneous | New | 12.0351 | 0.63536 | 18.9422 | 0 | 0 | 0 | Fail RIM | [11 empty] | Commercial | Bi-Level Lighting Control (Interior) | N | Grocery | New | 0.94579 | 0.6061 | 1.5605 | 0 | 0 | 0 | Fail TRC
[11 empty] | Commercial | Chilled Water Controls Optimization | N | Offices | New | 12.3272 | 0.63536 | 19.402 | 0 | 0 | 0 | Fail RIM | [11 empty] | Commercial | Bi-Level Lighting Control (Interior) | N | Healthcare | New | 0.8498 | 0.60117 | 1.4136 | 0 | 0 | 0 | Fail TRC
[11 empty] | Commercial | Chilled Water Controls Optimization | N | Restaurants | New | 15.1583 | 0.63536 | 23.8579 | 0 | 0 | 0 | Fail RIM | [11 empty] | Commercial | Bi-Level Lighting Control (Interior) | N | Institutional | New | 0.55758 | 0.60117 | 0.92748 | 0 | 0 | 0 | Fail TRC
[11 empty] | Commercial | Chilled Water Controls Optimization | N | Retail | New | 11.0925 | 0.63536 | 17.4586 | 0 | 0 | 0 | Fail RIM | [11 empty] | Commercial | Bi-Level Lighting Control (Interior) | N | Lodging/Hospitality | New | 0.64042 | 0.6061 | 1.0566 | 0 | 0 | 0 | Fail TRC
[11 empty] | Commercial | Chilled Water Controls Optimization | N | Schools K-12 | New | 8.5096 | 0.63536 | 13.3934 | 0 | 0 | 0 | Fail RIM | [11 empty] | Commercial | Bi-Level Lighting Control (Interior) | N | Miscellaneous | New | 0.74501 | 0.60117 | 1.2393 | 0 | 0 | 0 | Fail TRC
[11 empty] | Commercial | Chilled Water Controls Optimization | N | Warehouse | New | 3.2874 | 0.63536 | 5.174 | 0 | 0 | 0 | Fail RIM | [11 empty] | Commercial | Bi-Level Lighting Control (Interior) | N | Offices | New | 0.5498 | 0.60117 | 0.91455 | 0 | 0 | 0 | Fail TRC
[11 empty] | Commercial | Chilled Water System - Variable Speed Drives | N | Assembly | Existing | 3.0923 | 0.63072 | 4.9028 | 0 | 0 | 0 | Fail RIM | [11 empty] | Commercial | Bi-Level Lighting Control (Interior) | N | Restaurants | New | 0.5727 | 0.6061 | 0.94489 | 0 | 0 | 0 | Fail TRC
[11 empty] | Commercial | Chilled Water System - Variable Speed Drives | N | College and University | Existing | 3.0923 | 0.63072 | 4.9028 | 0 | 0 | 0 | Fail RIM | [11 empty] | Commercial | Bi-Level Lighting Control (Interior) | N | Retail | New | 0.85026 | 0.6061 | 1.4028 | 0 | 0 | 0 | Fail TRC
[11 empty] | Commercial | Chilled Water System - Variable Speed Drives | N | Grocery | Existing | 3.0923 | 0.63072 | 4.9028 | 0 | 0 | 0 | Fail RIM | [11 empty] | Commercial | Bi-Level Lighting Control (Interior) | N | Schools K-12 | New | 0.40208 | 0.60117 | 0.66883 | 0 | 0 | 0 | Fail TRC
[11 empty] | Commercial | Chilled Water System - Variable Speed Drives | N | Healthcare | Existing | 3.0923 | 0.63072 | 4.9028 | 0 | 0 | 0 | Fail RIM | [11 empty] | Commercial | Bi-Level Lighting Control (Interior) | N | Warehouse | New | 0.64631 | 0.60117 | 1.0751 | 0 | 0 | 0 | Fail TRC
[11 empty] | Commercial | Chilled Water System - Variable Speed Drives | N | Hospitals | Existing | 3.0923 | 0.63072 | 4.9028 | 0 | 0 | 0 | Fail RIM | [11 empty] | Commercial | Interior Lighting Controls | N | Hospitals | Existing | 2.4086 | 0.58484 | 4.1185 | 0 | 0 | 0 | Fail 2-year Threshold
[11 empty] | Commercial | Chilled Water System - Variable Speed Drives | N | Institutional | Existing | 3.0923 | 0.63072 | 4.9028 | 0 | 0 | 0 | Fail RIM | [11 empty] | Commercial | Interior Lighting Controls | N | Schools K-12 | Existing | 0.84242 | 0.58484 | 1.4404 | 0 | 0 | 0 | Fail TRC
[11 empty] | Commercial | Chilled Water System - Variable Speed Drives | N | Lodging/Hospitality | Existing | 3.0923 | 0.63072 | 4.9028 | 0 | 0 | 0 | Fail RIM | [11 empty] | Commercial | Interior Lighting Controls | N | Hospitals | New | 2.4086 | 0.58484 | 4.1185 | 0 | 0 | 0 | Fail 2-year Threshold
[11 empty] | Commercial | Chilled Water System - Variable Speed Drives | N | Miscellaneous | Existing | 3.0923 | 0.63072 | 4.9028 | 0 | 0 | 0 | Fail RIM | [11 empty] | Commercial | Interior Lighting Controls | N | Schools K-12 | New | 0.84242 | 0.58484 | 1.4404 | 0 | 0 | 0 | Fail TRC
[11 empty] | Commercial | Chilled Water System - Variable Speed Drives | N | Offices | Existing | 3.0923 | 0.63072 | 4.9028 | 0 | 0 | 0 | Fail RIM | [11 empty] | Commercial | Efficient Motor Belts | N | Assembly | Existing | 0.12334 | 0.61927 | 0.19916 | 0 | 0 | 0 | Fail TRC
[11 empty] | Commercial | Chilled Water System - Variable Speed Drives | N | Restaurants | Existing | 3.0923 | 0.63072 | 4.9028 | 0 | 0 | 0 | Fail RIM | [11 empty] | Commercial | Efficient Motor Belts | N | College and University | Existing | 0.12239 | 0.61509 | 0.19898 | 0 | 0 | 0 | Fail TRC
[11 empty] | Commercial | Chilled Water System - Variable Speed Drives | N | Retail | Existing | 3.0923 | 0.63072 | 4.9028 | 0 | 0 | 0 | Fail RIM | [11 empty] | Commercial | Efficient Motor Belts | N | Grocery | Existing | 0.12334 | 0.61927 | 0.19916 | 0 | 0 | 0 | Fail TRC
[11 empty] | Commercial | Chilled Water System - Variable Speed Drives | N | Schools K-12 | Existing | 3.0923 | 0.63072 | 4.9028 | 0 | 0 | 0 | Fail RIM | [11 empty] | Commercial | Efficient Motor Belts | N | Healthcare | Existing | 0.12239 | 0.61509 | 0.19898 | 0 | 0 | 0 | Fail TRC
[11 empty] | Commercial | Chilled Water System - Variable Speed Drives | N | Warehouse | Existing | 3.0923 | 0.63072 | 4.9028 | 0 | 0 | 0 | Fail RIM | [11 empty] | Commercial | Efficient Motor Belts | N | Hospitals | Existing | 0.12239 | 0.61509 | 0.19898 | 0 | 0 | 0 | Fail TRC
[11 empty] | Commercial | Chilled Water System - Variable Speed Drives | N | Assembly | New | 3.0923 | 0.63072 | 4.9028 | 0 | 0 | 0 | Fail RIM | [11 empty] | Commercial | Efficient Motor Belts | N | Institutional | Existing | 0.12334 | 0.61927 | 0.19916 | 0 | 0 | 0 | Fail TRC
[11 empty] | Commercial | Chilled Water System - Variable Speed Drives | N | College and University | New | 3.0923 | 0.63072 | 4.9028 | 0 | 0 | 0 | Fail RIM | [11 empty] | Commercial | Efficient Motor Belts | N | Lodging/Hospitality | Existing | 0.12239 | 0.61509 | 0.19898 | 0 | 0 | 0 | Fail TRC
[11 empty] | Commercial | Chilled Water System - Variable Speed Drives | N | Grocery | New | 3.0923 | 0.63072 | 4.9028 | 0 | 0 | 0 | Fail RIM | [11 empty] | Commercial | Efficient Motor Belts | N | Miscellaneous | Existing | 0.12334 | 0.61927 | 0.19916 | 0 | 0 | 0 | Fail TRC
[11 empty] | Commercial | Chilled Water System - Variable Speed Drives | N | Healthcare | New | 3.0923 | 0.63072 | 4.9028 | 0 | 0 | 0 | Fail RIM | [11 empty] | Commercial | Efficient Motor Belts | N | Offices | Existing | 0.12334 | 0.61927 | 0.19916 | 0 | 0 | 0 | Fail TRC
[11 empty] | Commercial | Chilled Water System - Variable Speed Drives | N | Hospitals | New | 3.0923 | 0.63072 | 4.9028 | 0 | 0 | 0 | Fail RIM | [11 empty] | Commercial | Efficient Motor Belts | N | Restaurants | Existing | 0.12239 | 0.61509 | 0.19898 | 0 | 0 | 0 | Fail TRC
[11 empty] | Commercial | Chilled Water System - Variable Speed Drives | N | Institutional | New | 3.0923 | 0.63072 | 4.9028 | 0 | 0 | 0 | Fail RIM | [11 empty] | Commercial | Efficient Motor Belts | N | Retail | Existing | 0.12334 | 0.61927 | 0.19916 | 0 | 0 | 0 | Fail TRC
[11 empty] | Commercial | Chilled Water System - Variable Speed Drives | N | Lodging/Hospitality | New | 3.0923 | 0.63072 | 4.9028 | 0 | 0 | 0 | Fail RIM | [11 empty] | Commercial | Efficient Motor Belts | N | Schools K-12 | Existing | 0.12239 | 0.61509 | 0.19898 | 0 | 0 | 0 | Fail TRC
[11 empty] | Commercial | Chilled Water System - Variable Speed Drives | N | Miscellaneous | New | 3.0923 | 0.63072 | 4.9028 | 0 | 0 | 0 | Fail RIM | [11 empty] | Commercial | Efficient Motor Belts | N | Warehouse | Existing | 0.12334 | 0.61927 | 0.19916 | 0 | 0 | 0 | Fail TRC
[11 empty] | Commercial | Chilled Water System - Variable Speed Drives | N | Offices | New | 3.0923 | 0.63072 | 4.9028 | 0 | 0 | 0 | Fail RIM | [11 empty] | Commercial | Efficient Motor Belts | N | Assembly | New | 0.12334 | 0.61927 | 0.19916 | 0 | 0 | 0 | Fail TRC
[11 empty] | Commercial | Chilled Water System - Variable Speed Drives | N | Restaurants | New | 3.0923 | 0.63072 | 4.9028 | 0 | 0 | 0 | Fail RIM | [11 empty] | Commercial | Efficient Motor Belts | N | College and University | New | 0.12239 | 0.61509 | 0.19898 | 0 | 0 | 0 | Fail TRC
[11 empty] | Commercial | Chilled Water System - Variable Speed Drives | N | Retail | New | 3.0923 | 0.63072 | 4.9028 | 0 | 0 | 0 | Fail RIM | [11 empty] | Commercial | Efficient Motor Belts | N | Grocery | New | 0.12334 | 0.61927 | 0.19916 | 0 | 0 | 0 | Fail TRC
[11 empty] | Commercial | Chilled Water System - Variable Speed Drives | N | Schools K-12 | New | 3.0923 | 0.63072 | 4.9028 | 0 | 0 | 0 | Fail RIM | [11 empty] | Commercial | Efficient Motor Belts | N | Healthcare | New | 0.12239 | 0.61509 | 0.19898 | 0 | 0 | 0 | Fail TRC
[11 empty] | Commercial | Chilled Water System - Variable Speed Drives | N | Warehouse | New | 3.0923 | 0.63072 | 4.9028 | 0 | 0 | 0 | Fail RIM | [11 empty] | Commercial | Efficient Motor Belts | N | Hospitals | New | 0.12239 | 0.61509 | 0.19898 | 0 | 0 | 0 | Fail TRC
[11 empty] | Commercial | Cool Roof | N | Assembly | Existing | 0.096605 | 0.72159 | 0.13388 | 0 | 0 | 0 | Fail RIM | [11 empty] | Commercial | Efficient Motor Belts | N | Institutional | New | 0.12334 | 0.61927 | 0.19916 | 0 | 0 | 0 | Fail TRC
[11 empty] | Commercial | Cool Roof | N | College and University | Existing | 0.096605 | 0.72159 | 0.13388 | 0 | 0 | 0 | Fail RIM | [11 empty] | Commercial | Efficient Motor Belts | N | Lodging/Hospitality | New | 0.12239 | 0.61509 | 0.19898 | 0 | 0 | 0 | Fail TRC
[11 empty] | Commercial | Cool Roof | N | Grocery | Existing | 0.096605 | 0.72159 | 0.13388 | 0 | 0 | 0 | Fail RIM | [11 empty] | Commercial | Efficient Motor Belts | N | Miscellaneous | New | 0.12334 | 0.61927 | 0.19916 | 0 | 0 | 0 | Fail TRC
[11 empty] | Commercial | Cool Roof | N | Healthcare | Existing | 0.096605 | 0.72159 | 0.13388 | 0 | 0 | 0 | Fail RIM | [11 empty] | Commercial | Efficient Motor Belts | N | Offices | New | 0.12334 | 0.61927 | 0.19916 | 0 | 0 | 0 | Fail TRC
[11 empty] | Commercial | Cool Roof | N | Hospitals | Existing | 0.096605 | 0.72159 | 0.13388 | 0 | 0 | 0 | Fail RIM | [11 empty] | Commercial | Efficient Motor Belts | N | Restaurants | New | 0.12239 | 0.61509 | 0.19898 | 0 | 0 | 0 | Fail TRC
[11 empty] | Commercial | Cool Roof | N | Institutional | Existing | 0.096605 | 0.72159 | 0.13388 | 0 | 0 | 0 | Fail RIM | [11 empty] | Commercial | Efficient Motor Belts | N | Retail | New | 0.12334 | 0.61927 | 0.19916 | 0 | 0 | 0 | Fail TRC
[11 empty] | Commercial | Cool Roof | N | Lodging/Hospitality | Existing | 0.10004 | 0.73543 | 0.13603 | 0 | 0 | 0 | Fail RIM | [11 empty] | Commercial | Efficient Motor Belts | N | Schools K-12 | New | 0.12239 | 0.61509 | 0.19898 | 0 | 0 | 0 | Fail TRC
[11 empty] | Commercial | Cool Roof | N | Miscellaneous | Existing | 0.094791 | 0.73322 | 0.12928 | 0 | 0 | 0 | Fail RIM | [11 empty] | Commercial | Efficient Motor Belts | N | Warehouse | New | 0.12334 | 0.61927 | 0.19916 | 0 | 0 | 0 | Fail TRC
[11 empty] | Commercial | Cool Roof | N | Offices | Existing | 0.096605 | 0.72159 | 0.13388 | 0 | 0 | 0 | Fail RIM | [11 empty] | Commercial | Engine Block Timer | N | Assembly | Existing | 0.84349 | 0.57604 | 1.4643 | 0 | 0 | 0 | Fail TRC
[11 empty] | Commercial | Cool Roof | N | Restaurants | Existing | 0.096605 | 0.72159 | 0.13388 | 0 | 0 | 0 | Fail RIM | [11 empty] | Commercial | Engine Block Timer | N | College and University | Existing | 0.88991 | 0.59863 | 1.4866 | 0 | 0 | 0 | Fail TRC
[11 empty] | Commercial | Cool Roof | N | Retail | Existing | 0.096605 | 0.72159 | 0.13388 | 0 | 0 | 0 | Fail RIM | [11 empty] | Commercial | Engine Block Timer | N | Grocery | Existing | 0.84349 | 0.57604 | 1.4643 | 0 | 0 | 0 | Fail TRC
[11 empty] | Commercial | Cool Roof | N | Schools K-12 | Existing | 0.096605 | 0.72159 | 0.13388 | 0 | 0 | 0 | Fail RIM | [11 empty] | Commercial | Engine Block Timer | N | Healthcare | Existing | 0.84349 | 0.57604 | 1.4643 | 0 | 0 | 0 | Fail TRC
[11 empty] | Commercial | Cool Roof | N | Warehouse | Existing | 0.094791 | 0.73322 | 0.12928 | 0 | 0 | 0 | Fail RIM | [11 empty] | Commercial | Engine Block Timer | N | Hospitals | Existing | 0.88991 | 0.59863 | 1.4866 | 0 | 0 | 0 | Fail TRC
[11 empty] | Commercial | Cool Roof | N | Assembly | New | 0.096369 | 0.72159 | 0.13355 | 0 | 0 | 0 | Fail RIM | [11 empty] | Commercial | Engine Block Timer | N | Institutional | Existing | 0.87759 | 0.59586 | 1.4728 | 0 | 0 | 0 | Fail TRC
[11 empty] | Commercial | Cool Roof | N | College and University | New | 0.096369 | 0.72159 | 0.13355 | 0 | 0 | 0 | Fail RIM | [11 empty] | Commercial | Engine Block Timer | N | Lodging/Hospitality | Existing | 0.84349 | 0.57604 | 1.4643 | 0 | 0 | 0 | Fail TRC
[11 empty] | Commercial | Cool Roof | N | Grocery | New | 0.096369 | 0.72159 | 0.13355 | 0 | 0 | 0 | Fail RIM | [11 empty] | Commercial | Engine Block Timer | N | Miscellaneous | Existing | 0.87759 | 0.59586 | 1.4728 | 0 | 0 | 0 | Fail TRC
[11 empty] | Commercial | Cool Roof | N | Healthcare | New | 0.096369 | 0.72159 | 0.13355 | 0 | 0 | 0 | Fail RIM | [11 empty] | Commercial | Engine Block Timer | N | Offices | Existing | 0.87759 | 0.59586 | 1.4728 | 0 | 0 | 0 | Fail TRC
[11 empty] | Commercial | Cool Roof | N | Hospitals | New | 0.096369 | 0.72159 | 0.13355 | 0 | 0 | 0 | Fail RIM | [11 empty] | Commercial | Engine Block Timer | N | Restaurants | Existing | 0.87759 | 0.59586 | 1.4728 | 0 | 0 | 0 | Fail TRC
[11 empty] | Commercial | Cool Roof | N | Institutional | New | 0.096369 | 0.72159 | 0.13355 | 0 | 0 | 0 | Fail RIM | [11 empty] | Commercial | Engine Block Timer | N | Retail | Existing | 0.87759 | 0.59586 | 1.4728 | 0 | 0 | 0 | Fail TRC
[11 empty] | Commercial | Cool Roof | N | Lodging/Hospitality | New | 0.099799 | 0.73543 | 0.1357 | 0 | 0 | 0 | Fail RIM | [11 empty] | Commercial | Engine Block Timer | N | Schools K-12 | Existing | 0.87759 | 0.59586 | 1.4728 | 0 | 0 | 0 | Fail TRC
[11 empty] | Commercial | Cool Roof | N | Miscellaneous | New | 0.09456 | 0.73322 | 0.12896 | 0 | 0 | 0 | Fail RIM | [11 empty] | Commercial | Engine Block Timer | N | Warehouse | Existing | 0.87759 | 0.59586 | 1.4728 | 0 | 0 | 0 | Fail TRC
[11 empty] | Commercial | Cool Roof | N | Offices | New | 0.096369 | 0.72159 | 0.13355 | 0 | 0 | 0 | Fail RIM | [11 empty] | Commercial | Engine Block Timer | N | Assembly | New | 0.84349 | 0.57604 | 1.4643 | 0 | 0 | 0 | Fail TRC
[11 empty] | Commercial | Cool Roof | N | Restaurants | New | 0.096369 | 0.72159 | 0.13355 | 0 | 0 | 0 | Fail RIM | [11 empty] | Commercial | Engine Block Timer | N | College and University | New | 0.88991 | 0.59863 | 1.4866 | 0 | 0 | 0 | Fail TRC
[11 empty] | Commercial | Cool Roof | N | Retail | New | 0.096369 | 0.72159 | 0.13355 | 0 | 0 | 0 | Fail RIM | [11 empty] | Commercial | Engine Block Timer | N | Grocery | New | 0.84349 | 0.57604 | 1.4643 | 0 | 0 | 0 | Fail TRC
[11 empty] | Commercial | Cool Roof | N | Schools K-12 | New | 0.096369 | 0.72159 | 0.13355 | 0 | 0 | 0 | Fail RIM | [11 empty] | Commercial | Engine Block Timer | N | Healthcare | New | 0.84349 | 0.57604 | 1.4643 | 0 | 0 | 0 | Fail TRC
[11 empty] | Commercial | Cool Roof | N | Warehouse | New | 0.09456 | 0.73322 | 0.12896 | 0 | 0 | 0 | Fail RIM | [11 empty] | Commercial | Engine Block Timer | N | Hospitals | New | 0.88991 | 0.59863 | 1.4866 | 0 | 0 | 0 | Fail TRC
[11 empty] | Commercial | Dedicated Outdoor Air System on VRF unit | N | Assembly | Existing | 0.63551 | 0.67346 | 0.94365 | 0 | 0 | 0 | Fail RIM | [11 empty] | Commercial | Engine Block Timer | N | Institutional | New | 0.87759 | 0.59586 | 1.4728 | 0 | 0 | 0 | Fail TRC
[11 empty] | Commercial | Dedicated Outdoor Air System on VRF unit | N | College and University | Existing | 0.67462 | 0.654 | 1.0315 | 0 | 0 | 0 | Fail RIM | [11 empty] | Commercial | Engine Block Timer | N | Lodging/Hospitality | New | 0.84349 | 0.57604 | 1.4643 | 0 | 0 | 0 | Fail TRC
[11 empty] | Commercial | Dedicated Outdoor Air System on VRF unit | N | Grocery | Existing | 0.38028 | 0.67346 | 0.56467 | 0 | 0 | 0 | Fail RIM | [11 empty] | Commercial | Engine Block Timer | N | Miscellaneous | New | 0.87759 | 0.59586 | 1.4728 | 0 | 0 | 0 | Fail TRC
[11 empty] | Commercial | Dedicated Outdoor Air System on VRF unit | N | Healthcare | Existing | 1.3676 | 0.67346 | 2.0308 | 0 | 0 | 0 | Fail RIM | [11 empty] | Commercial | Engine Block Timer | N | Offices | New | 0.87759 | 0.59586 | 1.4728 | 0 | 0 | 0 | Fail TRC
[11 empty] | Commercial | Dedicated Outdoor Air System on VRF unit | N | Hospitals | Existing | 1.303 | 0.67346 | 1.9348 | 0 | 0 | 0 | Fail RIM | [11 empty] | Commercial | Engine Block Timer | N | Restaurants | New | 0.87759 | 0.59586 | 1.4728 | 0 | 0 | 0 | Fail TRC
[11 empty] | Commercial | Dedicated Outdoor Air System on VRF unit | N | Institutional | Existing | 0.35159 | 0.67346 | 0.52206 | 0 | 0 | 0 | Fail RIM | [11 empty] | Commercial | Engine Block Timer | N | Retail | New | 0.87759 | 0.59586 | 1.4728 | 0 | 0 | 0 | Fail TRC
[11 empty] | Commercial | Dedicated Outdoor Air System on VRF unit | N | Lodging/Hospitality | Existing | 0.99407 | 0.654 | 1.52 | 0 | 0 | 0 | Fail RIM | [11 empty] | Commercial | Engine Block Timer | N | Schools K-12 | New | 0.87759 | 0.59586 | 1.4728 | 0 | 0 | 0 | Fail TRC
[11 empty] | Commercial | Dedicated Outdoor Air System on VRF unit | N | Miscellaneous | Existing | 0.35479 | 0.67346 | 0.52682 | 0 | 0 | 0 | Fail RIM | [11 empty] | Commercial | Engine Block Timer | N | Warehouse | New | 0.87759 | 0.59586 | 1.4728 | 0 | 0 | 0 | Fail TRC
[11 empty] | Commercial | Dedicated Outdoor Air System on VRF unit | N | Offices | Existing | 0.7017 | 0.67346 | 1.0419 | 0 | 0 | 0 | Fail RIM | [11 empty] | Commercial | Regenerative Drive Elevator Motor | N | Assembly | Existing | 0.13447 | 0.64132 | 0.20967 | 0 | 0 | 0 | Fail TRC
[11 empty] | Commercial | Dedicated Outdoor Air System on VRF unit | N | Restaurants | Existing | 1.0816 | 0.67346 | 1.606 | 0 | 0 | 0 | Fail RIM | [11 empty] | Commercial | Regenerative Drive Elevator Motor | N | College and University | Existing | 0.13298 | 0.63497 | 0.20943 | 0 | 0 | 0 | Fail TRC
[11 empty] | Commercial | Dedicated Outdoor Air System on VRF unit | N | Retail | Existing | 0.83322 | 0.67346 | 1.2372 | 0 | 0 | 0 | Fail RIM | [11 empty] | Commercial | Regenerative Drive Elevator Motor | N | Grocery | Existing | 0.13447 | 0.64132 | 0.20967 | 0 | 0 | 0 | Fail TRC
[11 empty] | Commercial | Dedicated Outdoor Air System on VRF unit | N | Schools K-12 | Existing | 0.72726 | 0.67346 | 1.0799 | 0 | 0 | 0 | Fail RIM | [11 empty] | Commercial | Regenerative Drive Elevator Motor | N | Healthcare | Existing | 0.13298 | 0.63497 | 0.20943 | 0 | 0 | 0 | Fail TRC
[11 empty] | Commercial | Dedicated Outdoor Air System on VRF unit | N | Warehouse | Existing | 0.16188 | 0.67346 | 0.24037 | 0 | 0 | 0 | Fail RIM | [11 empty] | Commercial | Regenerative Drive Elevator Motor | N | Hospitals | Existing | 0.13298 | 0.63497 | 0.20943 | 0 | 0 | 0 | Fail TRC
[11 empty] | Commercial | Dedicated Outdoor Air System on VRF unit | N | Assembly | New | 0.63551 | 0.67346 | 0.94365 | 0 | 0 | 0 | Fail RIM | [11 empty] | Commercial | Regenerative Drive Elevator Motor | N | Institutional | Existing | 0.13447 | 0.64132 | 0.20967 | 0 | 0 | 0 | Fail TRC
[11 empty] | Commercial | Dedicated Outdoor Air System on VRF unit | N | College and University | New | 0.67462 | 0.654 | 1.0315 | 0 | 0 | 0 | Fail RIM | [11 empty] | Commercial | Regenerative Drive Elevator Motor | N | Lodging/Hospitality | Existing | 0.13298 | 0.63497 | 0.20943 | 0 | 0 | 0 | Fail TRC
[11 empty] | Commercial | Dedicated Outdoor Air System on VRF unit | N | Grocery | New | 0.38028 | 0.67346 | 0.56467 | 0 | 0 | 0 | Fail RIM | [11 empty] | Commercial | Regenerative Drive Elevator Motor | N | Miscellaneous | Existing | 0.13447 | 0.64132 | 0.20967 | 0 | 0 | 0 | Fail TRC
[11 empty] | Commercial | Dedicated Outdoor Air System on VRF unit | N | Healthcare | New | 1.3676 | 0.67346 | 2.0308 | 0 | 0 | 0 | Fail RIM | [11 empty] | Commercial | Regenerative Drive Elevator Motor | N | Offices | Existing | 0.13447 | 0.64132 | 0.20967 | 0 | 0 | 0 | Fail TRC
[11 empty] | Commercial | Dedicated Outdoor Air System on VRF unit | N | Hospitals | New | 1.303 | 0.67346 | 1.9348 | 0 | 0 | 0 | Fail RIM | [11 empty] | Commercial | Regenerative Drive Elevator Motor | N | Restaurants | Existing | 0.13298 | 0.63497 | 0.20943 | 0 | 0 | 0 | Fail TRC
[11 empty] | Commercial | Dedicated Outdoor Air System on VRF unit | N | Institutional | New | 0.35159 | 0.67346 | 0.52206 | 0 | 0 | 0 | Fail RIM | [11 empty] | Commercial | Regenerative Drive Elevator Motor | N | Retail | Existing | 0.13447 | 0.64132 | 0.20967 | 0 | 0 | 0 | Fail TRC
[11 empty] | Commercial | Dedicated Outdoor Air System on VRF unit | N | Lodging/Hospitality | New | 0.99407 | 0.654 | 1.52 | 0 | 0 | 0 | Fail RIM | [11 empty] | Commercial | Regenerative Drive Elevator Motor | N | Schools K-12 | Existing | 0.13298 | 0.63497 | 0.20943 | 0 | 0 | 0 | Fail TRC
[11 empty] | Commercial | Dedicated Outdoor Air System on VRF unit | N | Miscellaneous | New | 0.35479 | 0.67346 | 0.52682 | 0 | 0 | 0 | Fail RIM | [11 empty] | Commercial | Regenerative Drive Elevator Motor | N | Warehouse | Existing | 0.13447 | 0.64132 | 0.20967 | 0 | 0 | 0 | Fail TRC
[11 empty] | Commercial | Dedicated Outdoor Air System on VRF unit | N | Offices | New | 0.7017 | 0.67346 | 1.0419 | 0 | 0 | 0 | Fail RIM | [11 empty] | Commercial | Regenerative Drive Elevator Motor | N | Assembly | New | 0.13447 | 0.64132 | 0.20967 | 0 | 0 | 0 | Fail TRC
[11 empty] | Commercial | Dedicated Outdoor Air System on VRF unit | N | Restaurants | New | 1.0816 | 0.67346 | 1.606 | 0 | 0 | 0 | Fail RIM | [11 empty] | Commercial | Regenerative Drive Elevator Motor | N | College and University | New | 0.13298 | 0.63497 | 0.20943 | 0 | 0 | 0 | Fail TRC
[11 empty] | Commercial | Dedicated Outdoor Air System on VRF unit | N | Retail | New | 0.83322 | 0.67346 | 1.2372 | 0 | 0 | 0 | Fail RIM | [11 empty] | Commercial | Regenerative Drive Elevator Motor | N | Grocery | New | 0.13447 | 0.64132 | 0.20967 | 0 | 0 | 0 | Fail TRC
[11 empty] | Commercial | Dedicated Outdoor Air System on VRF unit | N | Schools K-12 | New | 0.72726 | 0.67346 | 1.0799 | 0 | 0 | 0 | Fail RIM | [11 empty] | Commercial | Regenerative Drive Elevator Motor | N | Healthcare | New | 0.13298 | 0.63497 | 0.20943 | 0 | 0 | 0 | Fail TRC
[11 empty] | Commercial | Dedicated Outdoor Air System on VRF unit | N | Warehouse | New | 0.16188 | 0.67346 | 0.24037 | 0 | 0 | 0 | Fail RIM | [11 empty] | Commercial | Regenerative Drive Elevator Motor | N | Hospitals | New | 0.13298 | 0.63497 | 0.20943 | 0 | 0 | 0 | Fail TRC
[11 empty] | Commercial | Destratification Fans | N | Assembly | Existing | 0.13666 | 0.61491 | 0.22225 | 0 | 0 | 0 | Fail RIM | [11 empty] | Commercial | Regenerative Drive Elevator Motor | N | Institutional | New | 0.13447 | 0.64132 | 0.20967 | 0 | 0 | 0 | Fail TRC
[11 empty] | Commercial | Destratification Fans | N | College and University | Existing | 0.24861 | 0.61491 | 0.4043 | 0 | 0 | 0 | Fail RIM | [11 empty] | Commercial | Regenerative Drive Elevator Motor | N | Lodging/Hospitality | New | 0.13298 | 0.63497 | 0.20943 | 0 | 0 | 0 | Fail TRC
[11 empty] | Commercial | Destratification Fans | N | Grocery | Existing | 0.08954 | 0.61491 | 0.14561 | 0 | 0 | 0 | Fail RIM | [11 empty] | Commercial | Regenerative Drive Elevator Motor | N | Miscellaneous | New | 0.13447 | 0.64132 | 0.20967 | 0 | 0 | 0 | Fail TRC
[11 empty] | Commercial | Destratification Fans | N | Healthcare | Existing | 0.22395 | 0.61491 | 0.3642 | 0 | 0 | 0 | Fail RIM | [11 empty] | Commercial | Regenerative Drive Elevator Motor | N | Offices | New | 0.13447 | 0.64132 | 0.20967 | 0 | 0 | 0 | Fail TRC
[11 empty] | Commercial | Destratification Fans | N | Hospitals | Existing | 0.44222 | 0.61491 | 0.71917 | 0 | 0 | 0 | Fail RIM | [11 empty] | Commercial | Regenerative Drive Elevator Motor | N | Restaurants | New | 0.13298 | 0.63497 | 0.20943 | 0 | 0 | 0 | Fail TRC
[11 empty] | Commercial | Destratification Fans | N | Institutional | Existing | 0.049227 | 0.61491 | 0.080056 | 0 | 0 | 0 | Fail RIM | [11 empty] | Commercial | Regenerative Drive Elevator Motor | N | Retail | New | 0.13447 | 0.64132 | 0.20967 | 0 | 0 | 0 | Fail TRC
[11 empty] | Commercial | Destratification Fans | N | Lodging/Hospitality | Existing | 0.074261 | 0.61491 | 0.12077 | 0 | 0 | 0 | Fail RIM | [11 empty] | Commercial | Regenerative Drive Elevator Motor | N | Schools K-12 | New | 0.13298 | 0.63497 | 0.20943 | 0 | 0 | 0 | Fail TRC
[11 empty] | Commercial | Destratification Fans | N | Miscellaneous | Existing | 0.11349 | 0.61491 | 0.18456 | 0 | 0 | 0 | Fail RIM | [11 empty] | Commercial | Regenerative Drive Elevator Motor | N | Warehouse | New | 0.13447 | 0.64132 | 0.20967 | 0 | 0 | 0 | Fail TRC
[11 empty] | Commercial | Destratification Fans | N | Offices | Existing | 0.024856 | 0.61491 | 0.040422 | 0 | 0 | 0 | Fail RIM | [11 empty] | Commercial | Network PC Power Management | N | Warehouse | Existing | 0.89323 | 0.58613 | 1.5239 | 0 | 0 | 0 | Fail TRC
[11 empty] | Commercial | Destratification Fans | N | Restaurants | Existing | 0.19645 | 0.61491 | 0.31948 | 0 | 0 | 0 | Fail RIM | [11 empty] | Commercial | Network PC Power Management | N | Warehouse | New | 0.89323 | 0.58613 | 1.5239 | 0 | 0 | 0 | Fail TRC
[11 empty] | Commercial | Destratification Fans | N | Retail | Existing | 0.23509 | 0.61491 | 0.38231 | 0 | 0 | 0 | Fail RIM | [11 empty] | Commercial | Smart Strip Plug Outlet | N | Assembly | Existing | 1.2132 | 0.59123 | 2.0519 | 0 | 0 | 0 | Fail 2-year Threshold
[11 empty] | Commercial | Destratification Fans | N | Schools K-12 | Existing | 0.74332 | 0.61491 | 1.2088 | 0 | 0 | 0 | Fail RIM | [11 empty] | Commercial | Smart Strip Plug Outlet | N | College and University | Existing | 1.6137 | 0.59858 | 2.6959 | 0 | 0 | 0 | Fail 2-year Threshold
[11 empty] | Commercial | Destratification Fans | N | Warehouse | Existing | 0.081483 | 0.61491 | 0.13251 | 0 | 0 | 0 | Fail RIM | [11 empty] | Commercial | Smart Strip Plug Outlet | N | Grocery | Existing | 1.563 | 0.59858 | 2.6112 | 0 | 0 | 0 | Fail 2-year Threshold
[11 empty] | Commercial | Destratification Fans | N | Assembly | New | 0.13666 | 0.61491 | 0.22225 | 0 | 0 | 0 | Fail RIM | [11 empty] | Commercial | Smart Strip Plug Outlet | N | Healthcare | Existing | 2.1966 | 0.59858 | 3.6697 | 0 | 0 | 0 | Fail 2-year Threshold
[11 empty] | Commercial | Destratification Fans | N | College and University | New | 0.24861 | 0.61491 | 0.4043 | 0 | 0 | 0 | Fail RIM | [11 empty] | Commercial | Smart Strip Plug Outlet | N | Hospitals | Existing | 2.4084 | 0.59858 | 4.0236 | 0 | 0 | 0 | Fail 2-year Threshold
[11 empty] | Commercial | Destratification Fans | N | Grocery | New | 0.08954 | 0.61491 | 0.14561 | 0 | 0 | 0 | Fail RIM | [11 empty] | Commercial | Smart Strip Plug Outlet | N | Institutional | Existing | 1.9806 | 0.59123 | 3.35 | 0 | 0 | 0 | Fail 2-year Threshold
[11 empty] | Commercial | Destratification Fans | N | Healthcare | New | 0.22395 | 0.61491 | 0.3642 | 0 | 0 | 0 | Fail RIM | [11 empty] | Commercial | Smart Strip Plug Outlet | N | Lodging/Hospitality | Existing | 1.8036 | 0.59858 | 3.0132 | 0 | 0 | 0 | Fail 2-year Threshold
[11 empty] | Commercial | Destratification Fans | N | Hospitals | New | 0.44222 | 0.61491 | 0.71917 | 0 | 0 | 0 | Fail RIM | [11 empty] | Commercial | Smart Strip Plug Outlet | N | Miscellaneous | Existing | 2.4176 | 0.59123 | 4.0891 | 0 | 0 | 0 | Fail 2-year Threshold
[11 empty] | Commercial | Destratification Fans | N | Institutional | New | 0.049227 | 0.61491 | 0.080056 | 0 | 0 | 0 | Fail RIM | [11 empty] | Commercial | Smart Strip Plug Outlet | N | Offices | Existing | 1.5244 | 0.59858 | 2.5466 | 0 | 0 | 0 | Fail 2-year Threshold
[11 empty] | Commercial | Destratification Fans | N | Lodging/Hospitality | New | 0.074261 | 0.61491 | 0.12077 | 0 | 0 | 0 | Fail RIM | [11 empty] | Commercial | Smart Strip Plug Outlet | N | Restaurants | Existing | 1.4515 | 0.59123 | 2.4551 | 0 | 0 | 0 | Fail 2-year Threshold
[11 empty] | Commercial | Destratification Fans | N | Miscellaneous | New | 0.11349 | 0.61491 | 0.18456 | 0 | 0 | 0 | Fail RIM | [11 empty] | Commercial | Smart Strip Plug Outlet | N | Retail | Existing | 0.66494 | 0.59858 | 1.1109 | 0 | 0 | 0 | Fail TRC
[11 empty] | Commercial | Destratification Fans | N | Offices | New | 0.024856 | 0.61491 | 0.040422 | 0 | 0 | 0 | Fail RIM | [11 empty] | Commercial | Smart Strip Plug Outlet | N | Schools K-12 | Existing | 2.2128 | 0.59858 | 3.6968 | 0 | 0 | 0 | Fail 2-year Threshold
[11 empty] | Commercial | Destratification Fans | N | Restaurants | New | 0.19645 | 0.61491 | 0.31948 | 0 | 0 | 0 | Fail RIM | [11 empty] | Commercial | Smart Strip Plug Outlet | N | Warehouse | Existing | 0.17851 | 0.59123 | 0.30194 | 0 | 0 | 0 | Fail TRC
[11 empty] | Commercial | Destratification Fans | N | Retail | New | 0.23509 | 0.61491 | 0.38231 | 0 | 0 | 0 | Fail RIM | [11 empty] | Commercial | Smart Strip Plug Outlet | N | Assembly | New | 1.2132 | 0.59123 | 2.0519 | 0 | 0 | 0 | Fail 2-year Threshold
[11 empty] | Commercial | Destratification Fans | N | Schools K-12 | New | 0.74332 | 0.61491 | 1.2088 | 0 | 0 | 0 | Fail RIM | [11 empty] | Commercial | Smart Strip Plug Outlet | N | College and University | New | 1.6137 | 0.59858 | 2.6959 | 0 | 0 | 0 | Fail 2-year Threshold
[11 empty] | Commercial | Destratification Fans | N | Warehouse | New | 0.081483 | 0.61491 | 0.13251 | 0 | 0 | 0 | Fail RIM | [11 empty] | Commercial | Smart Strip Plug Outlet | N | Grocery | New | 1.563 | 0.59858 | 2.6112 | 0 | 0 | 0 | Fail 2-year Threshold
[11 empty] | Commercial | Duct Insulation | N | Assembly | Existing | 0.042308 | 0.67789 | 0.062412 | 0 | 0 | 0 | Fail RIM | [11 empty] | Commercial | Smart Strip Plug Outlet | N | Healthcare | New | 2.1966 | 0.59858 | 3.6697 | 0 | 0 | 0 | Fail 2-year Threshold
[11 empty] | Commercial | Duct Insulation | N | College and University | Existing | 0.064118 | 0.67789 | 0.094585 | 0 | 0 | 0 | Fail RIM | [11 empty] | Commercial | Smart Strip Plug Outlet | N | Hospitals | New | 2.4084 | 0.59858 | 4.0236 | 0 | 0 | 0 | Fail 2-year Threshold
[11 empty] | Commercial | Duct Insulation | N | Grocery | Existing | 0.41654 | 0.67789 | 0.61446 | 0 | 0 | 0 | Fail RIM | [11 empty] | Commercial | Smart Strip Plug Outlet | N | Institutional | New | 1.9806 | 0.59123 | 3.35 | 0 | 0 | 0 | Fail 2-year Threshold
[11 empty] | Commercial | Duct Insulation | N | Healthcare | Existing | 0.17026 | 0.67789 | 0.25116 | 0 | 0 | 0 | Fail RIM | [11 empty] | Commercial | Smart Strip Plug Outlet | N | Lodging/Hospitality | New | 1.8036 | 0.59858 | 3.0132 | 0 | 0 | 0 | Fail 2-year Threshold
[11 empty] | Commercial | Duct Insulation | N | Hospitals | Existing | 0.17026 | 0.67789 | 0.25116 | 0 | 0 | 0 | Fail RIM | [11 empty] | Commercial | Smart Strip Plug Outlet | N | Miscellaneous | New | 2.4176 | 0.59123 | 4.0891 | 0 | 0 | 0 | Fail 2-year Threshold
[11 empty] | Commercial | Duct Insulation | N | Institutional | Existing | 0.19196 | 0.67789 | 0.28317 | 0 | 0 | 0 | Fail RIM | [11 empty] | Commercial | Smart Strip Plug Outlet | N | Offices | New | 1.5244 | 0.59858 | 2.5466 | 0 | 0 | 0 | Fail 2-year Threshold
[11 empty] | Commercial | Duct Insulation | N | Lodging/Hospitality | Existing | 0.096098 | 0.67789 | 0.14176 | 0 | 0 | 0 | Fail RIM | [11 empty] | Commercial | Smart Strip Plug Outlet | N | Restaurants | New | 1.4515 | 0.59123 | 2.4551 | 0 | 0 | 0 | Fail 2-year Threshold
[11 empty] | Commercial | Duct Insulation | N | Miscellaneous | Existing | 0.13078 | 0.67789 | 0.19292 | 0 | 0 | 0 | Fail RIM | [11 empty] | Commercial | Smart Strip Plug Outlet | N | Retail | New | 0.66494 | 0.59858 | 1.1109 | 0 | 0 | 0 | Fail TRC
[11 empty] | Commercial | Duct Insulation | N | Offices | Existing | 0.17567 | 0.67789 | 0.25915 | 0 | 0 | 0 | Fail RIM | [11 empty] | Commercial | Smart Strip Plug Outlet | N | Schools K-12 | New | 2.2128 | 0.59858 | 3.6968 | 0 | 0 | 0 | Fail 2-year Threshold
[11 empty] | Commercial | Duct Insulation | N | Restaurants | Existing | 0.40258 | 0.67789 | 0.59388 | 0 | 0 | 0 | Fail RIM | [11 empty] | Commercial | Smart Strip Plug Outlet | N | Warehouse | New | 0.17851 | 0.59123 | 0.30194 | 0 | 0 | 0 | Fail TRC
[11 empty] | Commercial | Duct Insulation | N | Retail | Existing | 0.078052 | 0.67789 | 0.11514 | 0 | 0 | 0 | Fail RIM | [11 empty] | Commercial | Anti-Sweat Controls | N | Assembly | Existing | 2.4524 | 0.60049 | 4.0841 | 0 | 0 | 0 | Fail 2-year Threshold
[11 empty] | Commercial | Duct Insulation | N | Schools K-12 | Existing | 0.064118 | 0.67789 | 0.094585 | 0 | 0 | 0 | Fail RIM | [11 empty] | Commercial | Anti-Sweat Controls | N | College and University | Existing | 2.4826 | 0.60424 | 4.1087 | 0 | 0 | 0 | Fail 2-year Threshold
[11 empty] | Commercial | Duct Insulation | N | Warehouse | Existing | 0.020643 | 0.67789 | 0.030451 | 0 | 0 | 0 | Fail RIM | [11 empty] | Commercial | Anti-Sweat Controls | N | Grocery | Existing | 2.4524 | 0.60049 | 4.0841 | 0 | 0 | 0 | Fail 2-year Threshold
[11 empty] | Commercial | Duct Insulation | N | Assembly | New | 0.042308 | 0.67789 | 0.062412 | 0 | 0 | 0 | Fail RIM | [11 empty] | Commercial | Anti-Sweat Controls | N | Healthcare | Existing | 2.4826 | 0.60424 | 4.1087 | 0 | 0 | 0 | Fail 2-year Threshold
[11 empty] | Commercial | Duct Insulation | N | College and University | New | 0.064118 | 0.67789 | 0.094585 | 0 | 0 | 0 | Fail RIM | [11 empty] | Commercial | Anti-Sweat Controls | N | Hospitals | Existing | 2.4826 | 0.60424 | 4.1087 | 0 | 0 | 0 | Fail 2-year Threshold
[11 empty] | Commercial | Duct Insulation | N | Grocery | New | 0.41654 | 0.67789 | 0.61446 | 0 | 0 | 0 | Fail RIM | [11 empty] | Commercial | Anti-Sweat Controls | N | Institutional | Existing | 2.4524 | 0.60049 | 4.0841 | 0 | 0 | 0 | Fail 2-year Threshold
[11 empty] | Commercial | Duct Insulation | N | Healthcare | New | 0.17026 | 0.67789 | 0.25116 | 0 | 0 | 0 | Fail RIM | [11 empty] | Commercial | Anti-Sweat Controls | N | Lodging/Hospitality | Existing | 2.4826 | 0.60424 | 4.1087 | 0 | 0 | 0 | Fail 2-year Threshold
[11 empty] | Commercial | Duct Insulation | N | Hospitals | New | 0.17026 | 0.67789 | 0.25116 | 0 | 0 | 0 | Fail RIM | [11 empty] | Commercial | Anti-Sweat Controls | N | Miscellaneous | Existing | 2.4524 | 0.60049 | 4.0841 | 0 | 0 | 0 | Fail 2-year Threshold
[11 empty] | Commercial | Duct Insulation | N | Institutional | New | 0.19196 | 0.67789 | 0.28317 | 0 | 0 | 0 | Fail RIM | [11 empty] | Commercial | Anti-Sweat Controls | N | Offices | Existing | 2.4524 | 0.60049 | 4.0841 | 0 | 0 | 0 | Fail 2-year Threshold
[11 empty] | Commercial | Duct Insulation | N | Lodging/Hospitality | New | 0.096098 | 0.67789 | 0.14176 | 0 | 0 | 0 | Fail RIM | [11 empty] | Commercial | Anti-Sweat Controls | N | Restaurants | Existing | 2.4826 | 0.60424 | 4.1087 | 0 | 0 | 0 | Fail 2-year Threshold
[11 empty] | Commercial | Duct Insulation | N | Miscellaneous | New | 0.13078 | 0.67789 | 0.19292 | 0 | 0 | 0 | Fail RIM | [11 empty] | Commercial | Anti-Sweat Controls | N | Retail | Existing | 2.4524 | 0.60049 | 4.0841 | 0 | 0 | 0 | Fail 2-year Threshold
[11 empty] | Commercial | Duct Insulation | N | Offices | New | 0.17567 | 0.67789 | 0.25915 | 0 | 0 | 0 | Fail RIM | [11 empty] | Commercial | Anti-Sweat Controls | N | Schools K-12 | Existing | 2.4826 | 0.60424 | 4.1087 | 0 | 0 | 0 | Fail 2-year Threshold
[11 empty] | Commercial | Duct Insulation | N | Restaurants | New | 0.40258 | 0.67789 | 0.59388 | 0 | 0 | 0 | Fail RIM | [11 empty] | Commercial | Anti-Sweat Controls | N | Warehouse | Existing | 2.4524 | 0.60049 | 4.0841 | 0 | 0 | 0 | Fail 2-year Threshold
[11 empty] | Commercial | Duct Insulation | N | Retail | New | 0.078052 | 0.67789 | 0.11514 | 0 | 0 | 0 | Fail RIM | [11 empty] | Commercial | Anti-Sweat Controls | N | Assembly | New | 2.4524 | 0.60049 | 4.0841 | 0 | 0 | 0 | Fail 2-year Threshold
[11 empty] | Commercial | Duct Insulation | N | Schools K-12 | New | 0.064118 | 0.67789 | 0.094585 | 0 | 0 | 0 | Fail RIM | [11 empty] | Commercial | Anti-Sweat Controls | N | College and University | New | 2.4826 | 0.60424 | 4.1087 | 0 | 0 | 0 | Fail 2-year Threshold
[11 empty] | Commercial | Duct Insulation | N | Warehouse | New | 0.020643 | 0.67789 | 0.030451 | 0 | 0 | 0 | Fail RIM | [11 empty] | Commercial | Anti-Sweat Controls | N | Grocery | New | 2.4524 | 0.60049 | 4.0841 | 0 | 0 | 0 | Fail 2-year Threshold
[11 empty] | Commercial | Duct Sealing Repair | N | Assembly | Existing | 2.1303 | 0.67164 | 3.1718 | 0 | 0 | 0 | Fail RIM | [11 empty] | Commercial | Anti-Sweat Controls | N | Healthcare | New | 2.4826 | 0.60424 | 4.1087 | 0 | 0 | 0 | Fail 2-year Threshold
[11 empty] | Commercial | Duct Sealing Repair | N | College and University | Existing | 3.2284 | 0.67164 | 4.8067 | 0 | 0 | 0 | Fail RIM | [11 empty] | Commercial | Anti-Sweat Controls | N | Hospitals | New | 2.4826 | 0.60424 | 4.1087 | 0 | 0 | 0 | Fail 2-year Threshold
[11 empty] | Commercial | Duct Sealing Repair | N | Grocery | Existing | 20.9732 | 0.67164 | 31.2267 | 0 | 0 | 0 | Fail RIM | [11 empty] | Commercial | Anti-Sweat Controls | N | Institutional | New | 2.4524 | 0.60049 | 4.0841 | 0 | 0 | 0 | Fail 2-year Threshold
[11 empty] | Commercial | Duct Sealing Repair | N | Healthcare | Existing | 8.5727 | 0.67164 | 12.7638 | 0 | 0 | 0 | Fail RIM | [11 empty] | Commercial | Anti-Sweat Controls | N | Lodging/Hospitality | New | 2.4826 | 0.60424 | 4.1087 | 0 | 0 | 0 | Fail 2-year Threshold
[11 empty] | Commercial | Duct Sealing Repair | N | Hospitals | Existing | 8.5727 | 0.67164 | 12.7638 | 0 | 0 | 0 | Fail RIM | [11 empty] | Commercial | Anti-Sweat Controls | N | Miscellaneous | New | 2.4524 | 0.60049 | 4.0841 | 0 | 0 | 0 | Fail 2-year Threshold
[11 empty] | Commercial | Duct Sealing Repair | N | Institutional | Existing | 9.6654 | 0.67164 | 14.3906 | 0 | 0 | 0 | Fail RIM | [11 empty] | Commercial | Anti-Sweat Controls | N | Offices | New | 2.4524 | 0.60049 | 4.0841 | 0 | 0 | 0 | Fail 2-year Threshold
[11 empty] | Commercial | Duct Sealing Repair | N | Lodging/Hospitality | Existing | 4.8386 | 0.67164 | 7.2042 | 0 | 0 | 0 | Fail RIM | [11 empty] | Commercial | Anti-Sweat Controls | N | Restaurants | New | 2.4826 | 0.60424 | 4.1087 | 0 | 0 | 0 | Fail 2-year Threshold
[11 empty] | Commercial | Duct Sealing Repair | N | Miscellaneous | Existing | 6.5849 | 0.67164 | 9.8041 | 0 | 0 | 0 | Fail RIM | [11 empty] | Commercial | Anti-Sweat Controls | N | Retail | New | 2.4524 | 0.60049 | 4.0841 | 0 | 0 | 0 | Fail 2-year Threshold
[11 empty] | Commercial | Duct Sealing Repair | N | Offices | Existing | 8.8454 | 0.67164 | 13.1698 | 0 | 0 | 0 | Fail RIM | [11 empty] | Commercial | Anti-Sweat Controls | N | Schools K-12 | New | 2.4826 | 0.60424 | 4.1087 | 0 | 0 | 0 | Fail 2-year Threshold
[11 empty] | Commercial | Duct Sealing Repair | N | Restaurants | Existing | 20.2706 | 0.67164 | 30.1806 | 0 | 0 | 0 | Fail RIM | [11 empty] | Commercial | Anti-Sweat Controls | N | Warehouse | New | 2.4524 | 0.60049 | 4.0841 | 0 | 0 | 0 | Fail 2-year Threshold
[11 empty] | Commercial | Duct Sealing Repair | N | Retail | Existing | 3.93 | 0.67164 | 5.8514 | 0 | 0 | 0 | Fail RIM | [11 empty] | Commercial | Automatic Door Closer for Walk-in Coolers and Freezers | N | Assembly | Existing | 0.10418 | 0.60777 | 0.17141 | 0 | 0 | 0 | Fail TRC
[11 empty] | Commercial | Duct Sealing Repair | N | Schools K-12 | Existing | 3.2284 | 0.67164 | 4.8067 | 0 | 0 | 0 | Fail RIM | [11 empty] | Commercial | Automatic Door Closer for Walk-in Coolers and Freezers | N | College and University | Existing | 0.10346 | 0.60424 | 0.17122 | 0 | 0 | 0 | Fail TRC
[11 empty] | Commercial | Duct Sealing Repair | N | Warehouse | Existing | 1.0394 | 0.67164 | 1.5475 | 0 | 0 | 0 | Fail RIM | [11 empty] | Commercial | Automatic Door Closer for Walk-in Coolers and Freezers | N | Grocery | Existing | 0.10418 | 0.60777 | 0.17141 | 0 | 0 | 0 | Fail TRC
[11 empty] | Commercial | Duct Sealing Repair | N | Assembly | New | 2.1303 | 0.67164 | 3.1718 | 0 | 0 | 0 | Fail RIM | [11 empty] | Commercial | Automatic Door Closer for Walk-in Coolers and Freezers | N | Healthcare | Existing | 0.10346 | 0.60424 | 0.17122 | 0 | 0 | 0 | Fail TRC
[11 empty] | Commercial | Duct Sealing Repair | N | College and University | New | 3.2284 | 0.67164 | 4.8067 | 0 | 0 | 0 | Fail RIM | [11 empty] | Commercial | Automatic Door Closer for Walk-in Coolers and Freezers | N | Hospitals | Existing | 0.10346 | 0.60424 | 0.17122 | 0 | 0 | 0 | Fail TRC
[11 empty] | Commercial | Duct Sealing Repair | N | Grocery | New | 20.9732 | 0.67164 | 31.2267 | 0 | 0 | 0 | Fail RIM | [11 empty] | Commercial | Automatic Door Closer for Walk-in Coolers and Freezers | N | Institutional | Existing | 0.10418 | 0.60777 | 0.17141 | 0 | 0 | 0 | Fail TRC
[11 empty] | Commercial | Duct Sealing Repair | N | Healthcare | New | 8.5727 | 0.67164 | 12.7638 | 0 | 0 | 0 | Fail RIM | [11 empty] | Commercial | Automatic Door Closer for Walk-in Coolers and Freezers | N | Lodging/Hospitality | Existing | 0.10346 | 0.60424 | 0.17122 | 0 | 0 | 0 | Fail TRC
[11 empty] | Commercial | Duct Sealing Repair | N | Hospitals | New | 8.5727 | 0.67164 | 12.7638 | 0 | 0 | 0 | Fail RIM | [11 empty] | Commercial | Automatic Door Closer for Walk-in Coolers and Freezers | N | Miscellaneous | Existing | 0.10418 | 0.60777 | 0.17141 | 0 | 0 | 0 | Fail TRC
[11 empty] | Commercial | Duct Sealing Repair | N | Institutional | New | 9.6654 | 0.67164 | 14.3906 | 0 | 0 | 0 | Fail RIM | [11 empty] | Commercial | Automatic Door Closer for Walk-in Coolers and Freezers | N | Offices | Existing | 0.10418 | 0.60777 | 0.17141 | 0 | 0 | 0 | Fail TRC
[11 empty] | Commercial | Duct Sealing Repair | N | Lodging/Hospitality | New | 4.8386 | 0.67164 | 7.2042 | 0 | 0 | 0 | Fail RIM | [11 empty] | Commercial | Automatic Door Closer for Walk-in Coolers and Freezers | N | Restaurants | Existing | 0.10346 | 0.60424 | 0.17122 | 0 | 0 | 0 | Fail TRC
[11 empty] | Commercial | Duct Sealing Repair | N | Miscellaneous | New | 6.5849 | 0.67164 | 9.8041 | 0 | 0 | 0 | Fail RIM | [11 empty] | Commercial | Automatic Door Closer for Walk-in Coolers and Freezers | N | Retail | Existing | 0.10418 | 0.60777 | 0.17141 | 0 | 0 | 0 | Fail TRC
[11 empty] | Commercial | Duct Sealing Repair | N | Offices | New | 8.8454 | 0.67164 | 13.1698 | 0 | 0 | 0 | Fail RIM | [11 empty] | Commercial | Automatic Door Closer for Walk-in Coolers and Freezers | N | Schools K-12 | Existing | 0.10346 | 0.60424 | 0.17122 | 0 | 0 | 0 | Fail TRC
[11 empty] | Commercial | Duct Sealing Repair | N | Restaurants | New | 20.2706 | 0.67164 | 30.1806 | 0 | 0 | 0 | Fail RIM | [11 empty] | Commercial | Automatic Door Closer for Walk-in Coolers and Freezers | N | Warehouse | Existing | 0.10418 | 0.60777 | 0.17141 | 0 | 0 | 0 | Fail TRC
[11 empty] | Commercial | Duct Sealing Repair | N | Retail | New | 3.93 | 0.67164 | 5.8514 | 0 | 0 | 0 | Fail RIM | [11 empty] | Commercial | Automatic Door Closer for Walk-in Coolers and Freezers | N | Assembly | New | 0.10418 | 0.60777 | 0.17141 | 0 | 0 | 0 | Fail TRC
[11 empty] | Commercial | Duct Sealing Repair | N | Schools K-12 | New | 3.2284 | 0.67164 | 4.8067 | 0 | 0 | 0 | Fail RIM | [11 empty] | Commercial | Automatic Door Closer for Walk-in Coolers and Freezers | N | College and University | New | 0.10346 | 0.60424 | 0.17122 | 0 | 0 | 0 | Fail TRC
[11 empty] | Commercial | Duct Sealing Repair | N | Warehouse | New | 1.0394 | 0.67164 | 1.5475 | 0 | 0 | 0 | Fail RIM | [11 empty] | Commercial | Automatic Door Closer for Walk-in Coolers and Freezers | N | Grocery | New | 0.10418 | 0.60777 | 0.17141 | 0 | 0 | 0 | Fail TRC
[11 empty] | Commercial | ECM Motors on Furnaces | N | Assembly | Existing | 2.9922 | 0.65014 | 4.6023 | 0 | 0 | 0 | Fail RIM | [11 empty] | Commercial | Automatic Door Closer for Walk-in Coolers and Freezers | N | Healthcare | New | 0.10346 | 0.60424 | 0.17122 | 0 | 0 | 0 | Fail TRC
[11 empty] | Commercial | ECM Motors on Furnaces | N | College and University | Existing | 2.9314 | 0.63693 | 4.6023 | 0 | 0 | 0 | Fail RIM | [11 empty] | Commercial | Automatic Door Closer for Walk-in Coolers and Freezers | N | Hospitals | New | 0.10346 | 0.60424 | 0.17122 | 0 | 0 | 0 | Fail TRC
[11 empty] | Commercial | ECM Motors on Furnaces | N | Grocery | Existing | 4.9947 | 0.63096 | 7.916 | 0 | 0 | 0 | Fail RIM | [11 empty] | Commercial | Automatic Door Closer for Walk-in Coolers and Freezers | N | Institutional | New | 0.10418 | 0.60777 | 0.17141 | 0 | 0 | 0 | Fail TRC
[11 empty] | Commercial | ECM Motors on Furnaces | N | Healthcare | Existing | 4.6917 | 0.65014 | 7.2165 | 0 | 0 | 0 | Fail RIM | [11 empty] | Commercial | Automatic Door Closer for Walk-in Coolers and Freezers | N | Lodging/Hospitality | New | 0.10346 | 0.60424 | 0.17122 | 0 | 0 | 0 | Fail TRC
[11 empty] | Commercial | ECM Motors on Furnaces | N | Hospitals | Existing | 5.2296 | 0.63693 | 8.2106 | 0 | 0 | 0 | Fail RIM | [11 empty] | Commercial | Automatic Door Closer for Walk-in Coolers and Freezers | N | Miscellaneous | New | 0.10418 | 0.60777 | 0.17141 | 0 | 0 | 0 | Fail TRC
[11 empty] | Commercial | ECM Motors on Furnaces | N | Institutional | Existing | 2.6092 | 0.65014 | 4.0132 | 0 | 0 | 0 | Fail RIM | [11 empty] | Commercial | Automatic Door Closer for Walk-in Coolers and Freezers | N | Offices | New | 0.10418 | 0.60777 | 0.17141 | 0 | 0 | 0 | Fail TRC
[11 empty] | Commercial | ECM Motors on Furnaces | N | Lodging/Hospitality | Existing | 3.0665 | 0.63096 | 4.8601 | 0 | 0 | 0 | Fail RIM | [11 empty] | Commercial | Automatic Door Closer for Walk-in Coolers and Freezers | N | Restaurants | New | 0.10346 | 0.60424 | 0.17122 | 0 | 0 | 0 | Fail TRC
[11 empty] | Commercial | ECM Motors on Furnaces | N | Miscellaneous | Existing | 1.6517 | 0.65014 | 2.5405 | 0 | 0 | 0 | Fail RIM | [11 empty] | Commercial | Automatic Door Closer for Walk-in Coolers and Freezers | N | Retail | New | 0.10418 | 0.60777 | 0.17141 | 0 | 0 | 0 | Fail TRC
[11 empty] | Commercial | ECM Motors on Furnaces | N | Offices | Existing | 1.7474 | 0.65014 | 2.6878 | 0 | 0 | 0 | Fail RIM | [11 empty] | Commercial | Automatic Door Closer for Walk-in Coolers and Freezers | N | Schools K-12 | New | 0.10346 | 0.60424 | 0.17122 | 0 | 0 | 0 | Fail TRC
[11 empty] | Commercial | ECM Motors on Furnaces | N | Restaurants | Existing | 10.7095 | 0.63096 | 16.9734 | 0 | 0 | 0 | Fail RIM | [11 empty] | Commercial | Automatic Door Closer for Walk-in Coolers and Freezers | N | Warehouse | New | 0.10418 | 0.60777 | 0.17141 | 0 | 0 | 0 | Fail TRC
[11 empty] | Commercial | ECM Motors on Furnaces | N | Retail | Existing | 6.7138 | 0.63096 | 10.6406 | 0 | 0 | 0 | Fail RIM | [11 empty] | Commercial | Demand Defrost | N | Assembly | Existing | 0.30587 | 0.62045 | 0.49298 | 0 | 0 | 0 | Fail TRC
[11 empty] | Commercial | ECM Motors on Furnaces | N | Schools K-12 | Existing | 6.3673 | 0.65014 | 9.7938 | 0 | 0 | 0 | Fail RIM | [11 empty] | Commercial | Demand Defrost | N | College and University | Existing | 0.30288 | 0.61509 | 0.49241 | 0 | 0 | 0 | Fail TRC
[11 empty] | Commercial | ECM Motors on Furnaces | N | Warehouse | Existing | 1.6517 | 0.65014 | 2.5405 | 0 | 0 | 0 | Fail RIM | [11 empty] | Commercial | Demand Defrost | N | Grocery | Existing | 0.30587 | 0.62045 | 0.49298 | 0 | 0 | 0 | Fail TRC
[11 empty] | Commercial | ECM Motors on Furnaces | N | Assembly | New | 2.9922 | 0.65014 | 4.6023 | 0 | 0 | 0 | Fail RIM | [11 empty] | Commercial | Demand Defrost | N | Healthcare | Existing | 0.30288 | 0.61509 | 0.49241 | 0 | 0 | 0 | Fail TRC
[11 empty] | Commercial | ECM Motors on Furnaces | N | College and University | New | 2.9314 | 0.63693 | 4.6023 | 0 | 0 | 0 | Fail RIM | [11 empty] | Commercial | Demand Defrost | N | Hospitals | Existing | 0.30288 | 0.61509 | 0.49241 | 0 | 0 | 0 | Fail TRC
[11 empty] | Commercial | ECM Motors on Furnaces | N | Grocery | New | 4.9947 | 0.63096 | 7.916 | 0 | 0 | 0 | Fail RIM | [11 empty] | Commercial | Demand Defrost | N | Institutional | Existing | 0.30587 | 0.62045 | 0.49298 | 0 | 0 | 0 | Fail TRC
[11 empty] | Commercial | ECM Motors on Furnaces | N | Healthcare | New | 4.6917 | 0.65014 | 7.2165 | 0 | 0 | 0 | Fail RIM | [11 empty] | Commercial | Demand Defrost | N | Lodging/Hospitality | Existing | 0.30288 | 0.61509 | 0.49241 | 0 | 0 | 0 | Fail TRC
[11 empty] | Commercial | ECM Motors on Furnaces | N | Hospitals | New | 5.2296 | 0.63693 | 8.2106 | 0 | 0 | 0 | Fail RIM | [11 empty] | Commercial | Demand Defrost | N | Miscellaneous | Existing | 0.30587 | 0.62045 | 0.49298 | 0 | 0 | 0 | Fail TRC
[11 empty] | Commercial | ECM Motors on Furnaces | N | Institutional | New | 2.6092 | 0.65014 | 4.0132 | 0 | 0 | 0 | Fail RIM | [11 empty] | Commercial | Demand Defrost | N | Offices | Existing | 0.30587 | 0.62045 | 0.49298 | 0 | 0 | 0 | Fail TRC
[11 empty] | Commercial | ECM Motors on Furnaces | N | Lodging/Hospitality | New | 3.0665 | 0.63096 | 4.8601 | 0 | 0 | 0 | Fail RIM | [11 empty] | Commercial | Demand Defrost | N | Restaurants | Existing | 0.30288 | 0.61509 | 0.49241 | 0 | 0 | 0 | Fail TRC
[11 empty] | Commercial | ECM Motors on Furnaces | N | Miscellaneous | New | 1.6517 | 0.65014 | 2.5405 | 0 | 0 | 0 | Fail RIM | [11 empty] | Commercial | Demand Defrost | N | Retail | Existing | 0.30587 | 0.62045 | 0.49298 | 0 | 0 | 0 | Fail TRC
[11 empty] | Commercial | ECM Motors on Furnaces | N | Offices | New | 1.7474 | 0.65014 | 2.6878 | 0 | 0 | 0 | Fail RIM | [11 empty] | Commercial | Demand Defrost | N | Schools K-12 | Existing | 0.30288 | 0.61509 | 0.49241 | 0 | 0 | 0 | Fail TRC
[11 empty] | Commercial | ECM Motors on Furnaces | N | Restaurants | New | 10.7095 | 0.63096 | 16.9734 | 0 | 0 | 0 | Fail RIM | [11 empty] | Commercial | Demand Defrost | N | Warehouse | Existing | 0.30587 | 0.62045 | 0.49298 | 0 | 0 | 0 | Fail TRC
[11 empty] | Commercial | ECM Motors on Furnaces | N | Retail | New | 6.7138 | 0.63096 | 10.6406 | 0 | 0 | 0 | Fail RIM | [11 empty] | Commercial | Demand Defrost | N | Assembly | New | 0.30587 | 0.62045 | 0.49298 | 0 | 0 | 0 | Fail TRC
[11 empty] | Commercial | ECM Motors on Furnaces | N | Schools K-12 | New | 6.3673 | 0.65014 | 9.7938 | 0 | 0 | 0 | Fail RIM | [11 empty] | Commercial | Demand Defrost | N | College and University | New | 0.30288 | 0.61509 | 0.49241 | 0 | 0 | 0 | Fail TRC
[11 empty] | Commercial | ECM Motors on Furnaces | N | Warehouse | New | 1.6517 | 0.65014 | 2.5405 | 0 | 0 | 0 | Fail RIM | [11 empty] | Commercial | Demand Defrost | N | Grocery | New | 0.30587 | 0.62045 | 0.49298 | 0 | 0 | 0 | Fail TRC
[11 empty] | Commercial | Energy Recovery Ventilation System (ERV) | N | Assembly | Existing | 0.08027 | 0.90382 | 0.088812 | 0 | 0 | 0 | Fail RIM | [11 empty] | Commercial | Demand Defrost | N | Healthcare | New | 0.30288 | 0.61509 | 0.49241 | 0 | 0 | 0 | Fail TRC
[11 empty] | Commercial | Energy Recovery Ventilation System (ERV) | N | College and University | Existing | 0.068294 | 0.90382 | 0.075561 | 0 | 0 | 0 | Fail RIM | [11 empty] | Commercial | Demand Defrost | N | Hospitals | New | 0.30288 | 0.61509 | 0.49241 | 0 | 0 | 0 | Fail TRC
[11 empty] | Commercial | Energy Recovery Ventilation System (ERV) | N | Grocery | Existing | 0.43045 | 0.90382 | 0.47626 | 0 | 0 | 0 | Fail RIM | [11 empty] | Commercial | Demand Defrost | N | Institutional | New | 0.30587 | 0.62045 | 0.49298 | 0 | 0 | 0 | Fail TRC
[11 empty] | Commercial | Energy Recovery Ventilation System (ERV) | N | Healthcare | Existing | 0.17594 | 0.90382 | 0.19467 | 0 | 0 | 0 | Fail RIM | [11 empty] | Commercial | Demand Defrost | N | Lodging/Hospitality | New | 0.30288 | 0.61509 | 0.49241 | 0 | 0 | 0 | Fail TRC
[11 empty] | Commercial | Energy Recovery Ventilation System (ERV) | N | Hospitals | Existing | 0.17594 | 0.90382 | 0.19467 | 0 | 0 | 0 | Fail RIM | [11 empty] | Commercial | Demand Defrost | N | Miscellaneous | New | 0.30587 | 0.62045 | 0.49298 | 0 | 0 | 0 | Fail TRC
[11 empty] | Commercial | Energy Recovery Ventilation System (ERV) | N | Institutional | Existing | 0.19837 | 0.90382 | 0.21948 | 0 | 0 | 0 | Fail RIM | [11 empty] | Commercial | Demand Defrost | N | Offices | New | 0.30587 | 0.62045 | 0.49298 | 0 | 0 | 0 | Fail TRC
[11 empty] | Commercial | Energy Recovery Ventilation System (ERV) | N | Lodging/Hospitality | Existing | 0.099308 | 0.90382 | 0.10988 | 0 | 0 | 0 | Fail RIM | [11 empty] | Commercial | Demand Defrost | N | Restaurants | New | 0.30288 | 0.61509 | 0.49241 | 0 | 0 | 0 | Fail TRC
[11 empty] | Commercial | Energy Recovery Ventilation System (ERV) | N | Miscellaneous | Existing | 0.13519 | 0.90382 | 0.14958 | 0 | 0 | 0 | Fail RIM | [11 empty] | Commercial | Demand Defrost | N | Retail | New | 0.30587 | 0.62045 | 0.49298 | 0 | 0 | 0 | Fail TRC
[11 empty] | Commercial | Energy Recovery Ventilation System (ERV) | N | Offices | Existing | 0.11183 | 0.90382 | 0.12373 | 0 | 0 | 0 | Fail RIM | [11 empty] | Commercial | Demand Defrost | N | Schools K-12 | New | 0.30288 | 0.61509 | 0.49241 | 0 | 0 | 0 | Fail TRC
[11 empty] | Commercial | Energy Recovery Ventilation System (ERV) | N | Restaurants | Existing | 0.45644 | 0.90382 | 0.50501 | 0 | 0 | 0 | Fail RIM | [11 empty] | Commercial | Demand Defrost | N | Warehouse | New | 0.30587 | 0.62045 | 0.49298 | 0 | 0 | 0 | Fail TRC
[11 empty] | Commercial | Energy Recovery Ventilation System (ERV) | N | Retail | Existing | 0.10132 | 0.90382 | 0.1121 | 0 | 0 | 0 | Fail RIM | [11 empty] | Commercial | Floating Head Pressure Controls | N | Assembly | Existing | 6.1915 | 0.65004 | 9.5248 | 0 | 0 | 0 | Fail 2-year Threshold
[11 empty] | Commercial | Energy Recovery Ventilation System (ERV) | N | Schools K-12 | Existing | 0.068294 | 0.90382 | 0.075561 | 0 | 0 | 0 | Fail RIM | [11 empty] | Commercial | Floating Head Pressure Controls | N | College and University | Existing | 6.1371 | 0.64596 | 9.5007 | 0 | 0 | 0 | Fail 2-year Threshold
[11 empty] | Commercial | Energy Recovery Ventilation System (ERV) | N | Warehouse | Existing | 0.021332 | 0.90382 | 0.023602 | 0 | 0 | 0 | Fail RIM | [11 empty] | Commercial | Floating Head Pressure Controls | N | Grocery | Existing | 6.1915 | 0.65004 | 9.5248 | 0 | 0 | 0 | Fail 2-year Threshold
[11 empty] | Commercial | Energy Recovery Ventilation System (ERV) | N | Assembly | New | 0.08027 | 0.90382 | 0.088812 | 0 | 0 | 0 | Fail RIM | [11 empty] | Commercial | Floating Head Pressure Controls | N | Healthcare | Existing | 6.1371 | 0.64596 | 9.5007 | 0 | 0 | 0 | Fail 2-year Threshold
[11 empty] | Commercial | Energy Recovery Ventilation System (ERV) | N | College and University | New | 0.068294 | 0.90382 | 0.075561 | 0 | 0 | 0 | Fail RIM | [11 empty] | Commercial | Floating Head Pressure Controls | N | Hospitals | Existing | 6.1371 | 0.64596 | 9.5007 | 0 | 0 | 0 | Fail 2-year Threshold
[11 empty] | Commercial | Energy Recovery Ventilation System (ERV) | N | Grocery | New | 0.43045 | 0.90382 | 0.47626 | 0 | 0 | 0 | Fail RIM | [11 empty] | Commercial | Floating Head Pressure Controls | N | Institutional | Existing | 6.1915 | 0.65004 | 9.5248 | 0 | 0 | 0 | Fail 2-year Threshold
[11 empty] | Commercial | Energy Recovery Ventilation System (ERV) | N | Healthcare | New | 0.17594 | 0.90382 | 0.19467 | 0 | 0 | 0 | Fail RIM | [11 empty] | Commercial | Floating Head Pressure Controls | N | Lodging/Hospitality | Existing | 6.1371 | 0.64596 | 9.5007 | 0 | 0 | 0 | Fail 2-year Threshold
[11 empty] | Commercial | Energy Recovery Ventilation System (ERV) | N | Hospitals | New | 0.17594 | 0.90382 | 0.19467 | 0 | 0 | 0 | Fail RIM | [11 empty] | Commercial | Floating Head Pressure Controls | N | Miscellaneous | Existing | 6.1915 | 0.65004 | 9.5248 | 0 | 0 | 0 | Fail 2-year Threshold
[11 empty] | Commercial | Energy Recovery Ventilation System (ERV) | N | Institutional | New | 0.19837 | 0.90382 | 0.21948 | 0 | 0 | 0 | Fail RIM | [11 empty] | Commercial | Floating Head Pressure Controls | N | Offices | Existing | 6.1915 | 0.65004 | 9.5248 | 0 | 0 | 0 | Fail 2-year Threshold
[11 empty] | Commercial | Energy Recovery Ventilation System (ERV) | N | Lodging/Hospitality | New | 0.099308 | 0.90382 | 0.10988 | 0 | 0 | 0 | Fail RIM | [11 empty] | Commercial | Floating Head Pressure Controls | N | Restaurants | Existing | 6.1371 | 0.64596 | 9.5007 | 0 | 0 | 0 | Fail 2-year Threshold
[11 empty] | Commercial | Energy Recovery Ventilation System (ERV) | N | Miscellaneous | New | 0.13519 | 0.90382 | 0.14958 | 0 | 0 | 0 | Fail RIM | [11 empty] | Commercial | Floating Head Pressure Controls | N | Retail | Existing | 6.1915 | 0.65004 | 9.5248 | 0 | 0 | 0 | Fail 2-year Threshold
[11 empty] | Commercial | Energy Recovery Ventilation System (ERV) | N | Offices | New | 0.11183 | 0.90382 | 0.12373 | 0 | 0 | 0 | Fail RIM | [11 empty] | Commercial | Floating Head Pressure Controls | N | Schools K-12 | Existing | 6.1371 | 0.64596 | 9.5007 | 0 | 0 | 0 | Fail 2-year Threshold
[11 empty] | Commercial | Energy Recovery Ventilation System (ERV) | N | Restaurants | New | 0.45644 | 0.90382 | 0.50501 | 0 | 0 | 0 | Fail RIM | [11 empty] | Commercial | Floating Head Pressure Controls | N | Warehouse | Existing | 6.1915 | 0.65004 | 9.5248 | 0 | 0 | 0 | Fail 2-year Threshold
[11 empty] | Commercial | Energy Recovery Ventilation System (ERV) | N | Retail | New | 0.10132 | 0.90382 | 0.1121 | 0 | 0 | 0 | Fail RIM | [11 empty] | Commercial | Floating Head Pressure Controls | N | Assembly | New | 6.1915 | 0.65004 | 9.5248 | 0 | 0 | 0 | Fail 2-year Threshold
[11 empty] | Commercial | Energy Recovery Ventilation System (ERV) | N | Schools K-12 | New | 0.068294 | 0.90382 | 0.075561 | 0 | 0 | 0 | Fail RIM | [11 empty] | Commercial | Floating Head Pressure Controls | N | College and University | New | 6.1371 | 0.64596 | 9.5007 | 0 | 0 | 0 | Fail 2-year Threshold
[11 empty] | Commercial | Energy Recovery Ventilation System (ERV) | N | Warehouse | New | 0.021332 | 0.90382 | 0.023602 | 0 | 0 | 0 | Fail RIM | [11 empty] | Commercial | Floating Head Pressure Controls | N | Grocery | New | 6.1915 | 0.65004 | 9.5248 | 0 | 0 | 0 | Fail 2-year Threshold
[11 empty] | Commercial | Facility Commissioning | N | Assembly | Existing | 0 | 0 | 0 | 0 | 0 | 0 | Fail RIM | [11 empty] | Commercial | Floating Head Pressure Controls | N | Healthcare | New | 6.1371 | 0.64596 | 9.5007 | 0 | 0 | 0 | Fail 2-year Threshold
[11 empty] | Commercial | Facility Commissioning | N | College and University | Existing | 0 | 0 | 0 | 0 | 0 | 0 | Fail RIM | [11 empty] | Commercial | Floating Head Pressure Controls | N | Hospitals | New | 6.1371 | 0.64596 | 9.5007 | 0 | 0 | 0 | Fail 2-year Threshold
[11 empty] | Commercial | Facility Commissioning | N | Grocery | Existing | 0 | 0 | 0 | 0 | 0 | 0 | Fail RIM | [11 empty] | Commercial | Floating Head Pressure Controls | N | Institutional | New | 6.1915 | 0.65004 | 9.5248 | 0 | 0 | 0 | Fail 2-year Threshold
[11 empty] | Commercial | Facility Commissioning | N | Healthcare | Existing | 0 | 0 | 0 | 0 | 0 | 0 | Fail RIM | [11 empty] | Commercial | Floating Head Pressure Controls | N | Lodging/Hospitality | New | 6.1371 | 0.64596 | 9.5007 | 0 | 0 | 0 | Fail 2-year Threshold
[11 empty] | Commercial | Facility Commissioning | N | Hospitals | Existing | 0 | 0 | 0 | 0 | 0 | 0 | Fail RIM | [11 empty] | Commercial | Floating Head Pressure Controls | N | Miscellaneous | New | 6.1915 | 0.65004 | 9.5248 | 0 | 0 | 0 | Fail 2-year Threshold
[11 empty] | Commercial | Facility Commissioning | N | Institutional | Existing | 0 | 0 | 0 | 0 | 0 | 0 | Fail RIM | [11 empty] | Commercial | Floating Head Pressure Controls | N | Offices | New | 6.1915 | 0.65004 | 9.5248 | 0 | 0 | 0 | Fail 2-year Threshold
[11 empty] | Commercial | Facility Commissioning | N | Lodging/Hospitality | Existing | 0 | 0 | 0 | 0 | 0 | 0 | Fail RIM | [11 empty] | Commercial | Floating Head Pressure Controls | N | Restaurants | New | 6.1371 | 0.64596 | 9.5007 | 0 | 0 | 0 | Fail 2-year Threshold
[11 empty] | Commercial | Facility Commissioning | N | Miscellaneous | Existing | 0 | 0 | 0 | 0 | 0 | 0 | Fail RIM | [11 empty] | Commercial | Floating Head Pressure Controls | N | Retail | New | 6.1915 | 0.65004 | 9.5248 | 0 | 0 | 0 | Fail 2-year Threshold
[11 empty] | Commercial | Facility Commissioning | N | Offices | Existing | 0 | 0 | 0 | 0 | 0 | 0 | Fail RIM | [11 empty] | Commercial | Floating Head Pressure Controls | N | Schools K-12 | New | 6.1371 | 0.64596 | 9.5007 | 0 | 0 | 0 | Fail 2-year Threshold
[11 empty] | Commercial | Facility Commissioning | N | Restaurants | Existing | 0 | 0 | 0 | 0 | 0 | 0 | Fail RIM | [11 empty] | Commercial | Floating Head Pressure Controls | N | Warehouse | New | 6.1915 | 0.65004 | 9.5248 | 0 | 0 | 0 | Fail 2-year Threshold
[11 empty] | Commercial | Facility Commissioning | N | Retail | Existing | 0 | 0 | 0 | 0 | 0 | 0 | Fail RIM | [11 empty] | Commercial | Freezer-Cooler Replacement Gaskets | N | Assembly | Existing | 0.35921 | 0.6062 | 0.59256 | 0 | 0 | 0 | Fail TRC
[11 empty] | Commercial | Facility Commissioning | N | Schools K-12 | Existing | 0 | 0 | 0 | 0 | 0 | 0 | Fail RIM | [11 empty] | Commercial | Freezer-Cooler Replacement Gaskets | N | College and University | Existing | 0.3568 | 0.60329 | 0.59142 | 0 | 0 | 0 | Fail TRC
[11 empty] | Commercial | Facility Commissioning | N | Warehouse | Existing | 0 | 0 | 0 | 0 | 0 | 0 | Fail RIM | [11 empty] | Commercial | Freezer-Cooler Replacement Gaskets | N | Grocery | Existing | 0.35921 | 0.6062 | 0.59256 | 0 | 0 | 0 | Fail TRC
[11 empty] | Commercial | Facility Commissioning | N | Assembly | New | 0.14896 | 0.61022 | 0.24411 | 0 | 0 | 0 | Fail RIM | [11 empty] | Commercial | Freezer-Cooler Replacement Gaskets | N | Healthcare | Existing | 0.3568 | 0.60329 | 0.59142 | 0 | 0 | 0 | Fail TRC
[11 empty] | Commercial | Facility Commissioning | N | College and University | New | 0.22617 | 0.61353 | 0.36863 | 0 | 0 | 0 | Fail RIM | [11 empty] | Commercial | Freezer-Cooler Replacement Gaskets | N | Hospitals | Existing | 0.3568 | 0.60329 | 0.59142 | 0 | 0 | 0 | Fail TRC
[11 empty] | Commercial | Facility Commissioning | N | Grocery | New | 1.4665 | 0.61022 | 2.4033 | 0 | 0 | 0 | Fail RIM | [11 empty] | Commercial | Freezer-Cooler Replacement Gaskets | N | Institutional | Existing | 0.35921 | 0.6062 | 0.59256 | 0 | 0 | 0 | Fail TRC
[11 empty] | Commercial | Facility Commissioning | N | Healthcare | New | 0.59945 | 0.61022 | 0.98234 | 0 | 0 | 0 | Fail RIM | [11 empty] | Commercial | Freezer-Cooler Replacement Gaskets | N | Lodging/Hospitality | Existing | 0.3568 | 0.60329 | 0.59142 | 0 | 0 | 0 | Fail TRC
[11 empty] | Commercial | Facility Commissioning | N | Hospitals | New | 0.60057 | 0.61353 | 0.97886 | 0 | 0 | 0 | Fail RIM | [11 empty] | Commercial | Freezer-Cooler Replacement Gaskets | N | Miscellaneous | Existing | 0.35921 | 0.6062 | 0.59256 | 0 | 0 | 0 | Fail TRC
[11 empty] | Commercial | Facility Commissioning | N | Institutional | New | 0.67585 | 0.61022 | 1.1075 | 0 | 0 | 0 | Fail RIM | [11 empty] | Commercial | Freezer-Cooler Replacement Gaskets | N | Offices | Existing | 0.35921 | 0.6062 | 0.59256 | 0 | 0 | 0 | Fail TRC
[11 empty] | Commercial | Facility Commissioning | N | Lodging/Hospitality | New | 0.33834 | 0.61022 | 0.55446 | 0 | 0 | 0 | Fail RIM | [11 empty] | Commercial | Freezer-Cooler Replacement Gaskets | N | Restaurants | Existing | 0.3568 | 0.60329 | 0.59142 | 0 | 0 | 0 | Fail TRC
[11 empty] | Commercial | Facility Commissioning | N | Miscellaneous | New | 0.46159 | 0.61022 | 0.75643 | 0 | 0 | 0 | Fail RIM | [11 empty] | Commercial | Freezer-Cooler Replacement Gaskets | N | Retail | Existing | 0.35921 | 0.6062 | 0.59256 | 0 | 0 | 0 | Fail TRC
[11 empty] | Commercial | Facility Commissioning | N | Offices | New | 0.61851 | 0.61022 | 1.0136 | 0 | 0 | 0 | Fail RIM | [11 empty] | Commercial | Freezer-Cooler Replacement Gaskets | N | Schools K-12 | Existing | 0.3568 | 0.60329 | 0.59142 | 0 | 0 | 0 | Fail TRC
[11 empty] | Commercial | Facility Commissioning | N | Restaurants | New | 1.4174 | 0.61022 | 2.3228 | 0 | 0 | 0 | Fail RIM | [11 empty] | Commercial | Freezer-Cooler Replacement Gaskets | N | Warehouse | Existing | 0.35921 | 0.6062 | 0.59256 | 0 | 0 | 0 | Fail TRC
[11 empty] | Commercial | Facility Commissioning | N | Retail | New | 0.27481 | 0.61022 | 0.45034 | 0 | 0 | 0 | Fail RIM | [11 empty] | Commercial | Freezer-Cooler Replacement Gaskets | N | Assembly | New | 0 | 0 | 0 | 0 | 0 | 0 | Fail TRC
[11 empty] | Commercial | Facility Commissioning | N | Schools K-12 | New | 0.22575 | 0.61022 | 0.36994 | 0 | 0 | 0 | Fail RIM | [11 empty] | Commercial | Freezer-Cooler Replacement Gaskets | N | College and University | New | 0 | 0 | 0 | 0 | 0 | 0 | Fail TRC
[11 empty] | Commercial | Facility Commissioning | N | Warehouse | New | 0.072679 | 0.61022 | 0.1191 | 0 | 0 | 0 | Fail RIM | [11 empty] | Commercial | Freezer-Cooler Replacement Gaskets | N | Grocery | New | 0 | 0 | 0 | 0 | 0 | 0 | Fail TRC
[11 empty] | Commercial | Facility Energy Management System | N | Assembly | Existing | 0.96341 | 0.64845 | 1.4857 | 0 | 0 | 0 | Fail RIM | [11 empty] | Commercial | Freezer-Cooler Replacement Gaskets | N | Healthcare | New | 0 | 0 | 0 | 0 | 0 | 0 | Fail TRC
[11 empty] | Commercial | Facility Energy Management System | N | College and University | Existing | 1.4385 | 0.64361 | 2.2351 | 0 | 0 | 0 | Fail RIM | [11 empty] | Commercial | Freezer-Cooler Replacement Gaskets | N | Hospitals | New | 0 | 0 | 0 | 0 | 0 | 0 | Fail TRC
[11 empty] | Commercial | Facility Energy Management System | N | Grocery | Existing | 9.6606 | 0.65644 | 14.7166 | 0 | 0 | 0 | Fail RIM | [11 empty] | Commercial | Freezer-Cooler Replacement Gaskets | N | Institutional | New | 0 | 0 | 0 | 0 | 0 | 0 | Fail TRC
[11 empty] | Commercial | Facility Energy Management System | N | Healthcare | Existing | 3.8769 | 0.64845 | 5.9788 | 0 | 0 | 0 | Fail RIM | [11 empty] | Commercial | Freezer-Cooler Replacement Gaskets | N | Lodging/Hospitality | New | 0 | 0 | 0 | 0 | 0 | 0 | Fail TRC
[11 empty] | Commercial | Facility Energy Management System | N | Hospitals | Existing | 3.8198 | 0.64361 | 5.935 | 0 | 0 | 0 | Fail RIM | [11 empty] | Commercial | Freezer-Cooler Replacement Gaskets | N | Miscellaneous | New | 0 | 0 | 0 | 0 | 0 | 0 | Fail TRC
[11 empty] | Commercial | Facility Energy Management System | N | Institutional | Existing | 4.3711 | 0.64845 | 6.7408 | 0 | 0 | 0 | Fail RIM | [11 empty] | Commercial | Freezer-Cooler Replacement Gaskets | N | Offices | New | 0 | 0 | 0 | 0 | 0 | 0 | Fail TRC
[11 empty] | Commercial | Facility Energy Management System | N | Lodging/Hospitality | Existing | 2.2288 | 0.65644 | 3.3952 | 0 | 0 | 0 | Fail RIM | [11 empty] | Commercial | Freezer-Cooler Replacement Gaskets | N | Restaurants | New | 0 | 0 | 0 | 0 | 0 | 0 | Fail TRC
[11 empty] | Commercial | Facility Energy Management System | N | Miscellaneous | Existing | 2.978 | 0.64845 | 4.5924 | 0 | 0 | 0 | Fail RIM | [11 empty] | Commercial | Freezer-Cooler Replacement Gaskets | N | Retail | New | 0 | 0 | 0 | 0 | 0 | 0 | Fail TRC
[11 empty] | Commercial | Facility Energy Management System | N | Offices | Existing | 4.0003 | 0.64845 | 6.1689 | 0 | 0 | 0 | Fail RIM | [11 empty] | Commercial | Freezer-Cooler Replacement Gaskets | N | Schools K-12 | New | 0 | 0 | 0 | 0 | 0 | 0 | Fail TRC
[11 empty] | Commercial | Facility Energy Management System | N | Restaurants | Existing | 9.3369 | 0.65644 | 14.2236 | 0 | 0 | 0 | Fail RIM | [11 empty] | Commercial | Freezer-Cooler Replacement Gaskets | N | Warehouse | New | 0 | 0 | 0 | 0 | 0 | 0 | Fail TRC
[11 empty] | Commercial | Facility Energy Management System | N | Retail | Existing | 1.8102 | 0.65644 | 2.7577 | 0 | 0 | 0 | Fail RIM | [11 empty] | Commercial | High Efficiency Refrigeration Compressor | N | Assembly | Existing | 0.40409 | 0.6384 | 0.63297 | 0 | 0 | 0 | Fail TRC
[11 empty] | Commercial | Facility Energy Management System | N | Schools K-12 | Existing | 1.46 | 0.64845 | 2.2516 | 0 | 0 | 0 | Fail RIM | [11 empty] | Commercial | High Efficiency Refrigeration Compressor | N | College and University | Existing | 0.4009 | 0.63497 | 0.63137 | 0 | 0 | 0 | Fail TRC
[11 empty] | Commercial | Facility Energy Management System | N | Warehouse | Existing | 0.47005 | 0.64845 | 0.72489 | 0 | 0 | 0 | Fail RIM | [11 empty] | Commercial | High Efficiency Refrigeration Compressor | N | Grocery | Existing | 0.40409 | 0.6384 | 0.63297 | 0 | 0 | 0 | Fail TRC
[11 empty] | Commercial | Facility Energy Management System | N | Assembly | New | 0.96341 | 0.64845 | 1.4857 | 0 | 0 | 0 | Fail RIM | [11 empty] | Commercial | High Efficiency Refrigeration Compressor | N | Healthcare | Existing | 0.4009 | 0.63497 | 0.63137 | 0 | 0 | 0 | Fail TRC
[11 empty] | Commercial | Facility Energy Management System | N | College and University | New | 1.4385 | 0.64361 | 2.2351 | 0 | 0 | 0 | Fail RIM | [11 empty] | Commercial | High Efficiency Refrigeration Compressor | N | Hospitals | Existing | 0.4009 | 0.63497 | 0.63137 | 0 | 0 | 0 | Fail TRC
[11 empty] | Commercial | Facility Energy Management System | N | Grocery | New | 9.6606 | 0.65644 | 14.7166 | 0 | 0 | 0 | Fail RIM | [11 empty] | Commercial | High Efficiency Refrigeration Compressor | N | Institutional | Existing | 0.40409 | 0.6384 | 0.63297 | 0 | 0 | 0 | Fail TRC
[11 empty] | Commercial | Facility Energy Management System | N | Healthcare | New | 3.8769 | 0.64845 | 5.9788 | 0 | 0 | 0 | Fail RIM | [11 empty] | Commercial | High Efficiency Refrigeration Compressor | N | Lodging/Hospitality | Existing | 0.4009 | 0.63497 | 0.63137 | 0 | 0 | 0 | Fail TRC
[11 empty] | Commercial | Facility Energy Management System | N | Hospitals | New | 3.8198 | 0.64361 | 5.935 | 0 | 0 | 0 | Fail RIM | [11 empty] | Commercial | High Efficiency Refrigeration Compressor | N | Miscellaneous | Existing | 0.40409 | 0.6384 | 0.63297 | 0 | 0 | 0 | Fail TRC
[11 empty] | Commercial | Facility Energy Management System | N | Institutional | New | 4.3711 | 0.64845 | 6.7408 | 0 | 0 | 0 | Fail RIM | [11 empty] | Commercial | High Efficiency Refrigeration Compressor | N | Offices | Existing | 0.40409 | 0.6384 | 0.63297 | 0 | 0 | 0 | Fail TRC
[11 empty] | Commercial | Facility Energy Management System | N | Lodging/Hospitality | New | 2.2288 | 0.65644 | 3.3952 | 0 | 0 | 0 | Fail RIM | [11 empty] | Commercial | High Efficiency Refrigeration Compressor | N | Restaurants | Existing | 0.4009 | 0.63497 | 0.63137 | 0 | 0 | 0 | Fail TRC
[11 empty] | Commercial | Facility Energy Management System | N | Miscellaneous | New | 2.978 | 0.64845 | 4.5924 | 0 | 0 | 0 | Fail RIM | [11 empty] | Commercial | High Efficiency Refrigeration Compressor | N | Retail | Existing | 0.40409 | 0.6384 | 0.63297 | 0 | 0 | 0 | Fail TRC
[11 empty] | Commercial | Facility Energy Management System | N | Offices | New | 4.0003 | 0.64845 | 6.1689 | 0 | 0 | 0 | Fail RIM | [11 empty] | Commercial | High Efficiency Refrigeration Compressor | N | Schools K-12 | Existing | 0.4009 | 0.63497 | 0.63137 | 0 | 0 | 0 | Fail TRC
[11 empty] | Commercial | Facility Energy Management System | N | Restaurants | New | 9.3369 | 0.65644 | 14.2236 | 0 | 0 | 0 | Fail RIM | [11 empty] | Commercial | High Efficiency Refrigeration Compressor | N | Warehouse | Existing | 0.40409 | 0.6384 | 0.63297 | 0 | 0 | 0 | Fail TRC
[11 empty] | Commercial | Facility Energy Management System | N | Retail | New | 1.8102 | 0.65644 | 2.7577 | 0 | 0 | 0 | Fail RIM | [11 empty] | Commercial | High Efficiency Refrigeration Compressor | N | Assembly | New | 0.40409 | 0.6384 | 0.63297 | 0 | 0 | 0 | Fail TRC
[11 empty] | Commercial | Facility Energy Management System | N | Schools K-12 | New | 1.46 | 0.64845 | 2.2516 | 0 | 0 | 0 | Fail RIM | [11 empty] | Commercial | High Efficiency Refrigeration Compressor | N | College and University | New | 0.4009 | 0.63497 | 0.63137 | 0 | 0 | 0 | Fail TRC
[11 empty] | Commercial | Facility Energy Management System | N | Warehouse | New | 0.47005 | 0.64845 | 0.72489 | 0 | 0 | 0 | Fail RIM | [11 empty] | Commercial | High Efficiency Refrigeration Compressor | N | Grocery | New | 0.40409 | 0.6384 | 0.63297 | 0 | 0 | 0 | Fail TRC
[11 empty] | Commercial | Floor Insulation | N | Assembly | Existing | 0.046605 | 0.64347 | 0.072429 | 0 | 0 | 0 | Fail RIM | [11 empty] | Commercial | High Efficiency Refrigeration Compressor | N | Healthcare | New | 0.4009 | 0.63497 | 0.63137 | 0 | 0 | 0 | Fail TRC
[11 empty] | Commercial | Floor Insulation | N | College and University | Existing | 0.054724 | 0.72098 | 0.075902 | 0 | 0 | 0 | Fail RIM | [11 empty] | Commercial | High Efficiency Refrigeration Compressor | N | Hospitals | New | 0.4009 | 0.63497 | 0.63137 | 0 | 0 | 0 | Fail TRC
[11 empty] | Commercial | Floor Insulation | N | Grocery | Existing | 0.05048 | 0.68168 | 0.074053 | 0 | 0 | 0 | Fail RIM | [11 empty] | Commercial | High Efficiency Refrigeration Compressor | N | Institutional | New | 0.40409 | 0.6384 | 0.63297 | 0 | 0 | 0 | Fail TRC
[11 empty] | Commercial | Floor Insulation | N | Healthcare | Existing | 0.046605 | 0.64347 | 0.072429 | 0 | 0 | 0 | Fail RIM | [11 empty] | Commercial | High Efficiency Refrigeration Compressor | N | Lodging/Hospitality | New | 0.4009 | 0.63497 | 0.63137 | 0 | 0 | 0 | Fail TRC
[11 empty] | Commercial | Floor Insulation | N | Hospitals | Existing | 0.054724 | 0.72098 | 0.075902 | 0 | 0 | 0 | Fail RIM | [11 empty] | Commercial | High Efficiency Refrigeration Compressor | N | Miscellaneous | New | 0.40409 | 0.6384 | 0.63297 | 0 | 0 | 0 | Fail TRC
[11 empty] | Commercial | Floor Insulation | N | Institutional | Existing | 0.046605 | 0.64347 | 0.072429 | 0 | 0 | 0 | Fail RIM | [11 empty] | Commercial | High Efficiency Refrigeration Compressor | N | Offices | New | 0.40409 | 0.6384 | 0.63297 | 0 | 0 | 0 | Fail TRC
[11 empty] | Commercial | Floor Insulation | N | Lodging/Hospitality | Existing | 0.054724 | 0.72098 | 0.075902 | 0 | 0 | 0 | Fail RIM | [11 empty] | Commercial | High Efficiency Refrigeration Compressor | N | Restaurants | New | 0.4009 | 0.63497 | 0.63137 | 0 | 0 | 0 | Fail TRC
[11 empty] | Commercial | Floor Insulation | N | Miscellaneous | Existing | 0.046605 | 0.64347 | 0.072429 | 0 | 0 | 0 | Fail RIM | [11 empty] | Commercial | High Efficiency Refrigeration Compressor | N | Retail | New | 0.40409 | 0.6384 | 0.63297 | 0 | 0 | 0 | Fail TRC
[11 empty] | Commercial | Floor Insulation | N | Offices | Existing | 0.046605 | 0.64347 | 0.072429 | 0 | 0 | 0 | Fail RIM | [11 empty] | Commercial | High Efficiency Refrigeration Compressor | N | Schools K-12 | New | 0.4009 | 0.63497 | 0.63137 | 0 | 0 | 0 | Fail TRC
[11 empty] | Commercial | Floor Insulation | N | Restaurants | Existing | 0.05048 | 0.68168 | 0.074053 | 0 | 0 | 0 | Fail RIM | [11 empty] | Commercial | High Efficiency Refrigeration Compressor | N | Warehouse | New | 0.40409 | 0.6384 | 0.63297 | 0 | 0 | 0 | Fail TRC
[11 empty] | Commercial | Floor Insulation | N | Retail | Existing | 0.05048 | 0.68168 | 0.074053 | 0 | 0 | 0 | Fail RIM | [11 empty] | Commercial | High R-Value Glass Doors | N | Assembly | Existing | 0.27273 | 0.63301 | 0.43084 | 0 | 0 | 0 | Fail TRC
[11 empty] | Commercial | Floor Insulation | N | Schools K-12 | Existing | 0.046605 | 0.64347 | 0.072429 | 0 | 0 | 0 | Fail RIM | [11 empty] | Commercial | High R-Value Glass Doors | N | College and University | Existing | 0.27046 | 0.62899 | 0.42999 | 0 | 0 | 0 | Fail TRC
[11 empty] | Commercial | Floor Insulation | N | Warehouse | Existing | 0.048918 | 0.66779 | 0.073253 | 0 | 0 | 0 | Fail RIM | [11 empty] | Commercial | High R-Value Glass Doors | N | Grocery | Existing | 0.27273 | 0.63301 | 0.43084 | 0 | 0 | 0 | Fail TRC
[11 empty] | Commercial | Floor Insulation | N | Assembly | New | 0.04486 | 0.64347 | 0.069716 | 0 | 0 | 0 | Fail RIM | [11 empty] | Commercial | High R-Value Glass Doors | N | Healthcare | Existing | 0.27046 | 0.62899 | 0.42999 | 0 | 0 | 0 | Fail TRC
[11 empty] | Commercial | Floor Insulation | N | College and University | New | 0.052675 | 0.72098 | 0.073059 | 0 | 0 | 0 | Fail RIM | [11 empty] | Commercial | High R-Value Glass Doors | N | Hospitals | Existing | 0.27046 | 0.62899 | 0.42999 | 0 | 0 | 0 | Fail TRC
[11 empty] | Commercial | Floor Insulation | N | Grocery | New | 0.04859 | 0.68168 | 0.07128 | 0 | 0 | 0 | Fail RIM | [11 empty] | Commercial | High R-Value Glass Doors | N | Institutional | Existing | 0.27273 | 0.63301 | 0.43084 | 0 | 0 | 0 | Fail TRC
[11 empty] | Commercial | Floor Insulation | N | Healthcare | New | 0.04486 | 0.64347 | 0.069716 | 0 | 0 | 0 | Fail RIM | [11 empty] | Commercial | High R-Value Glass Doors | N | Lodging/Hospitality | Existing | 0.27046 | 0.62899 | 0.42999 | 0 | 0 | 0 | Fail TRC
[11 empty] | Commercial | Floor Insulation | N | Hospitals | New | 0.052675 | 0.72098 | 0.073059 | 0 | 0 | 0 | Fail RIM | [11 empty] | Commercial | High R-Value Glass Doors | N | Miscellaneous | Existing | 0.27273 | 0.63301 | 0.43084 | 0 | 0 | 0 | Fail TRC
[11 empty] | Commercial | Floor Insulation | N | Institutional | New | 0.04486 | 0.64347 | 0.069716 | 0 | 0 | 0 | Fail RIM | [11 empty] | Commercial | High R-Value Glass Doors | N | Offices | Existing | 0.27273 | 0.63301 | 0.43084 | 0 | 0 | 0 | Fail TRC
[11 empty] | Commercial | Floor Insulation | N | Lodging/Hospitality | New | 0.052675 | 0.72098 | 0.073059 | 0 | 0 | 0 | Fail RIM | [11 empty] | Commercial | High R-Value Glass Doors | N | Restaurants | Existing | 0.27046 | 0.62899 | 0.42999 | 0 | 0 | 0 | Fail TRC
[11 empty] | Commercial | Floor Insulation | N | Miscellaneous | New | 0.04486 | 0.64347 | 0.069716 | 0 | 0 | 0 | Fail RIM | [11 empty] | Commercial | High R-Value Glass Doors | N | Retail | Existing | 0.27273 | 0.63301 | 0.43084 | 0 | 0 | 0 | Fail TRC
[11 empty] | Commercial | Floor Insulation | N | Offices | New | 0.04486 | 0.64347 | 0.069716 | 0 | 0 | 0 | Fail RIM | [11 empty] | Commercial | High R-Value Glass Doors | N | Schools K-12 | Existing | 0.27046 | 0.62899 | 0.42999 | 0 | 0 | 0 | Fail TRC
[11 empty] | Commercial | Floor Insulation | N | Restaurants | New | 0.04859 | 0.68168 | 0.07128 | 0 | 0 | 0 | Fail RIM | [11 empty] | Commercial | High R-Value Glass Doors | N | Warehouse | Existing | 0.27273 | 0.63301 | 0.43084 | 0 | 0 | 0 | Fail TRC
[11 empty] | Commercial | Floor Insulation | N | Retail | New | 0.04859 | 0.68168 | 0.07128 | 0 | 0 | 0 | Fail RIM | [11 empty] | Commercial | High R-Value Glass Doors | N | Assembly | New | 0 | 0 | 0 | 0 | 0 | 0 | Fail TRC
[11 empty] | Commercial | Floor Insulation | N | Schools K-12 | New | 0.04486 | 0.64347 | 0.069716 | 0 | 0 | 0 | Fail RIM | [11 empty] | Commercial | High R-Value Glass Doors | N | College and University | New | 0 | 0 | 0 | 0 | 0 | 0 | Fail TRC
[11 empty] | Commercial | Floor Insulation | N | Warehouse | New | 0.047086 | 0.66779 | 0.07051 | 0 | 0 | 0 | Fail RIM | [11 empty] | Commercial | High R-Value Glass Doors | N | Grocery | New | 0 | 0 | 0 | 0 | 0 | 0 | Fail TRC
[11 empty] | Commercial | Green Roof | N | Assembly | Existing | 0.0096474 | 0.72159 | 0.01337 | 0 | 0 | 0 | Fail RIM | [11 empty] | Commercial | High R-Value Glass Doors | N | Healthcare | New | 0 | 0 | 0 | 0 | 0 | 0 | Fail TRC
[11 empty] | Commercial | Green Roof | N | College and University | Existing | 0.0096474 | 0.72159 | 0.01337 | 0 | 0 | 0 | Fail RIM | [11 empty] | Commercial | High R-Value Glass Doors | N | Hospitals | New | 0 | 0 | 0 | 0 | 0 | 0 | Fail TRC
[11 empty] | Commercial | Green Roof | N | Grocery | Existing | 0.0096474 | 0.72159 | 0.01337 | 0 | 0 | 0 | Fail RIM | [11 empty] | Commercial | High R-Value Glass Doors | N | Institutional | New | 0 | 0 | 0 | 0 | 0 | 0 | Fail TRC
[11 empty] | Commercial | Green Roof | N | Healthcare | Existing | 0.0096474 | 0.72159 | 0.01337 | 0 | 0 | 0 | Fail RIM | [11 empty] | Commercial | High R-Value Glass Doors | N | Lodging/Hospitality | New | 0 | 0 | 0 | 0 | 0 | 0 | Fail TRC
[11 empty] | Commercial | Green Roof | N | Hospitals | Existing | 0.0096474 | 0.72159 | 0.01337 | 0 | 0 | 0 | Fail RIM | [11 empty] | Commercial | High R-Value Glass Doors | N | Miscellaneous | New | 0 | 0 | 0 | 0 | 0 | 0 | Fail TRC
[11 empty] | Commercial | Green Roof | N | Institutional | Existing | 0.0096474 | 0.72159 | 0.01337 | 0 | 0 | 0 | Fail RIM | [11 empty] | Commercial | High R-Value Glass Doors | N | Offices | New | 0 | 0 | 0 | 0 | 0 | 0 | Fail TRC
[11 empty] | Commercial | Green Roof | N | Lodging/Hospitality | Existing | 0.0099908 | 0.73543 | 0.013585 | 0 | 0 | 0 | Fail RIM | [11 empty] | Commercial | High R-Value Glass Doors | N | Restaurants | New | 0 | 0 | 0 | 0 | 0 | 0 | Fail TRC
[11 empty] | Commercial | Green Roof | N | Miscellaneous | Existing | 0.0094662 | 0.73322 | 0.01291 | 0 | 0 | 0 | Fail RIM | [11 empty] | Commercial | High R-Value Glass Doors | N | Retail | New | 0 | 0 | 0 | 0 | 0 | 0 | Fail TRC
[11 empty] | Commercial | Green Roof | N | Offices | Existing | 0.0096474 | 0.72159 | 0.01337 | 0 | 0 | 0 | Fail RIM | [11 empty] | Commercial | High R-Value Glass Doors | N | Schools K-12 | New | 0 | 0 | 0 | 0 | 0 | 0 | Fail TRC
[11 empty] | Commercial | Green Roof | N | Restaurants | Existing | 0.0096474 | 0.72159 | 0.01337 | 0 | 0 | 0 | Fail RIM | [11 empty] | Commercial | High R-Value Glass Doors | N | Warehouse | New | 0 | 0 | 0 | 0 | 0 | 0 | Fail TRC
[11 empty] | Commercial | Green Roof | N | Retail | Existing | 0.0096474 | 0.72159 | 0.01337 | 0 | 0 | 0 | Fail RIM | [11 empty] | Commercial | Night Covers for Display Cases | N | Assembly | Existing | 0.039222 | 0.60031 | 0.065337 | 0 | 0 | 0 | Fail TRC
[11 empty] | Commercial | Green Roof | N | Schools K-12 | Existing | 0.0096474 | 0.72159 | 0.01337 | 0 | 0 | 0 | Fail RIM | [11 empty] | Commercial | Night Covers for Display Cases | N | College and University | Existing | 0.039222 | 0.60031 | 0.065337 | 0 | 0 | 0 | Fail TRC
[11 empty] | Commercial | Green Roof | N | Warehouse | Existing | 0.0094662 | 0.73322 | 0.01291 | 0 | 0 | 0 | Fail RIM | [11 empty] | Commercial | Night Covers for Display Cases | N | Grocery | Existing | 0.039222 | 0.60031 | 0.065337 | 0 | 0 | 0 | Fail TRC
[11 empty] | Commercial | Green Roof | N | Assembly | New | 0.0092223 | 0.72159 | 0.012781 | 0 | 0 | 0 | Fail RIM | [11 empty] | Commercial | Night Covers for Display Cases | N | Healthcare | Existing | 0.039222 | 0.60031 | 0.065337 | 0 | 0 | 0 | Fail TRC
[11 empty] | Commercial | Green Roof | N | College and University | New | 0.0092223 | 0.72159 | 0.012781 | 0 | 0 | 0 | Fail RIM | [11 empty] | Commercial | Night Covers for Display Cases | N | Hospitals | Existing | 0.039222 | 0.60031 | 0.065337 | 0 | 0 | 0 | Fail TRC
[11 empty] | Commercial | Green Roof | N | Grocery | New | 0.0092223 | 0.72159 | 0.012781 | 0 | 0 | 0 | Fail RIM | [11 empty] | Commercial | Night Covers for Display Cases | N | Institutional | Existing | 0.039222 | 0.60031 | 0.065337 | 0 | 0 | 0 | Fail TRC
[11 empty] | Commercial | Green Roof | N | Healthcare | New | 0.0092223 | 0.72159 | 0.012781 | 0 | 0 | 0 | Fail RIM | [11 empty] | Commercial | Night Covers for Display Cases | N | Lodging/Hospitality | Existing | 0.039222 | 0.60031 | 0.065337 | 0 | 0 | 0 | Fail TRC
[11 empty] | Commercial | Green Roof | N | Hospitals | New | 0.0092223 | 0.72159 | 0.012781 | 0 | 0 | 0 | Fail RIM | [11 empty] | Commercial | Night Covers for Display Cases | N | Miscellaneous | Existing | 0.039222 | 0.60031 | 0.065337 | 0 | 0 | 0 | Fail TRC
[11 empty] | Commercial | Green Roof | N | Institutional | New | 0.0092223 | 0.72159 | 0.012781 | 0 | 0 | 0 | Fail RIM | [11 empty] | Commercial | Night Covers for Display Cases | N | Offices | Existing | 0.039222 | 0.60031 | 0.065337 | 0 | 0 | 0 | Fail TRC
[11 empty] | Commercial | Green Roof | N | Lodging/Hospitality | New | 0.0095506 | 0.73543 | 0.012986 | 0 | 0 | 0 | Fail RIM | [11 empty] | Commercial | Night Covers for Display Cases | N | Restaurants | Existing | 0.039222 | 0.60031 | 0.065337 | 0 | 0 | 0 | Fail TRC
[11 empty] | Commercial | Green Roof | N | Miscellaneous | New | 0.0090491 | 0.73322 | 0.012342 | 0 | 0 | 0 | Fail RIM | [11 empty] | Commercial | Night Covers for Display Cases | N | Retail | Existing | 0.039222 | 0.60031 | 0.065337 | 0 | 0 | 0 | Fail TRC
[11 empty] | Commercial | Green Roof | N | Offices | New | 0.0092223 | 0.72159 | 0.012781 | 0 | 0 | 0 | Fail RIM | [11 empty] | Commercial | Night Covers for Display Cases | N | Schools K-12 | Existing | 0.039222 | 0.60031 | 0.065337 | 0 | 0 | 0 | Fail TRC
[11 empty] | Commercial | Green Roof | N | Restaurants | New | 0.0092223 | 0.72159 | 0.012781 | 0 | 0 | 0 | Fail RIM | [11 empty] | Commercial | Night Covers for Display Cases | N | Warehouse | Existing | 0.039222 | 0.60031 | 0.065337 | 0 | 0 | 0 | Fail TRC
[11 empty] | Commercial | Green Roof | N | Retail | New | 0.0092223 | 0.72159 | 0.012781 | 0 | 0 | 0 | Fail RIM | [11 empty] | Commercial | Night Covers for Display Cases | N | Assembly | New | 0.039222 | 0.60031 | 0.065337 | 0 | 0 | 0 | Fail TRC
[11 empty] | Commercial | Green Roof | N | Schools K-12 | New | 0.0092223 | 0.72159 | 0.012781 | 0 | 0 | 0 | Fail RIM | [11 empty] | Commercial | Night Covers for Display Cases | N | College and University | New | 0.039222 | 0.60031 | 0.065337 | 0 | 0 | 0 | Fail TRC
[11 empty] | Commercial | Green Roof | N | Warehouse | New | 0.0090491 | 0.73322 | 0.012342 | 0 | 0 | 0 | Fail RIM | [11 empty] | Commercial | Night Covers for Display Cases | N | Grocery | New | 0.039222 | 0.60031 | 0.065337 | 0 | 0 | 0 | Fail TRC
[11 empty] | Commercial | Hotel Card Energy Control Systems | N | Assembly | Existing | 0 | 0 | 0 | 0 | 0 | 0 | Fail RIM | [11 empty] | Commercial | Night Covers for Display Cases | N | Healthcare | New | 0.039222 | 0.60031 | 0.065337 | 0 | 0 | 0 | Fail TRC
[11 empty] | Commercial | Hotel Card Energy Control Systems | N | College and University | Existing | 0 | 0 | 0 | 0 | 0 | 0 | Fail RIM | [11 empty] | Commercial | Night Covers for Display Cases | N | Hospitals | New | 0.039222 | 0.60031 | 0.065337 | 0 | 0 | 0 | Fail TRC
[11 empty] | Commercial | Hotel Card Energy Control Systems | N | Grocery | Existing | 0 | 0 | 0 | 0 | 0 | 0 | Fail RIM | [11 empty] | Commercial | Night Covers for Display Cases | N | Institutional | New | 0.039222 | 0.60031 | 0.065337 | 0 | 0 | 0 | Fail TRC
[11 empty] | Commercial | Hotel Card Energy Control Systems | N | Healthcare | Existing | 0 | 0 | 0 | 0 | 0 | 0 | Fail RIM | [11 empty] | Commercial | Night Covers for Display Cases | N | Lodging/Hospitality | New | 0.039222 | 0.60031 | 0.065337 | 0 | 0 | 0 | Fail TRC
[11 empty] | Commercial | Hotel Card Energy Control Systems | N | Hospitals | Existing | 0 | 0 | 0 | 0 | 0 | 0 | Fail RIM | [11 empty] | Commercial | Night Covers for Display Cases | N | Miscellaneous | New | 0.039222 | 0.60031 | 0.065337 | 0 | 0 | 0 | Fail TRC
[11 empty] | Commercial | Hotel Card Energy Control Systems | N | Institutional | Existing | 0 | 0 | 0 | 0 | 0 | 0 | Fail RIM | [11 empty] | Commercial | Night Covers for Display Cases | N | Offices | New | 0.039222 | 0.60031 | 0.065337 | 0 | 0 | 0 | Fail TRC
[11 empty] | Commercial | Hotel Card Energy Control Systems | N | Lodging/Hospitality | Existing | 1.6448 | 0.66882 | 2.4592 | 0 | 0 | 0 | Fail RIM | [11 empty] | Commercial | Night Covers for Display Cases | N | Restaurants | New | 0.039222 | 0.60031 | 0.065337 | 0 | 0 | 0 | Fail TRC
[11 empty] | Commercial | Hotel Card Energy Control Systems | N | Miscellaneous | Existing | 0 | 0 | 0 | 0 | 0 | 0 | Fail RIM | [11 empty] | Commercial | Night Covers for Display Cases | N | Retail | New | 0.039222 | 0.60031 | 0.065337 | 0 | 0 | 0 | Fail TRC
[11 empty] | Commercial | Hotel Card Energy Control Systems | N | Offices | Existing | 0 | 0 | 0 | 0 | 0 | 0 | Fail RIM | [11 empty] | Commercial | Night Covers for Display Cases | N | Schools K-12 | New | 0.039222 | 0.60031 | 0.065337 | 0 | 0 | 0 | Fail TRC
[11 empty] | Commercial | Hotel Card Energy Control Systems | N | Restaurants | Existing | 0 | 0 | 0 | 0 | 0 | 0 | Fail RIM | [11 empty] | Commercial | Night Covers for Display Cases | N | Warehouse | New | 0.039222 | 0.60031 | 0.065337 | 0 | 0 | 0 | Fail TRC
[11 empty] | Commercial | Hotel Card Energy Control Systems | N | Retail | Existing | 0 | 0 | 0 | 0 | 0 | 0 | Fail RIM | [11 empty] | Commercial | Refrigerated Display Case Lighting Controls | N | Assembly | Existing | 0.24782 | 0.61087 | 0.40568 | 0 | 0 | 0 | Fail TRC
[11 empty] | Commercial | Hotel Card Energy Control Systems | N | Schools K-12 | Existing | 0 | 0 | 0 | 0 | 0 | 0 | Fail RIM | [11 empty] | Commercial | Refrigerated Display Case Lighting Controls | N | College and University | Existing | 0.24782 | 0.61087 | 0.40568 | 0 | 0 | 0 | Fail TRC
[11 empty] | Commercial | Hotel Card Energy Control Systems | N | Warehouse | Existing | 0 | 0 | 0 | 0 | 0 | 0 | Fail RIM | [11 empty] | Commercial | Refrigerated Display Case Lighting Controls | N | Grocery | Existing | 0.24782 | 0.61087 | 0.40568 | 0 | 0 | 0 | Fail TRC
[11 empty] | Commercial | Hotel Card Energy Control Systems | N | Assembly | New | 0 | 0 | 0 | 0 | 0 | 0 | Fail RIM | [11 empty] | Commercial | Refrigerated Display Case Lighting Controls | N | Healthcare | Existing | 0.24782 | 0.61087 | 0.40568 | 0 | 0 | 0 | Fail TRC
[11 empty] | Commercial | Hotel Card Energy Control Systems | N | College and University | New | 0 | 0 | 0 | 0 | 0 | 0 | Fail RIM | [11 empty] | Commercial | Refrigerated Display Case Lighting Controls | N | Hospitals | Existing | 0.24782 | 0.61087 | 0.40568 | 0 | 0 | 0 | Fail TRC
[11 empty] | Commercial | Hotel Card Energy Control Systems | N | Grocery | New | 0 | 0 | 0 | 0 | 0 | 0 | Fail RIM | [11 empty] | Commercial | Refrigerated Display Case Lighting Controls | N | Institutional | Existing | 0.24782 | 0.61087 | 0.40568 | 0 | 0 | 0 | Fail TRC
[11 empty] | Commercial | Hotel Card Energy Control Systems | N | Healthcare | New | 0 | 0 | 0 | 0 | 0 | 0 | Fail RIM | [11 empty] | Commercial | Refrigerated Display Case Lighting Controls | N | Lodging/Hospitality | Existing | 0.24782 | 0.61087 | 0.40568 | 0 | 0 | 0 | Fail TRC
[11 empty] | Commercial | Hotel Card Energy Control Systems | N | Hospitals | New | 0 | 0 | 0 | 0 | 0 | 0 | Fail RIM | [11 empty] | Commercial | Refrigerated Display Case Lighting Controls | N | Miscellaneous | Existing | 0.24782 | 0.61087 | 0.40568 | 0 | 0 | 0 | Fail TRC
[11 empty] | Commercial | Hotel Card Energy Control Systems | N | Institutional | New | 0 | 0 | 0 | 0 | 0 | 0 | Fail RIM | [11 empty] | Commercial | Refrigerated Display Case Lighting Controls | N | Offices | Existing | 0.24782 | 0.61087 | 0.40568 | 0 | 0 | 0 | Fail TRC
[11 empty] | Commercial | Hotel Card Energy Control Systems | N | Lodging/Hospitality | New | 1.6448 | 0.66882 | 2.4592 | 0 | 0 | 0 | Fail RIM | [11 empty] | Commercial | Refrigerated Display Case Lighting Controls | N | Restaurants | Existing | 0.24782 | 0.61087 | 0.40568 | 0 | 0 | 0 | Fail TRC
[11 empty] | Commercial | Hotel Card Energy Control Systems | N | Miscellaneous | New | 0 | 0 | 0 | 0 | 0 | 0 | Fail RIM | [11 empty] | Commercial | Refrigerated Display Case Lighting Controls | N | Retail | Existing | 0.24782 | 0.61087 | 0.40568 | 0 | 0 | 0 | Fail TRC
[11 empty] | Commercial | Hotel Card Energy Control Systems | N | Offices | New | 0 | 0 | 0 | 0 | 0 | 0 | Fail RIM | [11 empty] | Commercial | Refrigerated Display Case Lighting Controls | N | Schools K-12 | Existing | 0.24782 | 0.61087 | 0.40568 | 0 | 0 | 0 | Fail TRC
[11 empty] | Commercial | Hotel Card Energy Control Systems | N | Restaurants | New | 0 | 0 | 0 | 0 | 0 | 0 | Fail RIM | [11 empty] | Commercial | Refrigerated Display Case Lighting Controls | N | Warehouse | Existing | 0.24782 | 0.61087 | 0.40568 | 0 | 0 | 0 | Fail TRC
[11 empty] | Commercial | Hotel Card Energy Control Systems | N | Retail | New | 0 | 0 | 0 | 0 | 0 | 0 | Fail RIM | [11 empty] | Commercial | Refrigerated Display Case Lighting Controls | N | Assembly | New | 0.091964 | 0.61087 | 0.15055 | 0 | 0 | 0 | Fail TRC
[11 empty] | Commercial | Hotel Card Energy Control Systems | N | Schools K-12 | New | 0 | 0 | 0 | 0 | 0 | 0 | Fail RIM | [11 empty] | Commercial | Refrigerated Display Case Lighting Controls | N | College and University | New | 0.091964 | 0.61087 | 0.15055 | 0 | 0 | 0 | Fail TRC
[11 empty] | Commercial | Hotel Card Energy Control Systems | N | Warehouse | New | 0 | 0 | 0 | 0 | 0 | 0 | Fail RIM | [11 empty] | Commercial | Refrigerated Display Case Lighting Controls | N | Grocery | New | 0.091964 | 0.61087 | 0.15055 | 0 | 0 | 0 | Fail TRC
[11 empty] | Commercial | HVAC tune-up | N | Assembly | Existing | 0.63637 | 0.60263 | 1.056 | 0 | 0 | 0 | Fail RIM | [11 empty] | Commercial | Refrigerated Display Case Lighting Controls | N | Healthcare | New | 0.091964 | 0.61087 | 0.15055 | 0 | 0 | 0 | Fail TRC
[11 empty] | Commercial | HVAC tune-up | N | College and University | Existing | 0.72072 | 0.60231 | 1.1966 | 0 | 0 | 0 | Fail RIM | [11 empty] | Commercial | Refrigerated Display Case Lighting Controls | N | Hospitals | New | 0.091964 | 0.61087 | 0.15055 | 0 | 0 | 0 | Fail TRC
[11 empty] | Commercial | HVAC tune-up | N | Grocery | Existing | 0.35154 | 0.60263 | 0.58334 | 0 | 0 | 0 | Fail RIM | [11 empty] | Commercial | Refrigerated Display Case Lighting Controls | N | Institutional | New | 0.091964 | 0.61087 | 0.15055 | 0 | 0 | 0 | Fail TRC
[11 empty] | Commercial | HVAC tune-up | N | Healthcare | Existing | 1.4207 | 0.60723 | 2.3396 | 0 | 0 | 0 | Fail RIM | [11 empty] | Commercial | Refrigerated Display Case Lighting Controls | N | Lodging/Hospitality | New | 0.091964 | 0.61087 | 0.15055 | 0 | 0 | 0 | Fail TRC
[11 empty] | Commercial | HVAC tune-up | N | Hospitals | Existing | 1.3391 | 0.60231 | 2.2232 | 0 | 0 | 0 | Fail RIM | [11 empty] | Commercial | Refrigerated Display Case Lighting Controls | N | Miscellaneous | New | 0.091964 | 0.61087 | 0.15055 | 0 | 0 | 0 | Fail TRC
[11 empty] | Commercial | HVAC tune-up | N | Institutional | Existing | 0.34375 | 0.60263 | 0.57041 | 0 | 0 | 0 | Fail RIM | [11 empty] | Commercial | Refrigerated Display Case Lighting Controls | N | Offices | New | 0.091964 | 0.61087 | 0.15055 | 0 | 0 | 0 | Fail TRC
[11 empty] | Commercial | HVAC tune-up | N | Lodging/Hospitality | Existing | 1.0785 | 0.60723 | 1.7761 | 0 | 0 | 0 | Fail RIM | [11 empty] | Commercial | Refrigerated Display Case Lighting Controls | N | Restaurants | New | 0.091964 | 0.61087 | 0.15055 | 0 | 0 | 0 | Fail TRC
[11 empty] | Commercial | HVAC tune-up | N | Miscellaneous | Existing | 0.35543 | 0.60263 | 0.5898 | 0 | 0 | 0 | Fail RIM | [11 empty] | Commercial | Refrigerated Display Case Lighting Controls | N | Retail | New | 0.091964 | 0.61087 | 0.15055 | 0 | 0 | 0 | Fail TRC
[11 empty] | Commercial | HVAC tune-up | N | Offices | Existing | 0.71622 | 0.60263 | 1.1885 | 0 | 0 | 0 | Fail RIM | [11 empty] | Commercial | Refrigerated Display Case Lighting Controls | N | Schools K-12 | New | 0.091964 | 0.61087 | 0.15055 | 0 | 0 | 0 | Fail TRC
[11 empty] | Commercial | HVAC tune-up | N | Restaurants | Existing | 1.0312 | 0.60263 | 1.7112 | 0 | 0 | 0 | Fail RIM | [11 empty] | Commercial | Refrigerated Display Case Lighting Controls | N | Warehouse | New | 0.091964 | 0.61087 | 0.15055 | 0 | 0 | 0 | Fail TRC
[11 empty] | Commercial | HVAC tune-up | N | Retail | Existing | 0.80824 | 0.60263 | 1.3412 | 0 | 0 | 0 | Fail RIM | [11 empty] | Commercial | Strip Curtains for Walk-ins | N | Assembly | Existing | 0.43566 | 0.60682 | 0.71793 | 0 | 0 | 0 | Fail TRC
[11 empty] | Commercial | HVAC tune-up | N | Schools K-12 | Existing | 0.70259 | 0.60263 | 1.1659 | 0 | 0 | 0 | Fail RIM | [11 empty] | Commercial | Strip Curtains for Walk-ins | N | College and University | Existing | 0.43235 | 0.60329 | 0.71665 | 0 | 0 | 0 | Fail TRC
[11 empty] | Commercial | HVAC tune-up | N | Warehouse | Existing | 0.15434 | 0.60263 | 0.25612 | 0 | 0 | 0 | Fail RIM | [11 empty] | Commercial | Strip Curtains for Walk-ins | N | Grocery | Existing | 0.43566 | 0.60682 | 0.71793 | 0 | 0 | 0 | Fail TRC
[11 empty] | Commercial | HVAC tune-up | N | Assembly | New | 0.63637 | 0.60263 | 1.056 | 0 | 0 | 0 | Fail RIM | [11 empty] | Commercial | Strip Curtains for Walk-ins | N | Healthcare | Existing | 0.43235 | 0.60329 | 0.71665 | 0 | 0 | 0 | Fail TRC
[11 empty] | Commercial | HVAC tune-up | N | College and University | New | 0.72072 | 0.60231 | 1.1966 | 0 | 0 | 0 | Fail RIM | [11 empty] | Commercial | Strip Curtains for Walk-ins | N | Hospitals | Existing | 0.43235 | 0.60329 | 0.71665 | 0 | 0 | 0 | Fail TRC
[11 empty] | Commercial | HVAC tune-up | N | Grocery | New | 0.35154 | 0.60263 | 0.58334 | 0 | 0 | 0 | Fail RIM | [11 empty] | Commercial | Strip Curtains for Walk-ins | N | Institutional | Existing | 0.43566 | 0.60682 | 0.71793 | 0 | 0 | 0 | Fail TRC
[11 empty] | Commercial | HVAC tune-up | N | Healthcare | New | 1.4207 | 0.60723 | 2.3396 | 0 | 0 | 0 | Fail RIM | [11 empty] | Commercial | Strip Curtains for Walk-ins | N | Lodging/Hospitality | Existing | 0.43235 | 0.60329 | 0.71665 | 0 | 0 | 0 | Fail TRC
[11 empty] | Commercial | HVAC tune-up | N | Hospitals | New | 1.3391 | 0.60231 | 2.2232 | 0 | 0 | 0 | Fail RIM | [11 empty] | Commercial | Strip Curtains for Walk-ins | N | Miscellaneous | Existing | 0.43566 | 0.60682 | 0.71793 | 0 | 0 | 0 | Fail TRC
[11 empty] | Commercial | HVAC tune-up | N | Institutional | New | 0.34375 | 0.60263 | 0.57041 | 0 | 0 | 0 | Fail RIM | [11 empty] | Commercial | Strip Curtains for Walk-ins | N | Offices | Existing | 0.43566 | 0.60682 | 0.71793 | 0 | 0 | 0 | Fail TRC
[11 empty] | Commercial | HVAC tune-up | N | Lodging/Hospitality | New | 1.0785 | 0.60723 | 1.7761 | 0 | 0 | 0 | Fail RIM | [11 empty] | Commercial | Strip Curtains for Walk-ins | N | Restaurants | Existing | 0.43235 | 0.60329 | 0.71665 | 0 | 0 | 0 | Fail TRC
[11 empty] | Commercial | HVAC tune-up | N | Miscellaneous | New | 0.35543 | 0.60263 | 0.5898 | 0 | 0 | 0 | Fail RIM | [11 empty] | Commercial | Strip Curtains for Walk-ins | N | Retail | Existing | 0.43566 | 0.60682 | 0.71793 | 0 | 0 | 0 | Fail TRC
[11 empty] | Commercial | HVAC tune-up | N | Offices | New | 0.71622 | 0.60263 | 1.1885 | 0 | 0 | 0 | Fail RIM | [11 empty] | Commercial | Strip Curtains for Walk-ins | N | Schools K-12 | Existing | 0.43235 | 0.60329 | 0.71665 | 0 | 0 | 0 | Fail TRC
[11 empty] | Commercial | HVAC tune-up | N | Restaurants | New | 1.0312 | 0.60263 | 1.7112 | 0 | 0 | 0 | Fail RIM | [11 empty] | Commercial | Strip Curtains for Walk-ins | N | Warehouse | Existing | 0.43566 | 0.60682 | 0.71793 | 0 | 0 | 0 | Fail TRC
[11 empty] | Commercial | HVAC tune-up | N | Retail | New | 0.80824 | 0.60263 | 1.3412 | 0 | 0 | 0 | Fail RIM | [11 empty] | Commercial | Strip Curtains for Walk-ins | N | Assembly | New | 0.43566 | 0.60682 | 0.71793 | 0 | 0 | 0 | Fail TRC
[11 empty] | Commercial | HVAC tune-up | N | Schools K-12 | New | 0.70259 | 0.60263 | 1.1659 | 0 | 0 | 0 | Fail RIM | [11 empty] | Commercial | Strip Curtains for Walk-ins | N | College and University | New | 0.43235 | 0.60329 | 0.71665 | 0 | 0 | 0 | Fail TRC
[11 empty] | Commercial | HVAC tune-up | N | Warehouse | New | 0.15434 | 0.60263 | 0.25612 | 0 | 0 | 0 | Fail RIM | [11 empty] | Commercial | Strip Curtains for Walk-ins | N | Grocery | New | 0.43566 | 0.60682 | 0.71793 | 0 | 0 | 0 | Fail TRC
[11 empty] | Commercial | HVAC tune-up_RTU | N | Assembly | Existing | 0.61331 | 0.60263 | 1.0177 | 0 | 0 | 0 | Fail RIM | [11 empty] | Commercial | Strip Curtains for Walk-ins | N | Healthcare | New | 0.43235 | 0.60329 | 0.71665 | 0 | 0 | 0 | Fail TRC
[11 empty] | Commercial | HVAC tune-up_RTU | N | College and University | Existing | 0.69461 | 0.60231 | 1.1532 | 0 | 0 | 0 | Fail RIM | [11 empty] | Commercial | Strip Curtains for Walk-ins | N | Hospitals | New | 0.43235 | 0.60329 | 0.71665 | 0 | 0 | 0 | Fail TRC
[11 empty] | Commercial | HVAC tune-up_RTU | N | Grocery | Existing | 0.3388 | 0.60263 | 0.56221 | 0 | 0 | 0 | Fail RIM | [11 empty] | Commercial | Strip Curtains for Walk-ins | N | Institutional | New | 0.43566 | 0.60682 | 0.71793 | 0 | 0 | 0 | Fail TRC
[11 empty] | Commercial | HVAC tune-up_RTU | N | Healthcare | Existing | 1.3692 | 0.60723 | 2.2549 | 0 | 0 | 0 | Fail RIM | [11 empty] | Commercial | Strip Curtains for Walk-ins | N | Lodging/Hospitality | New | 0.43235 | 0.60329 | 0.71665 | 0 | 0 | 0 | Fail TRC
[11 empty] | Commercial | HVAC tune-up_RTU | N | Hospitals | Existing | 1.2905 | 0.60231 | 2.1426 | 0 | 0 | 0 | Fail RIM | [11 empty] | Commercial | Strip Curtains for Walk-ins | N | Miscellaneous | New | 0.43566 | 0.60682 | 0.71793 | 0 | 0 | 0 | Fail TRC
[11 empty] | Commercial | HVAC tune-up_RTU | N | Institutional | Existing | 0.33129 | 0.60263 | 0.54975 | 0 | 0 | 0 | Fail RIM | [11 empty] | Commercial | Strip Curtains for Walk-ins | N | Offices | New | 0.43566 | 0.60682 | 0.71793 | 0 | 0 | 0 | Fail TRC
[11 empty] | Commercial | HVAC tune-up_RTU | N | Lodging/Hospitality | Existing | 1.0394 | 0.60723 | 1.7118 | 0 | 0 | 0 | Fail RIM | [11 empty] | Commercial | Strip Curtains for Walk-ins | N | Restaurants | New | 0.43235 | 0.60329 | 0.71665 | 0 | 0 | 0 | Fail TRC
[11 empty] | Commercial | HVAC tune-up_RTU | N | Miscellaneous | Existing | 0.34255 | 0.60263 | 0.56844 | 0 | 0 | 0 | Fail RIM | [11 empty] | Commercial | Strip Curtains for Walk-ins | N | Retail | New | 0.43566 | 0.60682 | 0.71793 | 0 | 0 | 0 | Fail TRC
[11 empty] | Commercial | HVAC tune-up_RTU | N | Offices | Existing | 0.69027 | 0.60263 | 1.1454 | 0 | 0 | 0 | Fail RIM | [11 empty] | Commercial | Strip Curtains for Walk-ins | N | Schools K-12 | New | 0.43235 | 0.60329 | 0.71665 | 0 | 0 | 0 | Fail TRC
[11 empty] | Commercial | HVAC tune-up_RTU | N | Restaurants | Existing | 0.99388 | 0.60263 | 1.6492 | 0 | 0 | 0 | Fail RIM | [11 empty] | Commercial | Strip Curtains for Walk-ins | N | Warehouse | New | 0.43566 | 0.60682 | 0.71793 | 0 | 0 | 0 | Fail TRC
[11 empty] | Commercial | HVAC tune-up_RTU | N | Retail | Existing | 0.77896 | 0.60263 | 1.2926 | 0 | 0 | 0 | Fail RIM | [11 empty] | Commercial | CO Sensors for Parking Garage Exhaust | N | Assembly | Existing | 5.926 | 0.63173 | 9.3806 | 0 | 0 | 0 | Fail 2-year Threshold
[11 empty] | Commercial | HVAC tune-up_RTU | N | Schools K-12 | Existing | 0.67713 | 0.60263 | 1.1236 | 0 | 0 | 0 | Fail RIM | [11 empty] | Commercial | CO Sensors for Parking Garage Exhaust | N | College and University | Existing | 5.926 | 0.63173 | 9.3806 | 0 | 0 | 0 | Fail 2-year Threshold
[11 empty] | Commercial | HVAC tune-up_RTU | N | Warehouse | Existing | 0.14875 | 0.60263 | 0.24684 | 0 | 0 | 0 | Fail RIM | [11 empty] | Commercial | CO Sensors for Parking Garage Exhaust | N | Grocery | Existing | 5.926 | 0.63173 | 9.3806 | 0 | 0 | 0 | Fail 2-year Threshold
[11 empty] | Commercial | HVAC tune-up_RTU | N | Assembly | New | 0.61331 | 0.60263 | 1.0177 | 0 | 0 | 0 | Fail RIM | [11 empty] | Commercial | CO Sensors for Parking Garage Exhaust | N | Healthcare | Existing | 5.926 | 0.63173 | 9.3806 | 0 | 0 | 0 | Fail 2-year Threshold
[11 empty] | Commercial | HVAC tune-up_RTU | N | College and University | New | 0.69461 | 0.60231 | 1.1532 | 0 | 0 | 0 | Fail RIM | [11 empty] | Commercial | CO Sensors for Parking Garage Exhaust | N | Hospitals | Existing | 5.926 | 0.63173 | 9.3806 | 0 | 0 | 0 | Fail 2-year Threshold
[11 empty] | Commercial | HVAC tune-up_RTU | N | Grocery | New | 0.3388 | 0.60263 | 0.56221 | 0 | 0 | 0 | Fail RIM | [11 empty] | Commercial | CO Sensors for Parking Garage Exhaust | N | Institutional | Existing | 5.926 | 0.63173 | 9.3806 | 0 | 0 | 0 | Fail 2-year Threshold
[11 empty] | Commercial | HVAC tune-up_RTU | N | Healthcare | New | 1.3692 | 0.60723 | 2.2549 | 0 | 0 | 0 | Fail RIM | [11 empty] | Commercial | CO Sensors for Parking Garage Exhaust | N | Lodging/Hospitality | Existing | 5.926 | 0.63173 | 9.3806 | 0 | 0 | 0 | Fail 2-year Threshold
[11 empty] | Commercial | HVAC tune-up_RTU | N | Hospitals | New | 1.2905 | 0.60231 | 2.1426 | 0 | 0 | 0 | Fail RIM | [11 empty] | Commercial | CO Sensors for Parking Garage Exhaust | N | Miscellaneous | Existing | 5.926 | 0.63173 | 9.3806 | 0 | 0 | 0 | Fail 2-year Threshold
[11 empty] | Commercial | HVAC tune-up_RTU | N | Institutional | New | 0.33129 | 0.60263 | 0.54975 | 0 | 0 | 0 | Fail RIM | [11 empty] | Commercial | CO Sensors for Parking Garage Exhaust | N | Offices | Existing | 5.926 | 0.63173 | 9.3806 | 0 | 0 | 0 | Fail 2-year Threshold
[11 empty] | Commercial | HVAC tune-up_RTU | N | Lodging/Hospitality | New | 1.0394 | 0.60723 | 1.7118 | 0 | 0 | 0 | Fail RIM | [11 empty] | Commercial | CO Sensors for Parking Garage Exhaust | N | Restaurants | Existing | 5.926 | 0.63173 | 9.3806 | 0 | 0 | 0 | Fail 2-year Threshold
[11 empty] | Commercial | HVAC tune-up_RTU | N | Miscellaneous | New | 0.34255 | 0.60263 | 0.56844 | 0 | 0 | 0 | Fail RIM | [11 empty] | Commercial | CO Sensors for Parking Garage Exhaust | N | Retail | Existing | 5.926 | 0.63173 | 9.3806 | 0 | 0 | 0 | Fail 2-year Threshold
[11 empty] | Commercial | HVAC tune-up_RTU | N | Offices | New | 0.69027 | 0.60263 | 1.1454 | 0 | 0 | 0 | Fail RIM | [11 empty] | Commercial | CO Sensors for Parking Garage Exhaust | N | Schools K-12 | Existing | 5.926 | 0.63173 | 9.3806 | 0 | 0 | 0 | Fail 2-year Threshold
[11 empty] | Commercial | HVAC tune-up_RTU | N | Restaurants | New | 0.99388 | 0.60263 | 1.6492 | 0 | 0 | 0 | Fail RIM | [11 empty] | Commercial | CO Sensors for Parking Garage Exhaust | N | Warehouse | Existing | 5.926 | 0.63173 | 9.3806 | 0 | 0 | 0 | Fail 2-year Threshold
[11 empty] | Commercial | HVAC tune-up_RTU | N | Retail | New | 0.77896 | 0.60263 | 1.2926 | 0 | 0 | 0 | Fail RIM | [11 empty] | Commercial | CO Sensors for Parking Garage Exhaust | N | Assembly | New | 5.926 | 0.63173 | 9.3806 | 0 | 0 | 0 | Fail 2-year Threshold
[11 empty] | Commercial | HVAC tune-up_RTU | N | Schools K-12 | New | 0.67713 | 0.60263 | 1.1236 | 0 | 0 | 0 | Fail RIM | [11 empty] | Commercial | CO Sensors for Parking Garage Exhaust | N | College and University | New | 5.926 | 0.63173 | 9.3806 | 0 | 0 | 0 | Fail 2-year Threshold
[11 empty] | Commercial | HVAC tune-up_RTU | N | Warehouse | New | 0.14875 | 0.60263 | 0.24684 | 0 | 0 | 0 | Fail RIM | [11 empty] | Commercial | CO Sensors for Parking Garage Exhaust | N | Grocery | New | 5.926 | 0.63173 | 9.3806 | 0 | 0 | 0 | Fail 2-year Threshold
[11 empty] | Commercial | Infiltration Reduction - Air Sealing | N | Assembly | Existing | 0.07504 | 0.61913 | 0.1212 | 0 | 0 | 0 | Fail RIM | [11 empty] | Commercial | CO Sensors for Parking Garage Exhaust | N | Healthcare | New | 5.926 | 0.63173 | 9.3806 | 0 | 0 | 0 | Fail 2-year Threshold
[11 empty] | Commercial | Infiltration Reduction - Air Sealing | N | College and University | Existing | 0.036656 | 0.61913 | 0.059206 | 0 | 0 | 0 | Fail RIM | [11 empty] | Commercial | CO Sensors for Parking Garage Exhaust | N | Hospitals | New | 5.926 | 0.63173 | 9.3806 | 0 | 0 | 0 | Fail 2-year Threshold
[11 empty] | Commercial | Infiltration Reduction - Air Sealing | N | Grocery | Existing | 0.25518 | 0.61913 | 0.41216 | 0 | 0 | 0 | Fail RIM | [11 empty] | Commercial | CO Sensors for Parking Garage Exhaust | N | Institutional | New | 5.926 | 0.63173 | 9.3806 | 0 | 0 | 0 | Fail 2-year Threshold
[11 empty] | Commercial | Infiltration Reduction - Air Sealing | N | Healthcare | Existing | 0.071105 | 0.61913 | 0.11485 | 0 | 0 | 0 | Fail RIM | [11 empty] | Commercial | CO Sensors for Parking Garage Exhaust | N | Lodging/Hospitality | New | 5.926 | 0.63173 | 9.3806 | 0 | 0 | 0 | Fail 2-year Threshold
[11 empty] | Commercial | Infiltration Reduction - Air Sealing | N | Hospitals | Existing | 0.036781 | 0.61913 | 0.059409 | 0 | 0 | 0 | Fail RIM | [11 empty] | Commercial | CO Sensors for Parking Garage Exhaust | N | Miscellaneous | New | 5.926 | 0.63173 | 9.3806 | 0 | 0 | 0 | Fail 2-year Threshold
[11 empty] | Commercial | Infiltration Reduction - Air Sealing | N | Institutional | Existing | 0.22948 | 0.61913 | 0.37065 | 0 | 0 | 0 | Fail RIM | [11 empty] | Commercial | CO Sensors for Parking Garage Exhaust | N | Offices | New | 5.926 | 0.63173 | 9.3806 | 0 | 0 | 0 | Fail 2-year Threshold
[11 empty] | Commercial | Infiltration Reduction - Air Sealing | N | Lodging/Hospitality | Existing | 0.17263 | 0.61913 | 0.27883 | 0 | 0 | 0 | Fail RIM | [11 empty] | Commercial | CO Sensors for Parking Garage Exhaust | N | Restaurants | New | 5.926 | 0.63173 | 9.3806 | 0 | 0 | 0 | Fail 2-year Threshold
[11 empty] | Commercial | Infiltration Reduction - Air Sealing | N | Miscellaneous | Existing | 0.04587 | 0.61913 | 0.074088 | 0 | 0 | 0 | Fail RIM | [11 empty] | Commercial | CO Sensors for Parking Garage Exhaust | N | Retail | New | 5.926 | 0.63173 | 9.3806 | 0 | 0 | 0 | Fail 2-year Threshold
[11 empty] | Commercial | Infiltration Reduction - Air Sealing | N | Offices | Existing | 0.33303 | 0.61913 | 0.53791 | 0 | 0 | 0 | Fail RIM | [11 empty] | Commercial | CO Sensors for Parking Garage Exhaust | N | Schools K-12 | New | 5.926 | 0.63173 | 9.3806 | 0 | 0 | 0 | Fail 2-year Threshold
[11 empty] | Commercial | Infiltration Reduction - Air Sealing | N | Restaurants | Existing | 0.2476 | 0.61913 | 0.39992 | 0 | 0 | 0 | Fail RIM | [11 empty] | Commercial | CO Sensors for Parking Garage Exhaust | N | Warehouse | New | 5.926 | 0.63173 | 9.3806 | 0 | 0 | 0 | Fail 2-year Threshold
[11 empty] | Commercial | Infiltration Reduction - Air Sealing | N | Retail | Existing | 0.10816 | 0.61913 | 0.1747 | 0 | 0 | 0 | Fail RIM | [11 empty] | Commercial | Demand Controlled Ventilation | N | College and University | Existing | 3.1719 | 0.61568 | 5.1518 | 0 | 0 | 0 | Fail 2-year Threshold
[11 empty] | Commercial | Infiltration Reduction - Air Sealing | N | Schools K-12 | Existing | 0.024702 | 0.61913 | 0.039898 | 0 | 0 | 0 | Fail RIM | [11 empty] | Commercial | Demand Controlled Ventilation | N | Grocery | Existing | 0.72373 | 0.61568 | 1.1755 | 0 | 0 | 0 | Fail TRC
[11 empty] | Commercial | Infiltration Reduction - Air Sealing | N | Warehouse | Existing | 0.068307 | 0.61913 | 0.11033 | 0 | 0 | 0 | Fail RIM | [11 empty] | Commercial | Demand Controlled Ventilation | N | Healthcare | Existing | 3.0906 | 0.61568 | 5.0198 | 0 | 0 | 0 | Fail 2-year Threshold
[11 empty] | Commercial | Infiltration Reduction - Air Sealing | N | Assembly | New | 0.07223 | 0.61913 | 0.11666 | 0 | 0 | 0 | Fail RIM | [11 empty] | Commercial | Demand Controlled Ventilation | N | Hospitals | Existing | 4.6005 | 0.61568 | 7.4722 | 0 | 0 | 0 | Fail 2-year Threshold
[11 empty] | Commercial | Infiltration Reduction - Air Sealing | N | College and University | New | 0.035283 | 0.61913 | 0.056989 | 0 | 0 | 0 | Fail RIM | [11 empty] | Commercial | Demand Controlled Ventilation | N | Institutional | Existing | 3.1689 | 0.61568 | 5.1469 | 0 | 0 | 0 | Fail 2-year Threshold
[11 empty] | Commercial | Infiltration Reduction - Air Sealing | N | Grocery | New | 0.24562 | 0.61913 | 0.39673 | 0 | 0 | 0 | Fail RIM | [11 empty] | Commercial | Demand Controlled Ventilation | N | Restaurants | Existing | 0.78027 | 0.61568 | 1.2673 | 0 | 0 | 0 | Fail TRC
[11 empty] | Commercial | Infiltration Reduction - Air Sealing | N | Healthcare | New | 0.068442 | 0.61913 | 0.11055 | 0 | 0 | 0 | Fail RIM | [11 empty] | Commercial | Demand Controlled Ventilation | N | Schools K-12 | Existing | 3.2621 | 0.61568 | 5.2982 | 0 | 0 | 0 | Fail 2-year Threshold
[11 empty] | Commercial | Infiltration Reduction - Air Sealing | N | Hospitals | New | 0.035404 | 0.61913 | 0.057184 | 0 | 0 | 0 | Fail RIM | [11 empty] | Commercial | Demand Controlled Ventilation | N | Warehouse | Existing | 0.64811 | 0.61568 | 1.0527 | 0 | 0 | 0 | Fail TRC
[11 empty] | Commercial | Infiltration Reduction - Air Sealing | N | Institutional | New | 0.22089 | 0.61913 | 0.35677 | 0 | 0 | 0 | Fail RIM | [11 empty] | Commercial | Demand Controlled Ventilation | N | College and University | New | 3.1719 | 0.61568 | 5.1518 | 0 | 0 | 0 | Fail 2-year Threshold
[11 empty] | Commercial | Infiltration Reduction - Air Sealing | N | Lodging/Hospitality | New | 0.16617 | 0.61913 | 0.26839 | 0 | 0 | 0 | Fail RIM | [11 empty] | Commercial | Demand Controlled Ventilation | N | Grocery | New | 0.72373 | 0.61568 | 1.1755 | 0 | 0 | 0 | Fail TRC
[11 empty] | Commercial | Infiltration Reduction - Air Sealing | N | Miscellaneous | New | 0.044152 | 0.61913 | 0.071314 | 0 | 0 | 0 | Fail RIM | [11 empty] | Commercial | Demand Controlled Ventilation | N | Healthcare | New | 3.0906 | 0.61568 | 5.0198 | 0 | 0 | 0 | Fail 2-year Threshold
[11 empty] | Commercial | Infiltration Reduction - Air Sealing | N | Offices | New | 0.32056 | 0.61913 | 0.51776 | 0 | 0 | 0 | Fail RIM | [11 empty] | Commercial | Demand Controlled Ventilation | N | Hospitals | New | 4.6005 | 0.61568 | 7.4722 | 0 | 0 | 0 | Fail 2-year Threshold
[11 empty] | Commercial | Infiltration Reduction - Air Sealing | N | Restaurants | New | 0.23833 | 0.61913 | 0.38495 | 0 | 0 | 0 | Fail RIM | [11 empty] | Commercial | Demand Controlled Ventilation | N | Institutional | New | 3.1689 | 0.61568 | 5.1469 | 0 | 0 | 0 | Fail 2-year Threshold
[11 empty] | Commercial | Infiltration Reduction - Air Sealing | N | Retail | New | 0.10411 | 0.61913 | 0.16816 | 0 | 0 | 0 | Fail RIM | [11 empty] | Commercial | Demand Controlled Ventilation | N | Restaurants | New | 0.78027 | 0.61568 | 1.2673 | 0 | 0 | 0 | Fail TRC
[11 empty] | Commercial | Infiltration Reduction - Air Sealing | N | Schools K-12 | New | 0.023777 | 0.61913 | 0.038404 | 0 | 0 | 0 | Fail RIM | [11 empty] | Commercial | Demand Controlled Ventilation | N | Schools K-12 | New | 3.2621 | 0.61568 | 5.2982 | 0 | 0 | 0 | Fail 2-year Threshold
[11 empty] | Commercial | Infiltration Reduction - Air Sealing | N | Warehouse | New | 0.06575 | 0.61913 | 0.1062 | 0 | 0 | 0 | Fail RIM | [11 empty] | Commercial | Demand Controlled Ventilation | N | Warehouse | New | 0.64811 | 0.61568 | 1.0527 | 0 | 0 | 0 | Fail TRC
[11 empty] | Commercial | Low U-Value Windows | N | Assembly | Existing | 1.0113 | 0.73144 | 1.3826 | 0 | 0 | 0 | Fail RIM | [11 empty] | Commercial | VAV System | N | Assembly | Existing | 7.3648 | 0.62772 | 11.7326 | 0 | 0 | 0 | Fail 2-year Threshold
[11 empty] | Commercial | Low U-Value Windows | N | College and University | Existing | 1.0113 | 0.73144 | 1.3826 | 0 | 0 | 0 | Fail RIM | [11 empty] | Commercial | VAV System | N | College and University | Existing | 7.3648 | 0.62772 | 11.7326 | 0 | 0 | 0 | Fail 2-year Threshold
[11 empty] | Commercial | Low U-Value Windows | N | Grocery | Existing | 1.0113 | 0.73144 | 1.3826 | 0 | 0 | 0 | Fail RIM | [11 empty] | Commercial | VAV System | N | Grocery | Existing | 7.3648 | 0.62772 | 11.7326 | 0 | 0 | 0 | Fail 2-year Threshold
[11 empty] | Commercial | Low U-Value Windows | N | Healthcare | Existing | 1.0113 | 0.73144 | 1.3826 | 0 | 0 | 0 | Fail RIM | [11 empty] | Commercial | VAV System | N | Healthcare | Existing | 7.3648 | 0.62772 | 11.7326 | 0 | 0 | 0 | Fail 2-year Threshold
[11 empty] | Commercial | Low U-Value Windows | N | Hospitals | Existing | 1.0113 | 0.73144 | 1.3826 | 0 | 0 | 0 | Fail RIM | [11 empty] | Commercial | VAV System | N | Hospitals | Existing | 7.3648 | 0.62772 | 11.7326 | 0 | 0 | 0 | Fail 2-year Threshold
[11 empty] | Commercial | Low U-Value Windows | N | Institutional | Existing | 1.0113 | 0.73144 | 1.3826 | 0 | 0 | 0 | Fail RIM | [11 empty] | Commercial | VAV System | N | Institutional | Existing | 7.3648 | 0.62772 | 11.7326 | 0 | 0 | 0 | Fail 2-year Threshold
[11 empty] | Commercial | Low U-Value Windows | N | Lodging/Hospitality | Existing | 1.0552 | 0.75708 | 1.3938 | 0 | 0 | 0 | Fail RIM | [11 empty] | Commercial | VAV System | N | Lodging/Hospitality | Existing | 7.3648 | 0.62772 | 11.7326 | 0 | 0 | 0 | Fail 2-year Threshold
[11 empty] | Commercial | Low U-Value Windows | N | Miscellaneous | Existing | 1.0176 | 0.7384 | 1.3782 | 0 | 0 | 0 | Fail RIM | [11 empty] | Commercial | VAV System | N | Miscellaneous | Existing | 7.3648 | 0.62772 | 11.7326 | 0 | 0 | 0 | Fail 2-year Threshold
[11 empty] | Commercial | Low U-Value Windows | N | Offices | Existing | 1.0113 | 0.73144 | 1.3826 | 0 | 0 | 0 | Fail RIM | [11 empty] | Commercial | VAV System | N | Offices | Existing | 7.3648 | 0.62772 | 11.7326 | 0 | 0 | 0 | Fail 2-year Threshold
[11 empty] | Commercial | Low U-Value Windows | N | Restaurants | Existing | 1.0113 | 0.73144 | 1.3826 | 0 | 0 | 0 | Fail RIM | [11 empty] | Commercial | VAV System | N | Restaurants | Existing | 7.3648 | 0.62772 | 11.7326 | 0 | 0 | 0 | Fail 2-year Threshold
[11 empty] | Commercial | Low U-Value Windows | N | Retail | Existing | 1.0113 | 0.73144 | 1.3826 | 0 | 0 | 0 | Fail RIM | [11 empty] | Commercial | VAV System | N | Retail | Existing | 7.3648 | 0.62772 | 11.7326 | 0 | 0 | 0 | Fail 2-year Threshold
[11 empty] | Commercial | Low U-Value Windows | N | Schools K-12 | Existing | 1.0113 | 0.73144 | 1.3826 | 0 | 0 | 0 | Fail RIM | [11 empty] | Commercial | VAV System | N | Schools K-12 | Existing | 7.3648 | 0.62772 | 11.7326 | 0 | 0 | 0 | Fail 2-year Threshold
[11 empty] | Commercial | Low U-Value Windows | N | Warehouse | Existing | 1.0176 | 0.7384 | 1.3782 | 0 | 0 | 0 | Fail RIM | [11 empty] | Commercial | VAV System | N | Warehouse | Existing | 7.3648 | 0.62772 | 11.7326 | 0 | 0 | 0 | Fail 2-year Threshold
[11 empty] | Commercial | Low U-Value Windows | N | Assembly | New | 0.13191 | 0.73144 | 0.18034 | 0 | 0 | 0 | Fail RIM | [11 empty] | Commercial | VAV System | N | Assembly | New | 7.3648 | 0.62772 | 11.7326 | 0 | 0 | 0 | Fail 2-year Threshold
[11 empty] | Commercial | Low U-Value Windows | N | College and University | New | 0.13191 | 0.73144 | 0.18034 | 0 | 0 | 0 | Fail RIM | [11 empty] | Commercial | VAV System | N | College and University | New | 7.3648 | 0.62772 | 11.7326 | 0 | 0 | 0 | Fail 2-year Threshold
[11 empty] | Commercial | Low U-Value Windows | N | Grocery | New | 0.13191 | 0.73144 | 0.18034 | 0 | 0 | 0 | Fail RIM | [11 empty] | Commercial | VAV System | N | Grocery | New | 7.3648 | 0.62772 | 11.7326 | 0 | 0 | 0 | Fail 2-year Threshold
[11 empty] | Commercial | Low U-Value Windows | N | Healthcare | New | 0.13191 | 0.73144 | 0.18034 | 0 | 0 | 0 | Fail RIM | [11 empty] | Commercial | VAV System | N | Healthcare | New | 7.3648 | 0.62772 | 11.7326 | 0 | 0 | 0 | Fail 2-year Threshold
[11 empty] | Commercial | Low U-Value Windows | N | Hospitals | New | 0.13191 | 0.73144 | 0.18034 | 0 | 0 | 0 | Fail RIM | [11 empty] | Commercial | VAV System | N | Hospitals | New | 7.3648 | 0.62772 | 11.7326 | 0 | 0 | 0 | Fail 2-year Threshold
[11 empty] | Commercial | Low U-Value Windows | N | Institutional | New | 0.13191 | 0.73144 | 0.18034 | 0 | 0 | 0 | Fail RIM | [11 empty] | Commercial | VAV System | N | Institutional | New | 7.3648 | 0.62772 | 11.7326 | 0 | 0 | 0 | Fail 2-year Threshold
[11 empty] | Commercial | Low U-Value Windows | N | Lodging/Hospitality | New | 0.13764 | 0.75708 | 0.1818 | 0 | 0 | 0 | Fail RIM | [11 empty] | Commercial | VAV System | N | Lodging/Hospitality | New | 7.3648 | 0.62772 | 11.7326 | 0 | 0 | 0 | Fail 2-year Threshold
[11 empty] | Commercial | Low U-Value Windows | N | Miscellaneous | New | 0.13273 | 0.7384 | 0.17976 | 0 | 0 | 0 | Fail RIM | [11 empty] | Commercial | VAV System | N | Miscellaneous | New | 7.3648 | 0.62772 | 11.7326 | 0 | 0 | 0 | Fail 2-year Threshold
[11 empty] | Commercial | Low U-Value Windows | N | Offices | New | 0.13191 | 0.73144 | 0.18034 | 0 | 0 | 0 | Fail RIM | [11 empty] | Commercial | VAV System | N | Offices | New | 7.3648 | 0.62772 | 11.7326 | 0 | 0 | 0 | Fail 2-year Threshold
[11 empty] | Commercial | Low U-Value Windows | N | Restaurants | New | 0.13191 | 0.73144 | 0.18034 | 0 | 0 | 0 | Fail RIM | [11 empty] | Commercial | VAV System | N | Restaurants | New | 7.3648 | 0.62772 | 11.7326 | 0 | 0 | 0 | Fail 2-year Threshold
[11 empty] | Commercial | Low U-Value Windows | N | Retail | New | 0.13191 | 0.73144 | 0.18034 | 0 | 0 | 0 | Fail RIM | [11 empty] | Commercial | VAV System | N | Retail | New | 7.3648 | 0.62772 | 11.7326 | 0 | 0 | 0 | Fail 2-year Threshold
[11 empty] | Commercial | Low U-Value Windows | N | Schools K-12 | New | 0.13191 | 0.73144 | 0.18034 | 0 | 0 | 0 | Fail RIM | [11 empty] | Commercial | VAV System | N | Schools K-12 | New | 7.3648 | 0.62772 | 11.7326 | 0 | 0 | 0 | Fail 2-year Threshold
[11 empty] | Commercial | Low U-Value Windows | N | Warehouse | New | 0.13273 | 0.7384 | 0.17976 | 0 | 0 | 0 | Fail RIM | [11 empty] | Commercial | VAV System | N | Warehouse | New | 7.3648 | 0.62772 | 11.7326 | 0 | 0 | 0 | Fail 2-year Threshold
[11 empty] | Commercial | Programmable Thermostat | N | Assembly | Existing | 0.40222 | 0.73229 | 0.54926 | 0 | 0 | 0 | Fail RIM | [11 empty] | Commercial | Retro-Commissioning | N | Assembly | Existing | 0.89884 | 0.59168 | 1.5191 | 0 | 0 | 0 | Fail TRC
[11 empty] | Commercial | Programmable Thermostat | N | College and University | Existing | 0.5742 | 0.66152 | 0.868 | 0 | 0 | 0 | Fail RIM | [11 empty] | Commercial | Retro-Commissioning | N | Grocery | Existing | 8.9283 | 0.58702 | 15.2095 | 0 | 0 | 0 | Fail 2-year Threshold
[11 empty] | Commercial | Programmable Thermostat | N | Grocery | Existing | 4.6326 | 0.83908 | 5.521 | 0 | 0 | 0 | Fail RIM | [11 empty] | Commercial | Retro-Commissioning | N | Healthcare | Existing | 3.6171 | 0.59168 | 6.1133 | 0 | 0 | 0 | Fail 2-year Threshold
[11 empty] | Commercial | Programmable Thermostat | N | Healthcare | Existing | 1.5909 | 0.73229 | 2.1725 | 0 | 0 | 0 | Fail RIM | [11 empty] | Commercial | Retro-Commissioning | N | Hospitals | Existing | 3.8663 | 0.61375 | 6.2994 | 0 | 0 | 0 | Fail 2-year Threshold
[11 empty] | Commercial | Programmable Thermostat | N | Hospitals | Existing | 1.5286 | 0.66152 | 2.3107 | 0 | 0 | 0 | Fail RIM | [11 empty] | Commercial | Retro-Commissioning | N | Institutional | Existing | 4.0782 | 0.59168 | 6.8924 | 0 | 0 | 0 | Fail 2-year Threshold
[11 empty] | Commercial | Programmable Thermostat | N | Institutional | Existing | 1.8391 | 0.73229 | 2.5114 | 0 | 0 | 0 | Fail RIM | [11 empty] | Commercial | Retro-Commissioning | N | Lodging/Hospitality | Existing | 2.0598 | 0.58702 | 3.5089 | 0 | 0 | 0 | Fail 2-year Threshold
[11 empty] | Commercial | Programmable Thermostat | N | Lodging/Hospitality | Existing | 0.71606 | 0.555 | 1.2902 | 0 | 0 | 0 | Fail RIM | [11 empty] | Commercial | Retro-Commissioning | N | Miscellaneous | Existing | 2.7853 | 0.59168 | 4.7074 | 0 | 0 | 0 | Fail 2-year Threshold
[11 empty] | Commercial | Programmable Thermostat | N | Miscellaneous | Existing | 1.2903 | 0.73229 | 1.762 | 0 | 0 | 0 | Fail RIM | [11 empty] | Commercial | Retro-Commissioning | N | Offices | Existing | 3.7322 | 0.59168 | 6.3077 | 0 | 0 | 0 | Fail 2-year Threshold
[11 empty] | Commercial | Programmable Thermostat | N | Offices | Existing | 1.7139 | 0.73229 | 2.3404 | 0 | 0 | 0 | Fail RIM | [11 empty] | Commercial | Retro-Commissioning | N | Restaurants | Existing | 8.6292 | 0.58702 | 14.7 | 0 | 0 | 0 | Fail 2-year Threshold
[11 empty] | Commercial | Programmable Thermostat | N | Restaurants | Existing | 3.8617 | 0.83908 | 4.6024 | 0 | 0 | 0 | Fail RIM | [11 empty] | Commercial | Retro-Commissioning | N | Retail | Existing | 1.673 | 0.58702 | 2.85 | 0 | 0 | 0 | Fail 2-year Threshold
[11 empty] | Commercial | Programmable Thermostat | N | Retail | Existing | 0.84336 | 0.83908 | 1.0051 | 0 | 0 | 0 | Fail RIM | [11 empty] | Commercial | Retro-Commissioning | N | Warehouse | Existing | 0.43855 | 0.59168 | 0.74119 | 0 | 0 | 0 | Fail TRC
[11 empty] | Commercial | Programmable Thermostat | N | Schools K-12 | Existing | 0.62745 | 0.73229 | 0.85684 | 0 | 0 | 0 | Fail RIM | [11 empty] | Commercial | Retro-Commissioning | N | Assembly | New | 0.89884 | 0.59168 | 1.5191 | 0 | 0 | 0 | Fail TRC
[11 empty] | Commercial | Programmable Thermostat | N | Warehouse | Existing | 0.20138 | 0.73229 | 0.275 | 0 | 0 | 0 | Fail RIM | [11 empty] | Commercial | Retro-Commissioning | N | Grocery | New | 8.9283 | 0.58702 | 15.2095 | 0 | 0 | 0 | Fail 2-year Threshold
[11 empty] | Commercial | Programmable Thermostat | N | Assembly | New | 0.40222 | 0.73229 | 0.54926 | 0 | 0 | 0 | Fail RIM | [11 empty] | Commercial | Retro-Commissioning | N | Healthcare | New | 3.6171 | 0.59168 | 6.1133 | 0 | 0 | 0 | Fail 2-year Threshold
[11 empty] | Commercial | Programmable Thermostat | N | College and University | New | 0.5742 | 0.66152 | 0.868 | 0 | 0 | 0 | Fail RIM | [11 empty] | Commercial | Retro-Commissioning | N | Hospitals | New | 3.8663 | 0.61375 | 6.2994 | 0 | 0 | 0 | Fail 2-year Threshold
[11 empty] | Commercial | Programmable Thermostat | N | Grocery | New | 4.6326 | 0.83908 | 5.521 | 0 | 0 | 0 | Fail RIM | [11 empty] | Commercial | Retro-Commissioning | N | Institutional | New | 4.0782 | 0.59168 | 6.8924 | 0 | 0 | 0 | Fail 2-year Threshold
[11 empty] | Commercial | Programmable Thermostat | N | Healthcare | New | 1.5909 | 0.73229 | 2.1725 | 0 | 0 | 0 | Fail RIM | [11 empty] | Commercial | Retro-Commissioning | N | Lodging/Hospitality | New | 2.0598 | 0.58702 | 3.5089 | 0 | 0 | 0 | Fail 2-year Threshold
[11 empty] | Commercial | Programmable Thermostat | N | Hospitals | New | 1.5286 | 0.66152 | 2.3107 | 0 | 0 | 0 | Fail RIM | [11 empty] | Commercial | Retro-Commissioning | N | Miscellaneous | New | 2.7853 | 0.59168 | 4.7074 | 0 | 0 | 0 | Fail 2-year Threshold
[11 empty] | Commercial | Programmable Thermostat | N | Institutional | New | 1.8391 | 0.73229 | 2.5114 | 0 | 0 | 0 | Fail RIM | [11 empty] | Commercial | Retro-Commissioning | N | Offices | New | 3.7322 | 0.59168 | 6.3077 | 0 | 0 | 0 | Fail 2-year Threshold
[11 empty] | Commercial | Programmable Thermostat | N | Lodging/Hospitality | New | 0.71606 | 0.555 | 1.2902 | 0 | 0 | 0 | Fail RIM | [11 empty] | Commercial | Retro-Commissioning | N | Restaurants | New | 8.6292 | 0.58702 | 14.7 | 0 | 0 | 0 | Fail 2-year Threshold
[11 empty] | Commercial | Programmable Thermostat | N | Miscellaneous | New | 1.2903 | 0.73229 | 1.762 | 0 | 0 | 0 | Fail RIM | [11 empty] | Commercial | Retro-Commissioning | N | Retail | New | 1.673 | 0.58702 | 2.85 | 0 | 0 | 0 | Fail 2-year Threshold
[11 empty] | Commercial | Programmable Thermostat | N | Offices | New | 1.7139 | 0.73229 | 2.3404 | 0 | 0 | 0 | Fail RIM | [11 empty] | Commercial | Retro-Commissioning | N | Warehouse | New | 0.43855 | 0.59168 | 0.74119 | 0 | 0 | 0 | Fail TRC
[11 empty] | Commercial | Programmable Thermostat | N | Restaurants | New | 3.8617 | 0.83908 | 4.6024 | 0 | 0 | 0 | Fail RIM | [11 empty] | Industrial | Compressed Air System Optimization | N | Agriculture and Assembly | Existing | 10.2733 | 0.75638 | 13.5822 | 0 | 0 | 0 | Fail 2-year Threshold
[11 empty] | Commercial | Programmable Thermostat | N | Retail | New | 0.84336 | 0.83908 | 1.0051 | 0 | 0 | 0 | Fail RIM | [11 empty] | Industrial | Compressed Air System Optimization | N | Agriculture and Assembly | New | 10.2733 | 0.75638 | 13.5822 | 0 | 0 | 0 | Fail 2-year Threshold
[11 empty] | Commercial | Programmable Thermostat | N | Schools K-12 | New | 0.62745 | 0.73229 | 0.85684 | 0 | 0 | 0 | Fail RIM | [11 empty] | Industrial | Efficient Lighting - Exterior | N | Agriculture and Assembly | New | 5.8895 | 1.0383 | 5.6724 | 0 | 0 | 0 | Fail 2-year Threshold
[11 empty] | Commercial | Programmable Thermostat | N | Warehouse | New | 0.20138 | 0.73229 | 0.275 | 0 | 0 | 0 | Fail RIM | [11 empty] | Industrial | Efficient Lighting - Exterior | N | Agriculture and Assembly | Turnover | 5.8895 | 1.0383 | 5.6724 | 0 | 0 | 0 | Fail 2-year Threshold
[11 empty] | Commercial | Roof Insulation | N | Assembly | Existing | 0.36465 | 0.64347 | 0.56669 | 0 | 0 | 0 | Fail RIM | [11 empty] | Industrial | HVAC Improved Controls | N | Agriculture and Assembly | Existing | 84.3907 | 0.78532 | 107.4608 | 0 | 0 | 0 | Fail 2-year Threshold
[11 empty] | Commercial | Roof Insulation | N | College and University | Existing | 0.42817 | 0.72098 | 0.59387 | 0 | 0 | 0 | Fail RIM | [11 empty] | Industrial | HVAC Improved Controls | N | Agriculture and Assembly | New | 84.3907 | 0.78532 | 107.4608 | 0 | 0 | 0 | Fail 2-year Threshold
[11 empty] | Commercial | Roof Insulation | N | Grocery | Existing | 0.39497 | 0.68168 | 0.5794 | 0 | 0 | 0 | Fail RIM | [11 empty] | Industrial | HVAC Recommissioning | N | Agriculture and Assembly | Existing | 6.3248 | 0.74631 | 8.4748 | 0 | 0 | 0 | Fail 2-year Threshold
[11 empty] | Commercial | Roof Insulation | N | Healthcare | Existing | 0.36465 | 0.64347 | 0.56669 | 0 | 0 | 0 | Fail RIM | [11 empty] | Industrial | HVAC Recommissioning | N | Agriculture and Assembly | New | 6.3248 | 0.74631 | 8.4748 | 0 | 0 | 0 | Fail 2-year Threshold
[11 empty] | Commercial | Roof Insulation | N | Hospitals | Existing | 0.42817 | 0.72098 | 0.59387 | 0 | 0 | 0 | Fail RIM | [11 empty] | Industrial | Fan Improved Controls | N | Agriculture and Assembly | Existing | 30.2446 | 0.79498 | 38.0446 | 0 | 0 | 0 | Fail 2-year Threshold
[11 empty] | Commercial | Roof Insulation | N | Institutional | Existing | 0.36465 | 0.64347 | 0.56669 | 0 | 0 | 0 | Fail RIM | [11 empty] | Industrial | Fan Improved Controls | N | Agriculture and Assembly | New | 30.2446 | 0.79498 | 38.0446 | 0 | 0 | 0 | Fail 2-year Threshold
[11 empty] | Commercial | Roof Insulation | N | Lodging/Hospitality | Existing | 0.42817 | 0.72098 | 0.59387 | 0 | 0 | 0 | Fail RIM | [11 empty] | Industrial | Motor Improved Controls | N | Agriculture and Assembly | Existing | 11.6621 | 0.79498 | 14.6698 | 0 | 0 | 0 | Fail 2-year Threshold
[11 empty] | Commercial | Roof Insulation | N | Miscellaneous | Existing | 0.36465 | 0.64347 | 0.56669 | 0 | 0 | 0 | Fail RIM | [11 empty] | Industrial | Motor Improved Controls | N | Agriculture and Assembly | New | 11.6621 | 0.79498 | 14.6698 | 0 | 0 | 0 | Fail 2-year Threshold
[11 empty] | Commercial | Roof Insulation | N | Offices | Existing | 0.36465 | 0.64347 | 0.56669 | 0 | 0 | 0 | Fail RIM | [11 empty] | Industrial | Pump Improved Controls | N | Agriculture and Assembly | Existing | 11.6621 | 0.79498 | 14.6698 | 0 | 0 | 0 | Fail 2-year Threshold
[11 empty] | Commercial | Roof Insulation | N | Restaurants | Existing | 0.39497 | 0.68168 | 0.5794 | 0 | 0 | 0 | Fail RIM | [11 empty] | Industrial | Pump Improved Controls | N | Agriculture and Assembly | New | 11.6621 | 0.79498 | 14.6698 | 0 | 0 | 0 | Fail 2-year Threshold
[11 empty] | Commercial | Roof Insulation | N | Retail | Existing | 0.39497 | 0.68168 | 0.5794 | 0 | 0 | 0 | Fail RIM | [11 empty] | Industrial | Pump System Optimization | N | Agriculture and Assembly | Existing | 9.1994 | 0.75638 | 12.1624 | 0 | 0 | 0 | Fail 2-year Threshold
[11 empty] | Commercial | Roof Insulation | N | Schools K-12 | Existing | 0.36465 | 0.64347 | 0.56669 | 0 | 0 | 0 | Fail RIM | [11 empty] | Industrial | Pump System Optimization | N | Agriculture and Assembly | New | 9.1994 | 0.75638 | 12.1624 | 0 | 0 | 0 | Fail 2-year Threshold
[11 empty] | Commercial | Roof Insulation | N | Warehouse | Existing | 0.38274 | 0.66779 | 0.57315 | 0 | 0 | 0 | Fail RIM | [11 empty] | Industrial | Process Heat Improved Controls | N | Agriculture and Assembly | Existing | 0.82999 | 0.79136 | 1.0488 | 0 | 0 | 0 | Fail TRC
[11 empty] | Commercial | Roof Insulation | N | Assembly | New | 0.1755 | 0.64347 | 0.27274 | 0 | 0 | 0 | Fail RIM | [11 empty] | Industrial | Process Heat Improved Controls | N | Agriculture and Assembly | New | 0.82999 | 0.79136 | 1.0488 | 0 | 0 | 0 | Fail TRC
[11 empty] | Commercial | Roof Insulation | N | College and University | New | 0.20607 | 0.72098 | 0.28581 | 0 | 0 | 0 | Fail RIM | [11 empty] | Industrial | Process Heat System Optimization | N | Agriculture and Assembly | Existing | 0.068626 | 0.77099 | 0.089011 | 0 | 0 | 0 | Fail TRC
[11 empty] | Commercial | Roof Insulation | N | Grocery | New | 0.19009 | 0.68168 | 0.27885 | 0 | 0 | 0 | Fail RIM | [11 empty] | Industrial | Process Heat System Optimization | N | Agriculture and Assembly | New | 0.068626 | 0.77099 | 0.089011 | 0 | 0 | 0 | Fail TRC
[11 empty] | Commercial | Roof Insulation | N | Healthcare | New | 0.1755 | 0.64347 | 0.27274 | 0 | 0 | 0 | Fail RIM | [11 empty] | Industrial | Process Other Systems Optimization | N | Agriculture and Assembly | Existing | 12.2994 | 0.73341 | 16.7701 | 0 | 0 | 0 | Fail 2-year Threshold
[11 empty] | Commercial | Roof Insulation | N | Hospitals | New | 0.20607 | 0.72098 | 0.28581 | 0 | 0 | 0 | Fail RIM | [11 empty] | Industrial | Process Other Systems Optimization | N | Agriculture and Assembly | New | 12.2994 | 0.73341 | 16.7701 | 0 | 0 | 0 | Fail 2-year Threshold
[11 empty] | Commercial | Roof Insulation | N | Institutional | New | 0.1755 | 0.64347 | 0.27274 | 0 | 0 | 0 | Fail RIM | [11 empty] | Industrial | Compressed Air System Optimization | N | Chemicals and Plastics | Existing | 9.6158 | 0.75638 | 12.713 | 0 | 0 | 0 | Fail 2-year Threshold
[11 empty] | Commercial | Roof Insulation | N | Lodging/Hospitality | New | 0.20607 | 0.72098 | 0.28581 | 0 | 0 | 0 | Fail RIM | [11 empty] | Industrial | Compressed Air System Optimization | N | Chemicals and Plastics | New | 9.6158 | 0.75638 | 12.713 | 0 | 0 | 0 | Fail 2-year Threshold
[11 empty] | Commercial | Roof Insulation | N | Miscellaneous | New | 0.1755 | 0.64347 | 0.27274 | 0 | 0 | 0 | Fail RIM | [11 empty] | Industrial | Plant Energy Management | N | Chemicals and Plastics | Existing | 23.0587 | 0.75751 | 30.44 | 0 | 0 | 0 | Fail 2-year Threshold
[11 empty] | Commercial | Roof Insulation | N | Offices | New | 0.1755 | 0.64347 | 0.27274 | 0 | 0 | 0 | Fail RIM | [11 empty] | Industrial | Plant Energy Management | N | Chemicals and Plastics | New | 23.0587 | 0.75751 | 30.44 | 0 | 0 | 0 | Fail 2-year Threshold
[11 empty] | Commercial | Roof Insulation | N | Restaurants | New | 0.19009 | 0.68168 | 0.27885 | 0 | 0 | 0 | Fail RIM | [11 empty] | Industrial | Efficient Lighting - Exterior | N | Chemicals and Plastics | New | 5.8895 | 1.0383 | 5.6724 | 0 | 0 | 0 | Fail 2-year Threshold
[11 empty] | Commercial | Roof Insulation | N | Retail | New | 0.19009 | 0.68168 | 0.27885 | 0 | 0 | 0 | Fail RIM | [11 empty] | Industrial | Efficient Lighting - Exterior | N | Chemicals and Plastics | Turnover | 5.8895 | 1.0383 | 5.6724 | 0 | 0 | 0 | Fail 2-year Threshold
[11 empty] | Commercial | Roof Insulation | N | Schools K-12 | New | 0.1755 | 0.64347 | 0.27274 | 0 | 0 | 0 | Fail RIM | [11 empty] | Industrial | Building Envelope Improvements | N | Chemicals and Plastics | Existing | 6.6713 | 0.78532 | 8.495 | 0 | 0 | 0 | Fail 2-year Threshold
[11 empty] | Commercial | Roof Insulation | N | Warehouse | New | 0.1842 | 0.66779 | 0.27584 | 0 | 0 | 0 | Fail RIM | [11 empty] | Industrial | Building Envelope Improvements | N | Chemicals and Plastics | New | 6.6713 | 0.78532 | 8.495 | 0 | 0 | 0 | Fail 2-year Threshold
[11 empty] | Commercial | Smart Thermostat | N | Assembly | Existing | 0.71355 | 0.73229 | 0.97441 | 0 | 0 | 0 | Fail RIM | [11 empty] | Industrial | HVAC Equipment Upgrades | N | Chemicals and Plastics | New | 9.2033 | 0.80388 | 11.4486 | 0 | 0 | 0 | Fail 2-year Threshold
[11 empty] | Commercial | Smart Thermostat | N | College and University | Existing | 1.0186 | 0.66152 | 1.5398 | 0 | 0 | 0 | Fail RIM | [11 empty] | Industrial | HVAC Equipment Upgrades | N | Chemicals and Plastics | Turnover | 9.2033 | 0.80388 | 11.4486 | 0 | 0 | 0 | Fail 2-year Threshold
[11 empty] | Commercial | Smart Thermostat | N | Grocery | Existing | 8.2183 | 0.83908 | 9.7945 | 0 | 0 | 0 | Fail RIM | [11 empty] | Industrial | HVAC Improved Controls | N | Chemicals and Plastics | Existing | 43.0728 | 0.78532 | 54.8478 | 0 | 0 | 0 | Fail 2-year Threshold
[11 empty] | Commercial | Smart Thermostat | N | Healthcare | Existing | 2.8223 | 0.73229 | 3.8541 | 0 | 0 | 0 | Fail RIM | [11 empty] | Industrial | HVAC Improved Controls | N | Chemicals and Plastics | New | 43.0728 | 0.78532 | 54.8478 | 0 | 0 | 0 | Fail 2-year Threshold
[11 empty] | Commercial | Smart Thermostat | N | Hospitals | Existing | 2.7117 | 0.66152 | 4.0992 | 0 | 0 | 0 | Fail RIM | [11 empty] | Industrial | Fan Improved Controls | N | Chemicals and Plastics | Existing | 30.2446 | 0.79498 | 38.0446 | 0 | 0 | 0 | Fail 2-year Threshold
[11 empty] | Commercial | Smart Thermostat | N | Institutional | Existing | 3.2626 | 0.73229 | 4.4553 | 0 | 0 | 0 | Fail RIM | [11 empty] | Industrial | Fan Improved Controls | N | Chemicals and Plastics | New | 30.2446 | 0.79498 | 38.0446 | 0 | 0 | 0 | Fail 2-year Threshold
[11 empty] | Commercial | Smart Thermostat | N | Lodging/Hospitality | Existing | 1.2703 | 0.555 | 2.2889 | 0 | 0 | 0 | Fail RIM | [11 empty] | Industrial | Fan System Optimization | N | Chemicals and Plastics | Existing | 6.2131 | 0.75638 | 8.2143 | 0 | 0 | 0 | Fail 2-year Threshold
[11 empty] | Commercial | Smart Thermostat | N | Miscellaneous | Existing | 2.2891 | 0.73229 | 3.1259 | 0 | 0 | 0 | Fail RIM | [11 empty] | Industrial | Fan System Optimization | N | Chemicals and Plastics | New | 6.2131 | 0.75638 | 8.2143 | 0 | 0 | 0 | Fail 2-year Threshold
[11 empty] | Commercial | Smart Thermostat | N | Offices | Existing | 3.0405 | 0.73229 | 4.152 | 0 | 0 | 0 | Fail RIM | [11 empty] | Industrial | Motor Improved Controls | N | Chemicals and Plastics | Existing | 7.0208 | 0.79498 | 8.8315 | 0 | 0 | 0 | Fail 2-year Threshold
[11 empty] | Commercial | Smart Thermostat | N | Restaurants | Existing | 6.8508 | 0.83908 | 8.1647 | 0 | 0 | 0 | Fail RIM | [11 empty] | Industrial | Motor Improved Controls | N | Chemicals and Plastics | New | 7.0208 | 0.79498 | 8.8315 | 0 | 0 | 0 | Fail 2-year Threshold
[11 empty] | Commercial | Smart Thermostat | N | Retail | Existing | 1.4961 | 0.83908 | 1.7831 | 0 | 0 | 0 | Fail RIM | [11 empty] | Industrial | Motor Optimization | N | Chemicals and Plastics | Existing | 5.4642 | 0.75638 | 7.2242 | 0 | 0 | 0 | Fail 2-year Threshold
[11 empty] | Commercial | Smart Thermostat | N | Schools K-12 | Existing | 1.1131 | 0.73229 | 1.5201 | 0 | 0 | 0 | Fail RIM | [11 empty] | Industrial | Motor Optimization | N | Chemicals and Plastics | New | 5.4642 | 0.75638 | 7.2242 | 0 | 0 | 0 | Fail 2-year Threshold
[11 empty] | Commercial | Smart Thermostat | N | Warehouse | Existing | 0.35725 | 0.73229 | 0.48785 | 0 | 0 | 0 | Fail RIM | [11 empty] | Industrial | Pump Improved Controls | N | Chemicals and Plastics | Existing | 11.6621 | 0.79498 | 14.6698 | 0 | 0 | 0 | Fail 2-year Threshold
[11 empty] | Commercial | Smart Thermostat | N | Assembly | New | 0.71355 | 0.73229 | 0.97441 | 0 | 0 | 0 | Fail RIM | [11 empty] | Industrial | Pump Improved Controls | N | Chemicals and Plastics | New | 11.6621 | 0.79498 | 14.6698 | 0 | 0 | 0 | Fail 2-year Threshold
[11 empty] | Commercial | Smart Thermostat | N | College and University | New | 1.0186 | 0.66152 | 1.5398 | 0 | 0 | 0 | Fail RIM | [11 empty] | Industrial | Pump System Optimization | N | Chemicals and Plastics | Existing | 5.273 | 0.75638 | 6.9714 | 0 | 0 | 0 | Fail 2-year Threshold
[11 empty] | Commercial | Smart Thermostat | N | Grocery | New | 8.2183 | 0.83908 | 9.7945 | 0 | 0 | 0 | Fail RIM | [11 empty] | Industrial | Pump System Optimization | N | Chemicals and Plastics | New | 5.273 | 0.75638 | 6.9714 | 0 | 0 | 0 | Fail 2-year Threshold
[11 empty] | Commercial | Smart Thermostat | N | Healthcare | New | 2.8223 | 0.73229 | 3.8541 | 0 | 0 | 0 | Fail RIM | [11 empty] | Industrial | Process Refrig System Optimization | N | Chemicals and Plastics | Existing | 12.0917 | 0.73511 | 16.4488 | 0 | 0 | 0 | Fail 2-year Threshold
[11 empty] | Commercial | Smart Thermostat | N | Hospitals | New | 2.7117 | 0.66152 | 4.0992 | 0 | 0 | 0 | Fail RIM | [11 empty] | Industrial | Process Refrig System Optimization | N | Chemicals and Plastics | New | 12.0917 | 0.73511 | 16.4488 | 0 | 0 | 0 | Fail 2-year Threshold
[11 empty] | Commercial | Smart Thermostat | N | Institutional | New | 3.2626 | 0.73229 | 4.4553 | 0 | 0 | 0 | Fail RIM | [11 empty] | Industrial | Process Heat System Optimization | N | Chemicals and Plastics | Existing | 0.32331 | 0.77099 | 0.41935 | 0 | 0 | 0 | Fail TRC
[11 empty] | Commercial | Smart Thermostat | N | Lodging/Hospitality | New | 1.2703 | 0.555 | 2.2889 | 0 | 0 | 0 | Fail RIM | [11 empty] | Industrial | Process Heat System Optimization | N | Chemicals and Plastics | New | 0.32331 | 0.77099 | 0.41935 | 0 | 0 | 0 | Fail TRC
[11 empty] | Commercial | Smart Thermostat | N | Miscellaneous | New | 2.2891 | 0.73229 | 3.1259 | 0 | 0 | 0 | Fail RIM | [11 empty] | Industrial | Process Other Systems Optimization | N | Chemicals and Plastics | Existing | 12.2994 | 0.73341 | 16.7701 | 0 | 0 | 0 | Fail 2-year Threshold
[11 empty] | Commercial | Smart Thermostat | N | Offices | New | 3.0405 | 0.73229 | 4.152 | 0 | 0 | 0 | Fail RIM | [11 empty] | Industrial | Process Other Systems Optimization | N | Chemicals and Plastics | New | 12.2994 | 0.73341 | 16.7701 | 0 | 0 | 0 | Fail 2-year Threshold
[11 empty] | Commercial | Smart Thermostat | N | Restaurants | New | 6.8508 | 0.83908 | 8.1647 | 0 | 0 | 0 | Fail RIM | [11 empty] | Industrial | Compressed Air Controls | N | Construction | Existing | 11.3913 | 0.7779 | 14.6438 | 0 | 0 | 0 | Fail 2-year Threshold
[11 empty] | Commercial | Smart Thermostat | N | Retail | New | 1.4961 | 0.83908 | 1.7831 | 0 | 0 | 0 | Fail RIM | [11 empty] | Industrial | Compressed Air Controls | N | Construction | New | 11.3913 | 0.7779 | 14.6438 | 0 | 0 | 0 | Fail 2-year Threshold
[11 empty] | Commercial | Smart Thermostat | N | Schools K-12 | New | 1.1131 | 0.73229 | 1.5201 | 0 | 0 | 0 | Fail RIM | [11 empty] | Industrial | Compressed Air Equipment | N | Construction | New | 7.1863 | 0.79498 | 9.0396 | 0 | 0 | 0 | Fail 2-year Threshold
[11 empty] | Commercial | Smart Thermostat | N | Warehouse | New | 0.35725 | 0.73229 | 0.48785 | 0 | 0 | 0 | Fail RIM | [11 empty] | Industrial | Compressed Air Equipment | N | Construction | Turnover | 7.1863 | 0.79498 | 9.0396 | 0 | 0 | 0 | Fail 2-year Threshold
[11 empty] | Commercial | Thermal Energy Storage | N | Assembly | Existing | 0.13198 | -3.0571 | -0.043172 | 0 | 0 | 0 | Fail RIM | [11 empty] | Industrial | Compressed Air System Optimization | N | Construction | Existing | 9.4453 | 0.75638 | 12.4875 | 0 | 0 | 0 | Fail 2-year Threshold
[11 empty] | Commercial | Thermal Energy Storage | N | College and University | Existing | 0.137 | -3.1733 | -0.043172 | 0 | 0 | 0 | Fail RIM | [11 empty] | Industrial | Compressed Air System Optimization | N | Construction | New | 9.4453 | 0.75638 | 12.4875 | 0 | 0 | 0 | Fail 2-year Threshold
[11 empty] | Commercial | Thermal Energy Storage | N | Grocery | Existing | 0.13198 | -3.0571 | -0.043172 | 0 | 0 | 0 | Fail RIM | [11 empty] | Industrial | Plant Energy Management | N | Construction | Existing | 23.0587 | 0.75751 | 30.44 | 0 | 0 | 0 | Fail 2-year Threshold
[11 empty] | Commercial | Thermal Energy Storage | N | Healthcare | Existing | 0.13198 | -3.0571 | -0.043172 | 0 | 0 | 0 | Fail RIM | [11 empty] | Industrial | Plant Energy Management | N | Construction | New | 23.0587 | 0.75751 | 30.44 | 0 | 0 | 0 | Fail 2-year Threshold
[11 empty] | Commercial | Thermal Energy Storage | N | Hospitals | Existing | 0.137 | -3.1733 | -0.043172 | 0 | 0 | 0 | Fail RIM | [11 empty] | Industrial | Efficient Lighting - Exterior | N | Construction | New | 5.8895 | 1.0383 | 5.6724 | 0 | 0 | 0 | Fail 2-year Threshold
[11 empty] | Commercial | Thermal Energy Storage | N | Institutional | Existing | 0.13198 | -3.0571 | -0.043172 | 0 | 0 | 0 | Fail RIM | [11 empty] | Industrial | Efficient Lighting - Exterior | N | Construction | Turnover | 5.8895 | 1.0383 | 5.6724 | 0 | 0 | 0 | Fail 2-year Threshold
[11 empty] | Commercial | Thermal Energy Storage | N | Lodging/Hospitality | Existing | 0.13198 | -3.0571 | -0.043172 | 0 | 0 | 0 | Fail RIM | [11 empty] | Industrial | HVAC Improved Controls | N | Construction | Existing | 14.7702 | 0.78532 | 18.808 | 0 | 0 | 0 | Fail 2-year Threshold
[11 empty] | Commercial | Thermal Energy Storage | N | Miscellaneous | Existing | 0.13198 | -3.0571 | -0.043172 | 0 | 0 | 0 | Fail RIM | [11 empty] | Industrial | HVAC Improved Controls | N | Construction | New | 14.7702 | 0.78532 | 18.808 | 0 | 0 | 0 | Fail 2-year Threshold
[11 empty] | Commercial | Thermal Energy Storage | N | Offices | Existing | 0.13198 | -3.0571 | -0.043172 | 0 | 0 | 0 | Fail RIM | [11 empty] | Industrial | Fan Improved Controls | N | Construction | Existing | 22.3254 | 0.79498 | 28.0831 | 0 | 0 | 0 | Fail 2-year Threshold
[11 empty] | Commercial | Thermal Energy Storage | N | Restaurants | Existing | 0.13198 | -3.0571 | -0.043172 | 0 | 0 | 0 | Fail RIM | [11 empty] | Industrial | Fan Improved Controls | N | Construction | New | 22.3254 | 0.79498 | 28.0831 | 0 | 0 | 0 | Fail 2-year Threshold
[11 empty] | Commercial | Thermal Energy Storage | N | Retail | Existing | 0.13198 | -3.0571 | -0.043172 | 0 | 0 | 0 | Fail RIM | [11 empty] | Industrial | Fan System Optimization | N | Construction | Existing | 14.4339 | 0.75638 | 19.0829 | 0 | 0 | 0 | Fail 2-year Threshold
[11 empty] | Commercial | Thermal Energy Storage | N | Schools K-12 | Existing | 0.13198 | -3.0571 | -0.043172 | 0 | 0 | 0 | Fail RIM | [11 empty] | Industrial | Fan System Optimization | N | Construction | New | 14.4339 | 0.75638 | 19.0829 | 0 | 0 | 0 | Fail 2-year Threshold
[11 empty] | Commercial | Thermal Energy Storage | N | Warehouse | Existing | 0.13198 | -3.0571 | -0.043172 | 0 | 0 | 0 | Fail RIM | [11 empty] | Industrial | Motor Improved Controls | N | Construction | Existing | 7.175 | 0.79498 | 9.0254 | 0 | 0 | 0 | Fail 2-year Threshold
[11 empty] | Commercial | Thermal Energy Storage | N | Assembly | New | 0.13198 | -3.0571 | -0.043172 | 0 | 0 | 0 | Fail RIM | [11 empty] | Industrial | Motor Improved Controls | N | Construction | New | 7.175 | 0.79498 | 9.0254 | 0 | 0 | 0 | Fail 2-year Threshold
[11 empty] | Commercial | Thermal Energy Storage | N | College and University | New | 0.137 | -3.1733 | -0.043172 | 0 | 0 | 0 | Fail RIM | [11 empty] | Industrial | Pump Improved Controls | N | Construction | Existing | 11.6621 | 0.79498 | 14.6698 | 0 | 0 | 0 | Fail 2-year Threshold
[11 empty] | Commercial | Thermal Energy Storage | N | Grocery | New | 0.13198 | -3.0571 | -0.043172 | 0 | 0 | 0 | Fail RIM | [11 empty] | Industrial | Pump Improved Controls | N | Construction | New | 11.6621 | 0.79498 | 14.6698 | 0 | 0 | 0 | Fail 2-year Threshold
[11 empty] | Commercial | Thermal Energy Storage | N | Healthcare | New | 0.13198 | -3.0571 | -0.043172 | 0 | 0 | 0 | Fail RIM | [11 empty] | Industrial | Pump System Optimization | N | Construction | Existing | 7.6819 | 0.75638 | 10.1562 | 0 | 0 | 0 | Fail 2-year Threshold
[11 empty] | Commercial | Thermal Energy Storage | N | Hospitals | New | 0.137 | -3.1733 | -0.043172 | 0 | 0 | 0 | Fail RIM | [11 empty] | Industrial | Pump System Optimization | N | Construction | New | 7.6819 | 0.75638 | 10.1562 | 0 | 0 | 0 | Fail 2-year Threshold
[11 empty] | Commercial | Thermal Energy Storage | N | Institutional | New | 0.13198 | -3.0571 | -0.043172 | 0 | 0 | 0 | Fail RIM | [11 empty] | Industrial | Process Refrig Controls | N | Construction | Existing | 11.2297 | 0.79136 | 14.1904 | 0 | 0 | 0 | Fail 2-year Threshold
[11 empty] | Commercial | Thermal Energy Storage | N | Lodging/Hospitality | New | 0.13198 | -3.0571 | -0.043172 | 0 | 0 | 0 | Fail RIM | [11 empty] | Industrial | Process Refrig Controls | N | Construction | New | 11.2297 | 0.79136 | 14.1904 | 0 | 0 | 0 | Fail 2-year Threshold
[11 empty] | Commercial | Thermal Energy Storage | N | Miscellaneous | New | 0.13198 | -3.0571 | -0.043172 | 0 | 0 | 0 | Fail RIM | [11 empty] | Industrial | Process Refrig System Optimization | N | Construction | Existing | 2.2346 | 0.73511 | 3.0398 | 0 | 0 | 0 | Fail 2-year Threshold
[11 empty] | Commercial | Thermal Energy Storage | N | Offices | New | 0.13198 | -3.0571 | -0.043172 | 0 | 0 | 0 | Fail RIM | [11 empty] | Industrial | Process Refrig System Optimization | N | Construction | New | 2.2346 | 0.73511 | 3.0398 | 0 | 0 | 0 | Fail 2-year Threshold
[11 empty] | Commercial | Thermal Energy Storage | N | Restaurants | New | 0.13198 | -3.0571 | -0.043172 | 0 | 0 | 0 | Fail RIM | [11 empty] | Industrial | Process Heat Improved Controls | N | Construction | Existing | 0.77345 | 0.79136 | 0.97737 | 0 | 0 | 0 | Fail TRC
[11 empty] | Commercial | Thermal Energy Storage | N | Retail | New | 0.13198 | -3.0571 | -0.043172 | 0 | 0 | 0 | Fail RIM | [11 empty] | Industrial | Process Heat Improved Controls | N | Construction | New | 0.77345 | 0.79136 | 0.97737 | 0 | 0 | 0 | Fail TRC
[11 empty] | Commercial | Thermal Energy Storage | N | Schools K-12 | New | 0.13198 | -3.0571 | -0.043172 | 0 | 0 | 0 | Fail RIM | [11 empty] | Industrial | Process Heat System Optimization | N | Construction | Existing | 0.38343 | 0.77099 | 0.49732 | 0 | 0 | 0 | Fail TRC
[11 empty] | Commercial | Thermal Energy Storage | N | Warehouse | New | 0.13198 | -3.0571 | -0.043172 | 0 | 0 | 0 | Fail RIM | [11 empty] | Industrial | Process Heat System Optimization | N | Construction | New | 0.38343 | 0.77099 | 0.49732 | 0 | 0 | 0 | Fail TRC
[11 empty] | Commercial | Wall Insulation | N | Assembly | Existing | 1.8409 | 0.64347 | 2.8609 | 0 | 0 | 0 | Fail RIM | [11 empty] | Industrial | Process Other Systems Optimization | N | Construction | Existing | 8.7136 | 0.73341 | 11.881 | 0 | 0 | 0 | Fail 2-year Threshold
[11 empty] | Commercial | Wall Insulation | N | College and University | Existing | 2.0994 | 0.72098 | 2.9118 | 0 | 0 | 0 | Fail RIM | [11 empty] | Industrial | Process Other Systems Optimization | N | Construction | New | 8.7136 | 0.73341 | 11.881 | 0 | 0 | 0 | Fail 2-year Threshold
[11 empty] | Commercial | Wall Insulation | N | Grocery | Existing | 1.9649 | 0.68168 | 2.8824 | 0 | 0 | 0 | Fail RIM | [11 empty] | Industrial | Compressed Air Controls | N | Electrical and Electronic Equip. | Existing | 20.5385 | 0.7779 | 26.4027 | 0 | 0 | 0 | Fail 2-year Threshold
[11 empty] | Commercial | Wall Insulation | N | Healthcare | Existing | 1.7624 | 0.64347 | 2.739 | 0 | 0 | 0 | Fail RIM | [11 empty] | Industrial | Compressed Air Controls | N | Electrical and Electronic Equip. | New | 20.5385 | 0.7779 | 26.4027 | 0 | 0 | 0 | Fail 2-year Threshold
[11 empty] | Commercial | Wall Insulation | N | Hospitals | Existing | 2.1301 | 0.72098 | 2.9544 | 0 | 0 | 0 | Fail RIM | [11 empty] | Industrial | Compressed Air Equipment | N | Electrical and Electronic Equip. | New | 19.4613 | 0.79498 | 24.4803 | 0 | 0 | 0 | Fail 2-year Threshold
[11 empty] | Commercial | Wall Insulation | N | Institutional | Existing | 1.7879 | 0.64347 | 2.7786 | 0 | 0 | 0 | Fail RIM | [11 empty] | Industrial | Compressed Air Equipment | N | Electrical and Electronic Equip. | Turnover | 19.4613 | 0.79498 | 24.4803 | 0 | 0 | 0 | Fail 2-year Threshold
[11 empty] | Commercial | Wall Insulation | N | Lodging/Hospitality | Existing | 2.0994 | 0.72098 | 2.9118 | 0 | 0 | 0 | Fail RIM | [11 empty] | Industrial | Compressed Air System Optimization | N | Electrical and Electronic Equip. | Existing | 10.5685 | 0.75638 | 13.9724 | 0 | 0 | 0 | Fail 2-year Threshold
[11 empty] | Commercial | Wall Insulation | N | Miscellaneous | Existing | 1.8141 | 0.64347 | 2.8192 | 0 | 0 | 0 | Fail RIM | [11 empty] | Industrial | Compressed Air System Optimization | N | Electrical and Electronic Equip. | New | 10.5685 | 0.75638 | 13.9724 | 0 | 0 | 0 | Fail 2-year Threshold
[11 empty] | Commercial | Wall Insulation | N | Offices | Existing | 1.8141 | 0.64347 | 2.8192 | 0 | 0 | 0 | Fail RIM | [11 empty] | Industrial | Plant Energy Management | N | Electrical and Electronic Equip. | Existing | 23.0587 | 0.75751 | 30.44 | 0 | 0 | 0 | Fail 2-year Threshold
[11 empty] | Commercial | Wall Insulation | N | Restaurants | Existing | 1.9939 | 0.68168 | 2.925 | 0 | 0 | 0 | Fail RIM | [11 empty] | Industrial | Plant Energy Management | N | Electrical and Electronic Equip. | New | 23.0587 | 0.75751 | 30.44 | 0 | 0 | 0 | Fail 2-year Threshold
[11 empty] | Commercial | Wall Insulation | N | Retail | Existing | 1.9649 | 0.68168 | 2.8824 | 0 | 0 | 0 | Fail RIM | [11 empty] | Industrial | Efficient Lighting - Exterior | N | Electrical and Electronic Equip. | New | 5.8895 | 1.0383 | 5.6724 | 0 | 0 | 0 | Fail 2-year Threshold
[11 empty] | Commercial | Wall Insulation | N | Schools K-12 | Existing | 1.8684 | 0.64347 | 2.9036 | 0 | 0 | 0 | Fail RIM | [11 empty] | Industrial | Efficient Lighting - Exterior | N | Electrical and Electronic Equip. | Turnover | 5.8895 | 1.0383 | 5.6724 | 0 | 0 | 0 | Fail 2-year Threshold
[11 empty] | Commercial | Wall Insulation | N | Warehouse | Existing | 1.9322 | 0.66779 | 2.8934 | 0 | 0 | 0 | Fail RIM | [11 empty] | Industrial | HVAC Recommissioning | N | Electrical and Electronic Equip. | Existing | 14.2063 | 0.74631 | 19.0353 | 0 | 0 | 0 | Fail 2-year Threshold
[11 empty] | Commercial | Wall Insulation | N | Assembly | New | 0 | 0 | 0 | 0 | 0 | 0 | Fail RIM | [11 empty] | Industrial | HVAC Recommissioning | N | Electrical and Electronic Equip. | New | 14.2063 | 0.74631 | 19.0353 | 0 | 0 | 0 | Fail 2-year Threshold
[11 empty] | Commercial | Wall Insulation | N | College and University | New | 0 | 0 | 0 | 0 | 0 | 0 | Fail RIM | [11 empty] | Industrial | Fan Improved Controls | N | Electrical and Electronic Equip. | Existing | 30.2446 | 0.79498 | 38.0446 | 0 | 0 | 0 | Fail 2-year Threshold
[11 empty] | Commercial | Wall Insulation | N | Grocery | New | 0 | 0 | 0 | 0 | 0 | 0 | Fail RIM | [11 empty] | Industrial | Fan Improved Controls | N | Electrical and Electronic Equip. | New | 30.2446 | 0.79498 | 38.0446 | 0 | 0 | 0 | Fail 2-year Threshold
[11 empty] | Commercial | Wall Insulation | N | Healthcare | New | 0 | 0 | 0 | 0 | 0 | 0 | Fail RIM | [11 empty] | Industrial | Motor Improved Controls | N | Electrical and Electronic Equip. | Existing | 11.6621 | 0.79498 | 14.6698 | 0 | 0 | 0 | Fail 2-year Threshold
[11 empty] | Commercial | Wall Insulation | N | Hospitals | New | 0 | 0 | 0 | 0 | 0 | 0 | Fail RIM | [11 empty] | Industrial | Motor Improved Controls | N | Electrical and Electronic Equip. | New | 11.6621 | 0.79498 | 14.6698 | 0 | 0 | 0 | Fail 2-year Threshold
[11 empty] | Commercial | Wall Insulation | N | Institutional | New | 0 | 0 | 0 | 0 | 0 | 0 | Fail RIM | [11 empty] | Industrial | Motor Optimization | N | Electrical and Electronic Equip. | Existing | 7.1845 | 0.75638 | 9.4985 | 0 | 0 | 0 | Fail 2-year Threshold
[11 empty] | Commercial | Wall Insulation | N | Lodging/Hospitality | New | 0 | 0 | 0 | 0 | 0 | 0 | Fail RIM | [11 empty] | Industrial | Motor Optimization | N | Electrical and Electronic Equip. | New | 7.1845 | 0.75638 | 9.4985 | 0 | 0 | 0 | Fail 2-year Threshold
[11 empty] | Commercial | Wall Insulation | N | Miscellaneous | New | 0 | 0 | 0 | 0 | 0 | 0 | Fail RIM | [11 empty] | Industrial | Pump Improved Controls | N | Electrical and Electronic Equip. | Existing | 11.6621 | 0.79498 | 14.6698 | 0 | 0 | 0 | Fail 2-year Threshold
[11 empty] | Commercial | Wall Insulation | N | Offices | New | 0 | 0 | 0 | 0 | 0 | 0 | Fail RIM | [11 empty] | Industrial | Pump Improved Controls | N | Electrical and Electronic Equip. | New | 11.6621 | 0.79498 | 14.6698 | 0 | 0 | 0 | Fail 2-year Threshold
[11 empty] | Commercial | Wall Insulation | N | Restaurants | New | 0 | 0 | 0 | 0 | 0 | 0 | Fail RIM | [11 empty] | Industrial | Process Refrig Controls | N | Electrical and Electronic Equip. | Existing | 0.84643 | 0.79136 | 1.0696 | 0 | 0 | 0 | Fail TRC
[11 empty] | Commercial | Wall Insulation | N | Retail | New | 0 | 0 | 0 | 0 | 0 | 0 | Fail RIM | [11 empty] | Industrial | Process Refrig Controls | N | Electrical and Electronic Equip. | New | 0.84643 | 0.79136 | 1.0696 | 0 | 0 | 0 | Fail TRC
[11 empty] | Commercial | Wall Insulation | N | Schools K-12 | New | 0 | 0 | 0 | 0 | 0 | 0 | Fail RIM | [11 empty] | Industrial | Process Refrig Equipment Upgrade | N | Electrical and Electronic Equip. | New | 5.6559 | 0.7526 | 7.5152 | 0 | 0 | 0 | Fail 2-year Threshold
[11 empty] | Commercial | Wall Insulation | N | Warehouse | New | 0 | 0 | 0 | 0 | 0 | 0 | Fail RIM | [11 empty] | Industrial | Process Refrig Equipment Upgrade | N | Electrical and Electronic Equip. | Turnover | 5.6559 | 0.7526 | 7.5152 | 0 | 0 | 0 | Fail 2-year Threshold
[11 empty] | Commercial | Warehouse Loading Dock Seals | N | Assembly | Existing | 0.21234 | 0.65781 | 0.3228 | 0 | 0 | 0 | Fail RIM | [11 empty] | Industrial | Process Refrig System Optimization | N | Electrical and Electronic Equip. | Existing | 35.1461 | 0.73511 | 47.8107 | 0 | 0 | 0 | Fail 2-year Threshold
[11 empty] | Commercial | Warehouse Loading Dock Seals | N | College and University | Existing | 0.10373 | 0.65781 | 0.15768 | 0 | 0 | 0 | Fail RIM | [11 empty] | Industrial | Process Refrig System Optimization | N | Electrical and Electronic Equip. | New | 35.1461 | 0.73511 | 47.8107 | 0 | 0 | 0 | Fail 2-year Threshold
[11 empty] | Commercial | Warehouse Loading Dock Seals | N | Grocery | Existing | 0.72209 | 0.65781 | 1.0977 | 0 | 0 | 0 | Fail RIM | [11 empty] | Industrial | Process Heat Improved Controls | N | Electrical and Electronic Equip. | Existing | 0.82999 | 0.79136 | 1.0488 | 0 | 0 | 0 | Fail TRC
[11 empty] | Commercial | Warehouse Loading Dock Seals | N | Healthcare | Existing | 0.20121 | 0.65781 | 0.30588 | 0 | 0 | 0 | Fail RIM | [11 empty] | Industrial | Process Heat Improved Controls | N | Electrical and Electronic Equip. | New | 0.82999 | 0.79136 | 1.0488 | 0 | 0 | 0 | Fail TRC
[11 empty] | Commercial | Warehouse Loading Dock Seals | N | Hospitals | Existing | 0.10408 | 0.65781 | 0.15823 | 0 | 0 | 0 | Fail RIM | [11 empty] | Industrial | Process Heat System Optimization | N | Electrical and Electronic Equip. | Existing | 2.8041 | 0.77099 | 3.6371 | 0 | 0 | 0 | Fail 2-year Threshold
[11 empty] | Commercial | Warehouse Loading Dock Seals | N | Institutional | Existing | 0.64937 | 0.65781 | 0.98717 | 0 | 0 | 0 | Fail RIM | [11 empty] | Industrial | Process Heat System Optimization | N | Electrical and Electronic Equip. | New | 2.8041 | 0.77099 | 3.6371 | 0 | 0 | 0 | Fail 2-year Threshold
[11 empty] | Commercial | Warehouse Loading Dock Seals | N | Lodging/Hospitality | Existing | 0.4885 | 0.65781 | 0.74262 | 0 | 0 | 0 | Fail RIM | [11 empty] | Industrial | Compressed Air Controls | N | Lumber/Furniture/Pulp/Paper | Existing | 18.4805 | 0.7779 | 23.7571 | 0 | 0 | 0 | Fail 2-year Threshold
[11 empty] | Commercial | Warehouse Loading Dock Seals | N | Miscellaneous | Existing | 0.1298 | 0.65781 | 0.19732 | 0 | 0 | 0 | Fail RIM | [11 empty] | Industrial | Compressed Air Controls | N | Lumber/Furniture/Pulp/Paper | New | 18.4805 | 0.7779 | 23.7571 | 0 | 0 | 0 | Fail 2-year Threshold
[11 empty] | Commercial | Warehouse Loading Dock Seals | N | Offices | Existing | 0.94239 | 0.65781 | 1.4326 | 0 | 0 | 0 | Fail RIM | [11 empty] | Industrial | Compressed Air System Optimization | N | Lumber/Furniture/Pulp/Paper | Existing | 10.3867 | 0.75638 | 13.7321 | 0 | 0 | 0 | Fail 2-year Threshold
[11 empty] | Commercial | Warehouse Loading Dock Seals | N | Restaurants | Existing | 0.70065 | 0.65781 | 1.0651 | 0 | 0 | 0 | Fail RIM | [11 empty] | Industrial | Compressed Air System Optimization | N | Lumber/Furniture/Pulp/Paper | New | 10.3867 | 0.75638 | 13.7321 | 0 | 0 | 0 | Fail 2-year Threshold
[11 empty] | Commercial | Warehouse Loading Dock Seals | N | Retail | Existing | 0.30607 | 0.65781 | 0.46529 | 0 | 0 | 0 | Fail RIM | [11 empty] | Industrial | Efficient Lighting - Exterior | N | Lumber/Furniture/Pulp/Paper | New | 5.8895 | 1.0383 | 5.6724 | 0 | 0 | 0 | Fail 2-year Threshold
[11 empty] | Commercial | Warehouse Loading Dock Seals | N | Schools K-12 | Existing | 0.0699 | 0.65781 | 0.10626 | 0 | 0 | 0 | Fail RIM | [11 empty] | Industrial | Efficient Lighting - Exterior | N | Lumber/Furniture/Pulp/Paper | Turnover | 5.8895 | 1.0383 | 5.6724 | 0 | 0 | 0 | Fail 2-year Threshold
[11 empty] | Commercial | Warehouse Loading Dock Seals | N | Warehouse | Existing | 0.19329 | 0.65781 | 0.29384 | 0 | 0 | 0 | Fail RIM | [11 empty] | Industrial | HVAC Improved Controls | N | Lumber/Furniture/Pulp/Paper | Existing | 43.3838 | 0.78532 | 55.2438 | 0 | 0 | 0 | Fail 2-year Threshold
[11 empty] | Commercial | Warehouse Loading Dock Seals | N | Assembly | New | 0.20439 | 0.65781 | 0.31072 | 0 | 0 | 0 | Fail RIM | [11 empty] | Industrial | HVAC Improved Controls | N | Lumber/Furniture/Pulp/Paper | New | 43.3838 | 0.78532 | 55.2438 | 0 | 0 | 0 | Fail 2-year Threshold
[11 empty] | Commercial | Warehouse Loading Dock Seals | N | College and University | New | 0.099842 | 0.65781 | 0.15178 | 0 | 0 | 0 | Fail RIM | [11 empty] | Industrial | Fan Improved Controls | N | Lumber/Furniture/Pulp/Paper | Existing | 30.2446 | 0.79498 | 38.0446 | 0 | 0 | 0 | Fail 2-year Threshold
[11 empty] | Commercial | Warehouse Loading Dock Seals | N | Grocery | New | 0.69505 | 0.65781 | 1.0566 | 0 | 0 | 0 | Fail RIM | [11 empty] | Industrial | Fan Improved Controls | N | Lumber/Furniture/Pulp/Paper | New | 30.2446 | 0.79498 | 38.0446 | 0 | 0 | 0 | Fail 2-year Threshold
[11 empty] | Commercial | Warehouse Loading Dock Seals | N | Healthcare | New | 0.19367 | 0.65781 | 0.29442 | 0 | 0 | 0 | Fail RIM | [11 empty] | Industrial | Fan System Optimization | N | Lumber/Furniture/Pulp/Paper | Existing | 14.5398 | 0.75638 | 19.2229 | 0 | 0 | 0 | Fail 2-year Threshold
[11 empty] | Commercial | Warehouse Loading Dock Seals | N | Hospitals | New | 0.10018 | 0.65781 | 0.1523 | 0 | 0 | 0 | Fail RIM | [11 empty] | Industrial | Fan System Optimization | N | Lumber/Furniture/Pulp/Paper | New | 14.5398 | 0.75638 | 19.2229 | 0 | 0 | 0 | Fail 2-year Threshold
[11 empty] | Commercial | Warehouse Loading Dock Seals | N | Institutional | New | 0.62505 | 0.65781 | 0.95021 | 0 | 0 | 0 | Fail RIM | [11 empty] | Industrial | Motor Equipment Upgrades | N | Lumber/Furniture/Pulp/Paper | New | 7.7684 | 0.75638 | 10.2705 | 0 | 0 | 0 | Fail 2-year Threshold
[11 empty] | Commercial | Warehouse Loading Dock Seals | N | Lodging/Hospitality | New | 0.47021 | 0.65781 | 0.71481 | 0 | 0 | 0 | Fail RIM | [11 empty] | Industrial | Motor Equipment Upgrades | N | Lumber/Furniture/Pulp/Paper | Turnover | 7.7684 | 0.75638 | 10.2705 | 0 | 0 | 0 | Fail 2-year Threshold
[11 empty] | Commercial | Warehouse Loading Dock Seals | N | Miscellaneous | New | 0.12494 | 0.65781 | 0.18993 | 0 | 0 | 0 | Fail RIM | [11 empty] | Industrial | Motor Improved Controls | N | Lumber/Furniture/Pulp/Paper | Existing | 15.1189 | 0.79498 | 19.018 | 0 | 0 | 0 | Fail 2-year Threshold
[11 empty] | Commercial | Warehouse Loading Dock Seals | N | Offices | New | 0.9071 | 0.65781 | 1.379 | 0 | 0 | 0 | Fail RIM | [11 empty] | Industrial | Motor Improved Controls | N | Lumber/Furniture/Pulp/Paper | New | 15.1189 | 0.79498 | 19.018 | 0 | 0 | 0 | Fail 2-year Threshold
[11 empty] | Commercial | Warehouse Loading Dock Seals | N | Restaurants | New | 0.67442 | 0.65781 | 1.0253 | 0 | 0 | 0 | Fail RIM | [11 empty] | Industrial | Motor Optimization | N | Lumber/Furniture/Pulp/Paper | Existing | 6.4737 | 0.75638 | 8.5588 | 0 | 0 | 0 | Fail 2-year Threshold
[11 empty] | Commercial | Warehouse Loading Dock Seals | N | Retail | New | 0.29461 | 0.65781 | 0.44787 | 0 | 0 | 0 | Fail RIM | [11 empty] | Industrial | Motor Optimization | N | Lumber/Furniture/Pulp/Paper | New | 6.4737 | 0.75638 | 8.5588 | 0 | 0 | 0 | Fail 2-year Threshold
[11 empty] | Commercial | Warehouse Loading Dock Seals | N | Schools K-12 | New | 0.067283 | 0.65781 | 0.10228 | 0 | 0 | 0 | Fail RIM | [11 empty] | Industrial | Pump Improved Controls | N | Lumber/Furniture/Pulp/Paper | Existing | 11.6621 | 0.79498 | 14.6698 | 0 | 0 | 0 | Fail 2-year Threshold
[11 empty] | Commercial | Warehouse Loading Dock Seals | N | Warehouse | New | 0.18605 | 0.65781 | 0.28284 | 0 | 0 | 0 | Fail RIM | [11 empty] | Industrial | Pump Improved Controls | N | Lumber/Furniture/Pulp/Paper | New | 11.6621 | 0.79498 | 14.6698 | 0 | 0 | 0 | Fail 2-year Threshold
[11 empty] | Commercial | Water Cooled Refrigeration Heat Recovery | N | Assembly | Existing | 0.056736 | 0.65569 | 0.086528 | 0 | 0 | 0 | Fail RIM | [11 empty] | Industrial | Process Refrig Controls | N | Lumber/Furniture/Pulp/Paper | Existing | 0.84643 | 0.79136 | 1.0696 | 0 | 0 | 0 | Fail TRC
[11 empty] | Commercial | Water Cooled Refrigeration Heat Recovery | N | College and University | Existing | 0.085612 | 0.65287 | 0.13113 | 0 | 0 | 0 | Fail RIM | [11 empty] | Industrial | Process Refrig Controls | N | Lumber/Furniture/Pulp/Paper | New | 0.84643 | 0.79136 | 1.0696 | 0 | 0 | 0 | Fail TRC
[11 empty] | Commercial | Water Cooled Refrigeration Heat Recovery | N | Grocery | Existing | 0.55858 | 0.65569 | 0.85188 | 0 | 0 | 0 | Fail RIM | [11 empty] | Industrial | Process Heat Improved Controls | N | Lumber/Furniture/Pulp/Paper | Existing | 0.82999 | 0.79136 | 1.0488 | 0 | 0 | 0 | Fail TRC
[11 empty] | Commercial | Water Cooled Refrigeration Heat Recovery | N | Healthcare | Existing | 0.22733 | 0.65287 | 0.3482 | 0 | 0 | 0 | Fail RIM | [11 empty] | Industrial | Process Heat Improved Controls | N | Lumber/Furniture/Pulp/Paper | New | 0.82999 | 0.79136 | 1.0488 | 0 | 0 | 0 | Fail TRC
[11 empty] | Commercial | Water Cooled Refrigeration Heat Recovery | N | Hospitals | Existing | 0.22733 | 0.65287 | 0.3482 | 0 | 0 | 0 | Fail RIM | [11 empty] | Industrial | Process Heat System Optimization | N | Lumber/Furniture/Pulp/Paper | Existing | 0.41679 | 0.77099 | 0.54059 | 0 | 0 | 0 | Fail TRC
[11 empty] | Commercial | Water Cooled Refrigeration Heat Recovery | N | Institutional | Existing | 0.25742 | 0.65569 | 0.39259 | 0 | 0 | 0 | Fail RIM | [11 empty] | Industrial | Process Heat System Optimization | N | Lumber/Furniture/Pulp/Paper | New | 0.41679 | 0.77099 | 0.54059 | 0 | 0 | 0 | Fail TRC
[11 empty] | Commercial | Water Cooled Refrigeration Heat Recovery | N | Lodging/Hospitality | Existing | 0.12831 | 0.65287 | 0.19654 | 0 | 0 | 0 | Fail RIM | [11 empty] | Industrial | Process Other Equipment Upgrades | N | Lumber/Furniture/Pulp/Paper | New | 5.8307 | 0.7526 | 7.7475 | 0 | 0 | 0 | Fail 2-year Threshold
[11 empty] | Commercial | Water Cooled Refrigeration Heat Recovery | N | Miscellaneous | Existing | 1.6509 | 0.65569 | 2.5179 | 0 | 0 | 0 | Fail RIM | [11 empty] | Industrial | Process Other Equipment Upgrades | N | Lumber/Furniture/Pulp/Paper | Turnover | 5.8307 | 0.7526 | 7.7475 | 0 | 0 | 0 | Fail 2-year Threshold
[11 empty] | Commercial | Water Cooled Refrigeration Heat Recovery | N | Offices | Existing | 0.23558 | 0.65569 | 0.35928 | 0 | 0 | 0 | Fail RIM | [11 empty] | Industrial | Compressed Air Controls | N | Metal Products and Machinery | Existing | 12.5164 | 0.7779 | 16.09 | 0 | 0 | 0 | Fail 2-year Threshold
[11 empty] | Commercial | Water Cooled Refrigeration Heat Recovery | N | Restaurants | Existing | 0.53754 | 0.65287 | 0.82335 | 0 | 0 | 0 | Fail RIM | [11 empty] | Industrial | Compressed Air Controls | N | Metal Products and Machinery | New | 12.5164 | 0.7779 | 16.09 | 0 | 0 | 0 | Fail 2-year Threshold
[11 empty] | Commercial | Water Cooled Refrigeration Heat Recovery | N | Retail | Existing | 0.10467 | 0.65569 | 0.15963 | 0 | 0 | 0 | Fail RIM | [11 empty] | Industrial | Compressed Air Equipment | N | Metal Products and Machinery | New | 7.5404 | 0.79498 | 9.4851 | 0 | 0 | 0 | Fail 2-year Threshold
[11 empty] | Commercial | Water Cooled Refrigeration Heat Recovery | N | Schools K-12 | Existing | 0.085612 | 0.65287 | 0.13113 | 0 | 0 | 0 | Fail RIM | [11 empty] | Industrial | Compressed Air Equipment | N | Metal Products and Machinery | Turnover | 7.5404 | 0.79498 | 9.4851 | 0 | 0 | 0 | Fail 2-year Threshold
[11 empty] | Commercial | Water Cooled Refrigeration Heat Recovery | N | Warehouse | Existing | 0.027682 | 0.65569 | 0.042218 | 0 | 0 | 0 | Fail RIM | [11 empty] | Industrial | Compressed Air System Optimization | N | Metal Products and Machinery | Existing | 10.7035 | 0.75638 | 14.151 | 0 | 0 | 0 | Fail 2-year Threshold
[11 empty] | Commercial | Water Cooled Refrigeration Heat Recovery | N | Assembly | New | 0.056736 | 0.65569 | 0.086528 | 0 | 0 | 0 | Fail RIM | [11 empty] | Industrial | Compressed Air System Optimization | N | Metal Products and Machinery | New | 10.7035 | 0.75638 | 14.151 | 0 | 0 | 0 | Fail 2-year Threshold
[11 empty] | Commercial | Water Cooled Refrigeration Heat Recovery | N | College and University | New | 0.085612 | 0.65287 | 0.13113 | 0 | 0 | 0 | Fail RIM | [11 empty] | Industrial | Plant Energy Management | N | Metal Products and Machinery | Existing | 4.8216 | 0.75751 | 6.365 | 0 | 0 | 0 | Fail 2-year Threshold
[11 empty] | Commercial | Water Cooled Refrigeration Heat Recovery | N | Grocery | New | 0.55858 | 0.65569 | 0.85188 | 0 | 0 | 0 | Fail RIM | [11 empty] | Industrial | Plant Energy Management | N | Metal Products and Machinery | New | 4.8216 | 0.75751 | 6.365 | 0 | 0 | 0 | Fail 2-year Threshold
[11 empty] | Commercial | Water Cooled Refrigeration Heat Recovery | N | Healthcare | New | 0.22733 | 0.65287 | 0.3482 | 0 | 0 | 0 | Fail RIM | [11 empty] | Industrial | Efficient Lighting - Exterior | N | Metal Products and Machinery | New | 5.8895 | 1.0383 | 5.6724 | 0 | 0 | 0 | Fail 2-year Threshold
[11 empty] | Commercial | Water Cooled Refrigeration Heat Recovery | N | Hospitals | New | 0.22733 | 0.65287 | 0.3482 | 0 | 0 | 0 | Fail RIM | [11 empty] | Industrial | Efficient Lighting - Exterior | N | Metal Products and Machinery | Turnover | 5.8895 | 1.0383 | 5.6724 | 0 | 0 | 0 | Fail 2-year Threshold
[11 empty] | Commercial | Water Cooled Refrigeration Heat Recovery | N | Institutional | New | 0.25742 | 0.65569 | 0.39259 | 0 | 0 | 0 | Fail RIM | [11 empty] | Industrial | HVAC Improved Controls | N | Metal Products and Machinery | Existing | 12.7255 | 0.78532 | 16.2043 | 0 | 0 | 0 | Fail 2-year Threshold
[11 empty] | Commercial | Water Cooled Refrigeration Heat Recovery | N | Lodging/Hospitality | New | 0.12831 | 0.65287 | 0.19654 | 0 | 0 | 0 | Fail RIM | [11 empty] | Industrial | HVAC Improved Controls | N | Metal Products and Machinery | New | 12.7255 | 0.78532 | 16.2043 | 0 | 0 | 0 | Fail 2-year Threshold
[11 empty] | Commercial | Water Cooled Refrigeration Heat Recovery | N | Miscellaneous | New | 1.6509 | 0.65569 | 2.5179 | 0 | 0 | 0 | Fail RIM | [11 empty] | Industrial | HVAC Recommissioning | N | Metal Products and Machinery | Existing | 0.43814 | 0.74631 | 0.58707 | 0 | 0 | 0 | Fail TRC
[11 empty] | Commercial | Water Cooled Refrigeration Heat Recovery | N | Offices | New | 0.23558 | 0.65569 | 0.35928 | 0 | 0 | 0 | Fail RIM | [11 empty] | Industrial | HVAC Recommissioning | N | Metal Products and Machinery | New | 0.43814 | 0.74631 | 0.58707 | 0 | 0 | 0 | Fail TRC
[11 empty] | Commercial | Water Cooled Refrigeration Heat Recovery | N | Restaurants | New | 0.53754 | 0.65287 | 0.82335 | 0 | 0 | 0 | Fail RIM | [11 empty] | Industrial | Fan Improved Controls | N | Metal Products and Machinery | Existing | 30.2446 | 0.79498 | 38.0446 | 0 | 0 | 0 | Fail 2-year Threshold
[11 empty] | Commercial | Water Cooled Refrigeration Heat Recovery | N | Retail | New | 0.10467 | 0.65569 | 0.15963 | 0 | 0 | 0 | Fail RIM | [11 empty] | Industrial | Fan Improved Controls | N | Metal Products and Machinery | New | 30.2446 | 0.79498 | 38.0446 | 0 | 0 | 0 | Fail 2-year Threshold
[11 empty] | Commercial | Water Cooled Refrigeration Heat Recovery | N | Schools K-12 | New | 0.085612 | 0.65287 | 0.13113 | 0 | 0 | 0 | Fail RIM | [11 empty] | Industrial | Fan System Optimization | N | Metal Products and Machinery | Existing | 24.7305 | 0.75638 | 32.6959 | 0 | 0 | 0 | Fail 2-year Threshold
[11 empty] | Commercial | Water Cooled Refrigeration Heat Recovery | N | Warehouse | New | 0.027682 | 0.65569 | 0.042218 | 0 | 0 | 0 | Fail RIM | [11 empty] | Industrial | Fan System Optimization | N | Metal Products and Machinery | New | 24.7305 | 0.75638 | 32.6959 | 0 | 0 | 0 | Fail 2-year Threshold
[11 empty] | Commercial | Waterside Economizer | N | Assembly | Existing | 0.028535 | 0.73316 | 0.038921 | 0 | 0 | 0 | Fail RIM | [11 empty] | Industrial | Motor Improved Controls | N | Metal Products and Machinery | Existing | 16.4126 | 0.79498 | 20.6453 | 0 | 0 | 0 | Fail 2-year Threshold
[11 empty] | Commercial | Waterside Economizer | N | College and University | Existing | 0.031657 | 0.73316 | 0.043179 | 0 | 0 | 0 | Fail RIM | [11 empty] | Industrial | Motor Improved Controls | N | Metal Products and Machinery | New | 16.4126 | 0.79498 | 20.6453 | 0 | 0 | 0 | Fail 2-year Threshold
[11 empty] | Commercial | Waterside Economizer | N | Grocery | Existing | 0.015763 | 0.73316 | 0.0215 | 0 | 0 | 0 | Fail RIM | [11 empty] | Industrial | Motor Optimization | N | Metal Products and Machinery | Existing | 6.2872 | 0.75638 | 8.3122 | 0 | 0 | 0 | Fail 2-year Threshold
[11 empty] | Commercial | Waterside Economizer | N | Healthcare | Existing | 0.062092 | 0.73316 | 0.084691 | 0 | 0 | 0 | Fail RIM | [11 empty] | Industrial | Motor Optimization | N | Metal Products and Machinery | New | 6.2872 | 0.75638 | 8.3122 | 0 | 0 | 0 | Fail 2-year Threshold
[11 empty] | Commercial | Waterside Economizer | N | Hospitals | Existing | 0.058817 | 0.73316 | 0.080224 | 0 | 0 | 0 | Fail RIM | [11 empty] | Industrial | Pump Improved Controls | N | Metal Products and Machinery | Existing | 11.6621 | 0.79498 | 14.6698 | 0 | 0 | 0 | Fail 2-year Threshold
[11 empty] | Commercial | Waterside Economizer | N | Institutional | Existing | 0.015414 | 0.73316 | 0.021024 | 0 | 0 | 0 | Fail RIM | [11 empty] | Industrial | Pump Improved Controls | N | Metal Products and Machinery | New | 11.6621 | 0.79498 | 14.6698 | 0 | 0 | 0 | Fail 2-year Threshold
[11 empty] | Commercial | Waterside Economizer | N | Lodging/Hospitality | Existing | 0.047137 | 0.73316 | 0.064293 | 0 | 0 | 0 | Fail RIM | [11 empty] | Industrial | Pump System Optimization | N | Metal Products and Machinery | Existing | 17.4546 | 0.75638 | 23.0765 | 0 | 0 | 0 | Fail 2-year Threshold
[11 empty] | Commercial | Waterside Economizer | N | Miscellaneous | Existing | 0.015938 | 0.73316 | 0.021739 | 0 | 0 | 0 | Fail RIM | [11 empty] | Industrial | Pump System Optimization | N | Metal Products and Machinery | New | 17.4546 | 0.75638 | 23.0765 | 0 | 0 | 0 | Fail 2-year Threshold
[11 empty] | Commercial | Waterside Economizer | N | Offices | Existing | 0.032116 | 0.73316 | 0.043805 | 0 | 0 | 0 | Fail RIM | [11 empty] | Industrial | Process Refrig System Optimization | N | Metal Products and Machinery | Existing | 45.376 | 0.73511 | 61.7269 | 0 | 0 | 0 | Fail 2-year Threshold
[11 empty] | Commercial | Waterside Economizer | N | Restaurants | Existing | 0.046242 | 0.73316 | 0.063072 | 0 | 0 | 0 | Fail RIM | [11 empty] | Industrial | Process Refrig System Optimization | N | Metal Products and Machinery | New | 45.376 | 0.73511 | 61.7269 | 0 | 0 | 0 | Fail 2-year Threshold
[11 empty] | Commercial | Waterside Economizer | N | Retail | Existing | 0.036242 | 0.73316 | 0.049433 | 0 | 0 | 0 | Fail RIM | [11 empty] | Industrial | Process Heat Equipment Upgrade | N | Metal Products and Machinery | New | 4.9886 | 0.7526 | 6.6285 | 0 | 0 | 0 | Fail 2-year Threshold
[11 empty] | Commercial | Waterside Economizer | N | Schools K-12 | Existing | 0.031505 | 0.73316 | 0.042971 | 0 | 0 | 0 | Fail RIM | [11 empty] | Industrial | Process Heat Equipment Upgrade | N | Metal Products and Machinery | Turnover | 4.9886 | 0.7526 | 6.6285 | 0 | 0 | 0 | Fail 2-year Threshold
[11 empty] | Commercial | Waterside Economizer | N | Warehouse | Existing | 0.006921 | 0.73316 | 0.0094399 | 0 | 0 | 0 | Fail RIM | [11 empty] | Industrial | Process Heat Improved Controls | N | Metal Products and Machinery | Existing | 0.82796 | 0.79136 | 1.0463 | 0 | 0 | 0 | Fail TRC
[11 empty] | Commercial | Waterside Economizer | N | Assembly | New | 0.028535 | 0.73316 | 0.038921 | 0 | 0 | 0 | Fail RIM | [11 empty] | Industrial | Process Heat Improved Controls | N | Metal Products and Machinery | New | 0.82796 | 0.79136 | 1.0463 | 0 | 0 | 0 | Fail TRC
[11 empty] | Commercial | Waterside Economizer | N | College and University | New | 0.031657 | 0.73316 | 0.043179 | 0 | 0 | 0 | Fail RIM | [11 empty] | Industrial | Process Heat System Optimization | N | Metal Products and Machinery | Existing | 0.61634 | 0.77099 | 0.79941 | 0 | 0 | 0 | Fail TRC
[11 empty] | Commercial | Waterside Economizer | N | Grocery | New | 0.015763 | 0.73316 | 0.0215 | 0 | 0 | 0 | Fail RIM | [11 empty] | Industrial | Process Heat System Optimization | N | Metal Products and Machinery | New | 0.61634 | 0.77099 | 0.79941 | 0 | 0 | 0 | Fail TRC
[11 empty] | Commercial | Waterside Economizer | N | Healthcare | New | 0.062092 | 0.73316 | 0.084691 | 0 | 0 | 0 | Fail RIM | [11 empty] | Industrial | Compressed Air Controls | N | Miscellaneous Manufacturing | Existing | 96.9413 | 0.7779 | 124.62 | 0 | 0 | 0 | Fail 2-year Threshold
[11 empty] | Commercial | Waterside Economizer | N | Hospitals | New | 0.058817 | 0.73316 | 0.080224 | 0 | 0 | 0 | Fail RIM | [11 empty] | Industrial | Compressed Air Controls | N | Miscellaneous Manufacturing | New | 96.9413 | 0.7779 | 124.62 | 0 | 0 | 0 | Fail 2-year Threshold
[11 empty] | Commercial | Waterside Economizer | N | Institutional | New | 0.015414 | 0.73316 | 0.021024 | 0 | 0 | 0 | Fail RIM | [11 empty] | Industrial | Compressed Air Equipment | N | Miscellaneous Manufacturing | New | 51.6187 | 0.79498 | 64.9312 | 0 | 0 | 0 | Fail 2-year Threshold
[11 empty] | Commercial | Waterside Economizer | N | Lodging/Hospitality | New | 0.047137 | 0.73316 | 0.064293 | 0 | 0 | 0 | Fail RIM | [11 empty] | Industrial | Compressed Air Equipment | N | Miscellaneous Manufacturing | Turnover | 51.6187 | 0.79498 | 64.9312 | 0 | 0 | 0 | Fail 2-year Threshold
[11 empty] | Commercial | Waterside Economizer | N | Miscellaneous | New | 0.015938 | 0.73316 | 0.021739 | 0 | 0 | 0 | Fail RIM | [11 empty] | Industrial | Compressed Air System Optimization | N | Miscellaneous Manufacturing | Existing | 6.8956 | 0.75638 | 9.1166 | 0 | 0 | 0 | Fail 2-year Threshold
[11 empty] | Commercial | Waterside Economizer | N | Offices | New | 0.032116 | 0.73316 | 0.043805 | 0 | 0 | 0 | Fail RIM | [11 empty] | Industrial | Compressed Air System Optimization | N | Miscellaneous Manufacturing | New | 6.8956 | 0.75638 | 9.1166 | 0 | 0 | 0 | Fail 2-year Threshold
[11 empty] | Commercial | Waterside Economizer | N | Restaurants | New | 0.046242 | 0.73316 | 0.063072 | 0 | 0 | 0 | Fail RIM | [11 empty] | Industrial | Plant Energy Management | N | Miscellaneous Manufacturing | Existing | 23.0587 | 0.75751 | 30.44 | 0 | 0 | 0 | Fail 2-year Threshold
[11 empty] | Commercial | Waterside Economizer | N | Retail | New | 0.036242 | 0.73316 | 0.049433 | 0 | 0 | 0 | Fail RIM | [11 empty] | Industrial | Plant Energy Management | N | Miscellaneous Manufacturing | New | 23.0587 | 0.75751 | 30.44 | 0 | 0 | 0 | Fail 2-year Threshold
[11 empty] | Commercial | Waterside Economizer | N | Schools K-12 | New | 0.031505 | 0.73316 | 0.042971 | 0 | 0 | 0 | Fail RIM | [11 empty] | Industrial | Efficient Lighting - Exterior | N | Miscellaneous Manufacturing | New | 5.8895 | 1.0383 | 5.6724 | 0 | 0 | 0 | Fail 2-year Threshold
[11 empty] | Commercial | Waterside Economizer | N | Warehouse | New | 0.006921 | 0.73316 | 0.0094399 | 0 | 0 | 0 | Fail RIM | [11 empty] | Industrial | Efficient Lighting - Exterior | N | Miscellaneous Manufacturing | Turnover | 5.8895 | 1.0383 | 5.6724 | 0 | 0 | 0 | Fail 2-year Threshold
[11 empty] | Commercial | Window Sun Protection | N | Assembly | Existing | 0.12298 | 0.64273 | 0.19135 | 0 | 0 | 0 | Fail RIM | [11 empty] | Industrial | Lighting Controls - Exterior | N | Miscellaneous Manufacturing | Existing | 4.5493 | 1.0174 | 4.4715 | 0 | 0 | 0 | Fail 2-year Threshold
[11 empty] | Commercial | Window Sun Protection | N | College and University | Existing | 0.12298 | 0.64273 | 0.19135 | 0 | 0 | 0 | Fail RIM | [11 empty] | Industrial | Lighting Controls - Exterior | N | Miscellaneous Manufacturing | New | 4.5493 | 1.0174 | 4.4715 | 0 | 0 | 0 | Fail 2-year Threshold
[11 empty] | Commercial | Window Sun Protection | N | Grocery | Existing | 0.12298 | 0.64273 | 0.19135 | 0 | 0 | 0 | Fail RIM | [11 empty] | Industrial | Building Envelope Improvements | N | Miscellaneous Manufacturing | Existing | 7.4698 | 0.78532 | 9.5119 | 0 | 0 | 0 | Fail 2-year Threshold
[11 empty] | Commercial | Window Sun Protection | N | Healthcare | Existing | 0.12298 | 0.64273 | 0.19135 | 0 | 0 | 0 | Fail RIM | [11 empty] | Industrial | Building Envelope Improvements | N | Miscellaneous Manufacturing | New | 7.4698 | 0.78532 | 9.5119 | 0 | 0 | 0 | Fail 2-year Threshold
[11 empty] | Commercial | Window Sun Protection | N | Hospitals | Existing | 0.12298 | 0.64273 | 0.19135 | 0 | 0 | 0 | Fail RIM | [11 empty] | Industrial | HVAC Improved Controls | N | Miscellaneous Manufacturing | Existing | 119.5305 | 0.78532 | 152.2069 | 0 | 0 | 0 | Fail 2-year Threshold
[11 empty] | Commercial | Window Sun Protection | N | Institutional | Existing | 0.12298 | 0.64273 | 0.19135 | 0 | 0 | 0 | Fail RIM | [11 empty] | Industrial | HVAC Improved Controls | N | Miscellaneous Manufacturing | New | 119.5305 | 0.78532 | 152.2069 | 0 | 0 | 0 | Fail 2-year Threshold
[11 empty] | Commercial | Window Sun Protection | N | Lodging/Hospitality | Existing | 0.12668 | 0.65711 | 0.19278 | 0 | 0 | 0 | Fail RIM | [11 empty] | Industrial | Lighting Controls | N | Miscellaneous Manufacturing | Existing | 4.5206 | 0.74597 | 6.0601 | 0 | 0 | 0 | Fail 2-year Threshold
[11 empty] | Commercial | Window Sun Protection | N | Miscellaneous | Existing | 0.13363 | 0.6869 | 0.19455 | 0 | 0 | 0 | Fail RIM | [11 empty] | Industrial | Lighting Controls | N | Miscellaneous Manufacturing | New | 4.5206 | 0.74597 | 6.0601 | 0 | 0 | 0 | Fail 2-year Threshold
[11 empty] | Commercial | Window Sun Protection | N | Offices | Existing | 0.12298 | 0.64273 | 0.19135 | 0 | 0 | 0 | Fail RIM | [11 empty] | Industrial | Fan Improved Controls | N | Miscellaneous Manufacturing | Existing | 30.2446 | 0.79498 | 38.0446 | 0 | 0 | 0 | Fail 2-year Threshold
[11 empty] | Commercial | Window Sun Protection | N | Restaurants | Existing | 0.12298 | 0.64273 | 0.19135 | 0 | 0 | 0 | Fail RIM | [11 empty] | Industrial | Fan Improved Controls | N | Miscellaneous Manufacturing | New | 30.2446 | 0.79498 | 38.0446 | 0 | 0 | 0 | Fail 2-year Threshold
[11 empty] | Commercial | Window Sun Protection | N | Retail | Existing | 0.12298 | 0.64273 | 0.19135 | 0 | 0 | 0 | Fail RIM | [11 empty] | Industrial | Motor Improved Controls | N | Miscellaneous Manufacturing | Existing | 11.6621 | 0.79498 | 14.6698 | 0 | 0 | 0 | Fail 2-year Threshold
[11 empty] | Commercial | Window Sun Protection | N | Schools K-12 | Existing | 0.12298 | 0.64273 | 0.19135 | 0 | 0 | 0 | Fail RIM | [11 empty] | Industrial | Motor Improved Controls | N | Miscellaneous Manufacturing | New | 11.6621 | 0.79498 | 14.6698 | 0 | 0 | 0 | Fail 2-year Threshold
[11 empty] | Commercial | Window Sun Protection | N | Warehouse | Existing | 0.13363 | 0.6869 | 0.19455 | 0 | 0 | 0 | Fail RIM | [11 empty] | Industrial | Motor Optimization | N | Miscellaneous Manufacturing | Existing | 0.82289 | 0.75638 | 1.0879 | 0 | 0 | 0 | Fail TRC
[11 empty] | Commercial | Window Sun Protection | N | Assembly | New | 0.07379 | 0.64273 | 0.11481 | 0 | 0 | 0 | Fail RIM | [11 empty] | Industrial | Motor Optimization | N | Miscellaneous Manufacturing | New | 0.82289 | 0.75638 | 1.0879 | 0 | 0 | 0 | Fail TRC
[11 empty] | Commercial | Window Sun Protection | N | College and University | New | 0.07379 | 0.64273 | 0.11481 | 0 | 0 | 0 | Fail RIM | [11 empty] | Industrial | Pump Improved Controls | N | Miscellaneous Manufacturing | Existing | 11.6621 | 0.79498 | 14.6698 | 0 | 0 | 0 | Fail 2-year Threshold
[11 empty] | Commercial | Window Sun Protection | N | Grocery | New | 0.07379 | 0.64273 | 0.11481 | 0 | 0 | 0 | Fail RIM | [11 empty] | Industrial | Pump Improved Controls | N | Miscellaneous Manufacturing | New | 11.6621 | 0.79498 | 14.6698 | 0 | 0 | 0 | Fail 2-year Threshold
[11 empty] | Commercial | Window Sun Protection | N | Healthcare | New | 0.07379 | 0.64273 | 0.11481 | 0 | 0 | 0 | Fail RIM | [11 empty] | Industrial | Process Refrig Controls | N | Miscellaneous Manufacturing | Existing | 0.84643 | 0.79136 | 1.0696 | 0 | 0 | 0 | Fail TRC
[11 empty] | Commercial | Window Sun Protection | N | Hospitals | New | 0.07379 | 0.64273 | 0.11481 | 0 | 0 | 0 | Fail RIM | [11 empty] | Industrial | Process Refrig Controls | N | Miscellaneous Manufacturing | New | 0.84643 | 0.79136 | 1.0696 | 0 | 0 | 0 | Fail TRC
[11 empty] | Commercial | Window Sun Protection | N | Institutional | New | 0.07379 | 0.64273 | 0.11481 | 0 | 0 | 0 | Fail RIM | [11 empty] | Industrial | Process Refrig System Optimization | N | Miscellaneous Manufacturing | Existing | 0.79278 | 0.73511 | 1.0785 | 0 | 0 | 0 | Fail TRC
[11 empty] | Commercial | Window Sun Protection | N | Lodging/Hospitality | New | 0.076007 | 0.65711 | 0.11567 | 0 | 0 | 0 | Fail RIM | [11 empty] | Industrial | Process Refrig System Optimization | N | Miscellaneous Manufacturing | New | 0.79278 | 0.73511 | 1.0785 | 0 | 0 | 0 | Fail TRC
[11 empty] | Commercial | Window Sun Protection | N | Miscellaneous | New | 0.08018 | 0.6869 | 0.11673 | 0 | 0 | 0 | Fail RIM | [11 empty] | Industrial | Process Heat Improved Controls | N | Miscellaneous Manufacturing | Existing | 0.82999 | 0.79136 | 1.0488 | 0 | 0 | 0 | Fail TRC
[11 empty] | Commercial | Window Sun Protection | N | Offices | New | 0.07379 | 0.64273 | 0.11481 | 0 | 0 | 0 | Fail RIM | [11 empty] | Industrial | Process Heat Improved Controls | N | Miscellaneous Manufacturing | New | 0.82999 | 0.79136 | 1.0488 | 0 | 0 | 0 | Fail TRC
[11 empty] | Commercial | Window Sun Protection | N | Restaurants | New | 0.07379 | 0.64273 | 0.11481 | 0 | 0 | 0 | Fail RIM | [11 empty] | Industrial | Process Heat System Optimization | N | Miscellaneous Manufacturing | Existing | 0.7673 | 0.77099 | 0.99521 | 0 | 0 | 0 | Fail TRC
[11 empty] | Commercial | Window Sun Protection | N | Retail | New | 0.07379 | 0.64273 | 0.11481 | 0 | 0 | 0 | Fail RIM | [11 empty] | Industrial | Process Heat System Optimization | N | Miscellaneous Manufacturing | New | 0.7673 | 0.77099 | 0.99521 | 0 | 0 | 0 | Fail TRC
[11 empty] | Commercial | Window Sun Protection | N | Schools K-12 | New | 0.07379 | 0.64273 | 0.11481 | 0 | 0 | 0 | Fail RIM | [11 empty] | Industrial | Process Other Systems Optimization | N | Miscellaneous Manufacturing | Existing | 12.2994 | 0.73341 | 16.7701 | 0 | 0 | 0 | Fail 2-year Threshold
[11 empty] | Commercial | Window Sun Protection | N | Warehouse | New | 0.08018 | 0.6869 | 0.11673 | 0 | 0 | 0 | Fail RIM | [11 empty] | Industrial | Process Other Systems Optimization | N | Miscellaneous Manufacturing | New | 12.2994 | 0.73341 | 16.7701 | 0 | 0 | 0 | Fail 2-year Threshold
[11 empty] | Commercial | Bi-Level Lighting Control (Interior) | N | Assembly | Existing | 0.48608 | 0.60117 | 0.80856 | 0 | 0 | 0 | Fail RIM | [11 empty] | Industrial | Compressed Air Controls | N | Primary Resources Industries | Existing | 13.835 | 0.7779 | 17.7852 | 0 | 0 | 0 | Fail 2-year Threshold
[11 empty] | Commercial | Bi-Level Lighting Control (Interior) | N | College and University | Existing | 0.74501 | 0.60117 | 1.2393 | 0 | 0 | 0 | Fail RIM | [11 empty] | Industrial | Compressed Air Controls | N | Primary Resources Industries | New | 13.835 | 0.7779 | 17.7852 | 0 | 0 | 0 | Fail 2-year Threshold
[11 empty] | Commercial | Bi-Level Lighting Control (Interior) | N | Grocery | Existing | 0.94579 | 0.6061 | 1.5605 | 0 | 0 | 0 | Fail RIM | [11 empty] | Industrial | Compressed Air System Optimization | N | Primary Resources Industries | Existing | 11.1434 | 0.75638 | 14.7325 | 0 | 0 | 0 | Fail 2-year Threshold
[11 empty] | Commercial | Bi-Level Lighting Control (Interior) | N | Healthcare | Existing | 0.8498 | 0.60117 | 1.4136 | 0 | 0 | 0 | Fail RIM | [11 empty] | Industrial | Compressed Air System Optimization | N | Primary Resources Industries | New | 11.1434 | 0.75638 | 14.7325 | 0 | 0 | 0 | Fail 2-year Threshold
[11 empty] | Commercial | Bi-Level Lighting Control (Interior) | N | Hospitals | Existing | 1.1496 | 0.60117 | 1.9123 | 0 | 0 | 0 | Fail RIM | [11 empty] | Industrial | Plant Energy Management | N | Primary Resources Industries | Existing | 23.0587 | 0.75751 | 30.44 | 0 | 0 | 0 | Fail 2-year Threshold
[11 empty] | Commercial | Bi-Level Lighting Control (Interior) | N | Institutional | Existing | 0.55758 | 0.60117 | 0.92748 | 0 | 0 | 0 | Fail RIM | [11 empty] | Industrial | Plant Energy Management | N | Primary Resources Industries | New | 23.0587 | 0.75751 | 30.44 | 0 | 0 | 0 | Fail 2-year Threshold
[11 empty] | Commercial | Bi-Level Lighting Control (Interior) | N | Lodging/Hospitality | Existing | 0.64042 | 0.6061 | 1.0566 | 0 | 0 | 0 | Fail RIM | [11 empty] | Industrial | Efficient Lighting - Exterior | N | Primary Resources Industries | New | 5.8895 | 1.0383 | 5.6724 | 0 | 0 | 0 | Fail 2-year Threshold
[11 empty] | Commercial | Bi-Level Lighting Control (Interior) | N | Miscellaneous | Existing | 0.74501 | 0.60117 | 1.2393 | 0 | 0 | 0 | Fail RIM | [11 empty] | Industrial | Efficient Lighting - Exterior | N | Primary Resources Industries | Turnover | 5.8895 | 1.0383 | 5.6724 | 0 | 0 | 0 | Fail 2-year Threshold
[11 empty] | Commercial | Bi-Level Lighting Control (Interior) | N | Offices | Existing | 0.5498 | 0.60117 | 0.91455 | 0 | 0 | 0 | Fail RIM | [11 empty] | Industrial | HVAC Improved Controls | N | Primary Resources Industries | Existing | 23.933 | 0.78532 | 30.4756 | 0 | 0 | 0 | Fail 2-year Threshold
[11 empty] | Commercial | Bi-Level Lighting Control (Interior) | N | Restaurants | Existing | 0.5727 | 0.6061 | 0.94489 | 0 | 0 | 0 | Fail RIM | [11 empty] | Industrial | HVAC Improved Controls | N | Primary Resources Industries | New | 23.933 | 0.78532 | 30.4756 | 0 | 0 | 0 | Fail 2-year Threshold
[11 empty] | Commercial | Bi-Level Lighting Control (Interior) | N | Retail | Existing | 0.85026 | 0.6061 | 1.4028 | 0 | 0 | 0 | Fail RIM | [11 empty] | Industrial | Fan Equipment Upgrades | N | Primary Resources Industries | New | 6.689 | 0.79498 | 8.4141 | 0 | 0 | 0 | Fail 2-year Threshold
[11 empty] | Commercial | Bi-Level Lighting Control (Interior) | N | Schools K-12 | Existing | 0.40208 | 0.60117 | 0.66883 | 0 | 0 | 0 | Fail RIM | [11 empty] | Industrial | Fan Equipment Upgrades | N | Primary Resources Industries | Turnover | 6.689 | 0.79498 | 8.4141 | 0 | 0 | 0 | Fail 2-year Threshold
[11 empty] | Commercial | Bi-Level Lighting Control (Interior) | N | Warehouse | Existing | 0.64631 | 0.60117 | 1.0751 | 0 | 0 | 0 | Fail RIM | [11 empty] | Industrial | Fan Improved Controls | N | Primary Resources Industries | Existing | 30.2446 | 0.79498 | 38.0446 | 0 | 0 | 0 | Fail 2-year Threshold
[11 empty] | Commercial | Bi-Level Lighting Control (Interior) | N | Assembly | New | 0.48608 | 0.60117 | 0.80856 | 0 | 0 | 0 | Fail RIM | [11 empty] | Industrial | Fan Improved Controls | N | Primary Resources Industries | New | 30.2446 | 0.79498 | 38.0446 | 0 | 0 | 0 | Fail 2-year Threshold
[11 empty] | Commercial | Bi-Level Lighting Control (Interior) | N | College and University | New | 0.74501 | 0.60117 | 1.2393 | 0 | 0 | 0 | Fail RIM | [11 empty] | Industrial | Fan System Optimization | N | Primary Resources Industries | Existing | 156.5994 | 0.75638 | 207.0382 | 0 | 0 | 0 | Fail 2-year Threshold
[11 empty] | Commercial | Bi-Level Lighting Control (Interior) | N | Grocery | New | 0.94579 | 0.6061 | 1.5605 | 0 | 0 | 0 | Fail RIM | [11 empty] | Industrial | Fan System Optimization | N | Primary Resources Industries | New | 156.5994 | 0.75638 | 207.0382 | 0 | 0 | 0 | Fail 2-year Threshold
[11 empty] | Commercial | Bi-Level Lighting Control (Interior) | N | Healthcare | New | 0.8498 | 0.60117 | 1.4136 | 0 | 0 | 0 | Fail RIM | [11 empty] | Industrial | Motor Improved Controls | N | Primary Resources Industries | Existing | 11.6621 | 0.79498 | 14.6698 | 0 | 0 | 0 | Fail 2-year Threshold
[11 empty] | Commercial | Bi-Level Lighting Control (Interior) | N | Hospitals | New | 1.1496 | 0.60117 | 1.9123 | 0 | 0 | 0 | Fail RIM | [11 empty] | Industrial | Motor Improved Controls | N | Primary Resources Industries | New | 11.6621 | 0.79498 | 14.6698 | 0 | 0 | 0 | Fail 2-year Threshold
[11 empty] | Commercial | Bi-Level Lighting Control (Interior) | N | Institutional | New | 0.55758 | 0.60117 | 0.92748 | 0 | 0 | 0 | Fail RIM | [11 empty] | Industrial | Motor Optimization | N | Primary Resources Industries | Existing | 8.288 | 0.75638 | 10.9574 | 0 | 0 | 0 | Fail 2-year Threshold
[11 empty] | Commercial | Bi-Level Lighting Control (Interior) | N | Lodging/Hospitality | New | 0.64042 | 0.6061 | 1.0566 | 0 | 0 | 0 | Fail RIM | [11 empty] | Industrial | Motor Optimization | N | Primary Resources Industries | New | 8.288 | 0.75638 | 10.9574 | 0 | 0 | 0 | Fail 2-year Threshold
[11 empty] | Commercial | Bi-Level Lighting Control (Interior) | N | Miscellaneous | New | 0.74501 | 0.60117 | 1.2393 | 0 | 0 | 0 | Fail RIM | [11 empty] | Industrial | Pump Equipment Upgrade | N | Primary Resources Industries | New | 6.689 | 0.79498 | 8.4141 | 0 | 0 | 0 | Fail 2-year Threshold
[11 empty] | Commercial | Bi-Level Lighting Control (Interior) | N | Offices | New | 0.5498 | 0.60117 | 0.91455 | 0 | 0 | 0 | Fail RIM | [11 empty] | Industrial | Pump Equipment Upgrade | N | Primary Resources Industries | Turnover | 6.689 | 0.79498 | 8.4141 | 0 | 0 | 0 | Fail 2-year Threshold
[11 empty] | Commercial | Bi-Level Lighting Control (Interior) | N | Restaurants | New | 0.5727 | 0.6061 | 0.94489 | 0 | 0 | 0 | Fail RIM | [11 empty] | Industrial | Pump Improved Controls | N | Primary Resources Industries | Existing | 11.6621 | 0.79498 | 14.6698 | 0 | 0 | 0 | Fail 2-year Threshold
[11 empty] | Commercial | Bi-Level Lighting Control (Interior) | N | Retail | New | 0.85026 | 0.6061 | 1.4028 | 0 | 0 | 0 | Fail RIM | [11 empty] | Industrial | Pump Improved Controls | N | Primary Resources Industries | New | 11.6621 | 0.79498 | 14.6698 | 0 | 0 | 0 | Fail 2-year Threshold
[11 empty] | Commercial | Bi-Level Lighting Control (Interior) | N | Schools K-12 | New | 0.40208 | 0.60117 | 0.66883 | 0 | 0 | 0 | Fail RIM | [11 empty] | Industrial | Pump System Optimization | N | Primary Resources Industries | Existing | 60.8531 | 0.75638 | 80.4532 | 0 | 0 | 0 | Fail 2-year Threshold
[11 empty] | Commercial | Bi-Level Lighting Control (Interior) | N | Warehouse | New | 0.64631 | 0.60117 | 1.0751 | 0 | 0 | 0 | Fail RIM | [11 empty] | Industrial | Pump System Optimization | N | Primary Resources Industries | New | 60.8531 | 0.75638 | 80.4532 | 0 | 0 | 0 | Fail 2-year Threshold
[11 empty] | Commercial | Interior Lighting Controls | N | Assembly | Existing | 1.0184 | 0.58484 | 1.7414 | 0 | 0 | 0 | Fail RIM | [11 empty] | Industrial | Process Refrig Controls | N | Primary Resources Industries | Existing | 0.84643 | 0.79136 | 1.0696 | 0 | 0 | 0 | Fail TRC
[11 empty] | Commercial | Interior Lighting Controls | N | College and University | Existing | 1.5609 | 0.58484 | 2.669 | 0 | 0 | 0 | Fail RIM | [11 empty] | Industrial | Process Refrig Controls | N | Primary Resources Industries | New | 0.84643 | 0.79136 | 1.0696 | 0 | 0 | 0 | Fail TRC
[11 empty] | Commercial | Interior Lighting Controls | N | Grocery | Existing | 1.9632 | 0.58484 | 3.3568 | 0 | 0 | 0 | Fail RIM | [11 empty] | Industrial | Process Refrig System Optimization | N | Primary Resources Industries | Existing | 45.376 | 0.73511 | 61.7269 | 0 | 0 | 0 | Fail 2-year Threshold
[11 empty] | Commercial | Interior Lighting Controls | N | Healthcare | Existing | 1.7805 | 0.58484 | 3.0444 | 0 | 0 | 0 | Fail RIM | [11 empty] | Industrial | Process Refrig System Optimization | N | Primary Resources Industries | New | 45.376 | 0.73511 | 61.7269 | 0 | 0 | 0 | Fail 2-year Threshold
[11 empty] | Commercial | Interior Lighting Controls | N | Hospitals | Existing | 2.4086 | 0.58484 | 4.1185 | 0 | 0 | 0 | Fail RIM | [11 empty] | Industrial | Process Heat Improved Controls | N | Primary Resources Industries | Existing | 0.82999 | 0.79136 | 1.0488 | 0 | 0 | 0 | Fail TRC
[11 empty] | Commercial | Interior Lighting Controls | N | Institutional | Existing | 1.1682 | 0.58484 | 1.9975 | 0 | 0 | 0 | Fail RIM | [11 empty] | Industrial | Process Heat Improved Controls | N | Primary Resources Industries | New | 0.82999 | 0.79136 | 1.0488 | 0 | 0 | 0 | Fail TRC
[11 empty] | Commercial | Interior Lighting Controls | N | Lodging/Hospitality | Existing | 1.3293 | 0.58484 | 2.273 | 0 | 0 | 0 | Fail RIM | [11 empty] | Industrial | Process Heat System Optimization | N | Primary Resources Industries | Existing | 0.68491 | 0.77099 | 0.88836 | 0 | 0 | 0 | Fail TRC
[11 empty] | Commercial | Interior Lighting Controls | N | Miscellaneous | Existing | 1.5609 | 0.58484 | 2.669 | 0 | 0 | 0 | Fail RIM | [11 empty] | Industrial | Process Heat System Optimization | N | Primary Resources Industries | New | 0.68491 | 0.77099 | 0.88836 | 0 | 0 | 0 | Fail TRC
[11 empty] | Commercial | Interior Lighting Controls | N | Offices | Existing | 1.1519 | 0.58484 | 1.9696 | 0 | 0 | 0 | Fail RIM | [11 empty] | Industrial | Compressed Air Controls | N | Stone/Clay/Glass/Concrete | Existing | 11.7935 | 0.7779 | 15.1608 | 0 | 0 | 0 | Fail 2-year Threshold
[11 empty] | Commercial | Interior Lighting Controls | N | Restaurants | Existing | 1.1887 | 0.58484 | 2.0326 | 0 | 0 | 0 | Fail RIM | [11 empty] | Industrial | Compressed Air Controls | N | Stone/Clay/Glass/Concrete | New | 11.7935 | 0.7779 | 15.1608 | 0 | 0 | 0 | Fail 2-year Threshold
[11 empty] | Commercial | Interior Lighting Controls | N | Retail | Existing | 1.7649 | 0.58484 | 3.0177 | 0 | 0 | 0 | Fail RIM | [11 empty] | Industrial | Compressed Air System Optimization | N | Stone/Clay/Glass/Concrete | Existing | 8.2787 | 0.75638 | 10.9451 | 0 | 0 | 0 | Fail 2-year Threshold
[11 empty] | Commercial | Interior Lighting Controls | N | Schools K-12 | Existing | 0.84242 | 0.58484 | 1.4404 | 0 | 0 | 0 | Fail RIM | [11 empty] | Industrial | Compressed Air System Optimization | N | Stone/Clay/Glass/Concrete | New | 8.2787 | 0.75638 | 10.9451 | 0 | 0 | 0 | Fail 2-year Threshold
[11 empty] | Commercial | Interior Lighting Controls | N | Warehouse | Existing | 1.3541 | 0.58484 | 2.3154 | 0 | 0 | 0 | Fail RIM | [11 empty] | Industrial | Plant Energy Management | N | Stone/Clay/Glass/Concrete | Existing | 23.0587 | 0.75751 | 30.44 | 0 | 0 | 0 | Fail 2-year Threshold
[11 empty] | Commercial | Interior Lighting Controls | N | Assembly | New | 1.0184 | 0.58484 | 1.7414 | 0 | 0 | 0 | Fail RIM | [11 empty] | Industrial | Plant Energy Management | N | Stone/Clay/Glass/Concrete | New | 23.0587 | 0.75751 | 30.44 | 0 | 0 | 0 | Fail 2-year Threshold
[11 empty] | Commercial | Interior Lighting Controls | N | College and University | New | 1.5609 | 0.58484 | 2.669 | 0 | 0 | 0 | Fail RIM | [11 empty] | Industrial | Efficient Lighting - Exterior | N | Stone/Clay/Glass/Concrete | New | 5.8895 | 1.0383 | 5.6724 | 0 | 0 | 0 | Fail 2-year Threshold
[11 empty] | Commercial | Interior Lighting Controls | N | Grocery | New | 1.9632 | 0.58484 | 3.3568 | 0 | 0 | 0 | Fail RIM | [11 empty] | Industrial | Efficient Lighting - Exterior | N | Stone/Clay/Glass/Concrete | Turnover | 5.8895 | 1.0383 | 5.6724 | 0 | 0 | 0 | Fail 2-year Threshold
[11 empty] | Commercial | Interior Lighting Controls | N | Healthcare | New | 1.7805 | 0.58484 | 3.0444 | 0 | 0 | 0 | Fail RIM | [11 empty] | Industrial | HVAC Improved Controls | N | Stone/Clay/Glass/Concrete | Existing | 18.3126 | 0.78532 | 23.3188 | 0 | 0 | 0 | Fail 2-year Threshold
[11 empty] | Commercial | Interior Lighting Controls | N | Hospitals | New | 2.4086 | 0.58484 | 4.1185 | 0 | 0 | 0 | Fail RIM | [11 empty] | Industrial | HVAC Improved Controls | N | Stone/Clay/Glass/Concrete | New | 18.3126 | 0.78532 | 23.3188 | 0 | 0 | 0 | Fail 2-year Threshold
[11 empty] | Commercial | Interior Lighting Controls | N | Institutional | New | 1.1682 | 0.58484 | 1.9975 | 0 | 0 | 0 | Fail RIM | [11 empty] | Industrial | Fan Improved Controls | N | Stone/Clay/Glass/Concrete | Existing | 30.2446 | 0.79498 | 38.0446 | 0 | 0 | 0 | Fail 2-year Threshold
[11 empty] | Commercial | Interior Lighting Controls | N | Lodging/Hospitality | New | 1.3293 | 0.58484 | 2.273 | 0 | 0 | 0 | Fail RIM | [11 empty] | Industrial | Fan Improved Controls | N | Stone/Clay/Glass/Concrete | New | 30.2446 | 0.79498 | 38.0446 | 0 | 0 | 0 | Fail 2-year Threshold
[11 empty] | Commercial | Interior Lighting Controls | N | Miscellaneous | New | 1.5609 | 0.58484 | 2.669 | 0 | 0 | 0 | Fail RIM | [11 empty] | Industrial | Motor Equipment Upgrades | N | Stone/Clay/Glass/Concrete | New | 8.3272 | 0.75638 | 11.0093 | 0 | 0 | 0 | Fail 2-year Threshold
[11 empty] | Commercial | Interior Lighting Controls | N | Offices | New | 1.1519 | 0.58484 | 1.9696 | 0 | 0 | 0 | Fail RIM | [11 empty] | Industrial | Motor Equipment Upgrades | N | Stone/Clay/Glass/Concrete | Turnover | 8.3272 | 0.75638 | 11.0093 | 0 | 0 | 0 | Fail 2-year Threshold
[11 empty] | Commercial | Interior Lighting Controls | N | Restaurants | New | 1.1887 | 0.58484 | 2.0326 | 0 | 0 | 0 | Fail RIM | [11 empty] | Industrial | Motor Improved Controls | N | Stone/Clay/Glass/Concrete | Existing | 11.6621 | 0.79498 | 14.6698 | 0 | 0 | 0 | Fail 2-year Threshold
[11 empty] | Commercial | Interior Lighting Controls | N | Retail | New | 1.7649 | 0.58484 | 3.0177 | 0 | 0 | 0 | Fail RIM | [11 empty] | Industrial | Motor Improved Controls | N | Stone/Clay/Glass/Concrete | New | 11.6621 | 0.79498 | 14.6698 | 0 | 0 | 0 | Fail 2-year Threshold
[11 empty] | Commercial | Interior Lighting Controls | N | Schools K-12 | New | 0.84242 | 0.58484 | 1.4404 | 0 | 0 | 0 | Fail RIM | [11 empty] | Industrial | Motor Optimization | N | Stone/Clay/Glass/Concrete | Existing | 7.8048 | 0.75638 | 10.3186 | 0 | 0 | 0 | Fail 2-year Threshold
[11 empty] | Commercial | Interior Lighting Controls | N | Warehouse | New | 1.3541 | 0.58484 | 2.3154 | 0 | 0 | 0 | Fail RIM | [11 empty] | Industrial | Motor Optimization | N | Stone/Clay/Glass/Concrete | New | 7.8048 | 0.75638 | 10.3186 | 0 | 0 | 0 | Fail 2-year Threshold
[11 empty] | Commercial | Efficient Motor Belts | N | Assembly | Existing | 0.12334 | 0.61927 | 0.19916 | 0 | 0 | 0 | Fail RIM | [11 empty] | Industrial | Pump Improved Controls | N | Stone/Clay/Glass/Concrete | Existing | 11.6621 | 0.79498 | 14.6698 | 0 | 0 | 0 | Fail 2-year Threshold
[11 empty] | Commercial | Efficient Motor Belts | N | College and University | Existing | 0.12239 | 0.61509 | 0.19898 | 0 | 0 | 0 | Fail RIM | [11 empty] | Industrial | Pump Improved Controls | N | Stone/Clay/Glass/Concrete | New | 11.6621 | 0.79498 | 14.6698 | 0 | 0 | 0 | Fail 2-year Threshold
[11 empty] | Commercial | Efficient Motor Belts | N | Grocery | Existing | 0.12334 | 0.61927 | 0.19916 | 0 | 0 | 0 | Fail RIM | [11 empty] | Industrial | Pump System Optimization | N | Stone/Clay/Glass/Concrete | Existing | 56.1588 | 0.75638 | 74.2469 | 0 | 0 | 0 | Fail 2-year Threshold
[11 empty] | Commercial | Efficient Motor Belts | N | Healthcare | Existing | 0.12239 | 0.61509 | 0.19898 | 0 | 0 | 0 | Fail RIM | [11 empty] | Industrial | Pump System Optimization | N | Stone/Clay/Glass/Concrete | New | 56.1588 | 0.75638 | 74.2469 | 0 | 0 | 0 | Fail 2-year Threshold
[11 empty] | Commercial | Efficient Motor Belts | N | Hospitals | Existing | 0.12239 | 0.61509 | 0.19898 | 0 | 0 | 0 | Fail RIM | [11 empty] | Industrial | Process Refrig Controls | N | Stone/Clay/Glass/Concrete | Existing | 0.84643 | 0.79136 | 1.0696 | 0 | 0 | 0 | Fail TRC
[11 empty] | Commercial | Efficient Motor Belts | N | Institutional | Existing | 0.12334 | 0.61927 | 0.19916 | 0 | 0 | 0 | Fail RIM | [11 empty] | Industrial | Process Refrig Controls | N | Stone/Clay/Glass/Concrete | New | 0.84643 | 0.79136 | 1.0696 | 0 | 0 | 0 | Fail TRC
[11 empty] | Commercial | Efficient Motor Belts | N | Lodging/Hospitality | Existing | 0.12239 | 0.61509 | 0.19898 | 0 | 0 | 0 | Fail RIM | [11 empty] | Industrial | Process Heat Improved Controls | N | Stone/Clay/Glass/Concrete | Existing | 0.82999 | 0.79136 | 1.0488 | 0 | 0 | 0 | Fail TRC
[11 empty] | Commercial | Efficient Motor Belts | N | Miscellaneous | Existing | 0.12334 | 0.61927 | 0.19916 | 0 | 0 | 0 | Fail RIM | [11 empty] | Industrial | Process Heat Improved Controls | N | Stone/Clay/Glass/Concrete | New | 0.82999 | 0.79136 | 1.0488 | 0 | 0 | 0 | Fail TRC
[11 empty] | Commercial | Efficient Motor Belts | N | Offices | Existing | 0.12334 | 0.61927 | 0.19916 | 0 | 0 | 0 | Fail RIM | [11 empty] | Industrial | Process Heat System Optimization | N | Stone/Clay/Glass/Concrete | Existing | 0.36467 | 0.77099 | 0.47299 | 0 | 0 | 0 | Fail TRC
[11 empty] | Commercial | Efficient Motor Belts | N | Restaurants | Existing | 0.12239 | 0.61509 | 0.19898 | 0 | 0 | 0 | Fail RIM | [11 empty] | Industrial | Process Heat System Optimization | N | Stone/Clay/Glass/Concrete | New | 0.36467 | 0.77099 | 0.47299 | 0 | 0 | 0 | Fail TRC
[11 empty] | Commercial | Efficient Motor Belts | N | Retail | Existing | 0.12334 | 0.61927 | 0.19916 | 0 | 0 | 0 | Fail RIM | [11 empty] | Industrial | Process Other Systems Optimization | N | Stone/Clay/Glass/Concrete | Existing | 12.2994 | 0.73341 | 16.7701 | 0 | 0 | 0 | Fail 2-year Threshold
[11 empty] | Commercial | Efficient Motor Belts | N | Schools K-12 | Existing | 0.12239 | 0.61509 | 0.19898 | 0 | 0 | 0 | Fail RIM | [11 empty] | Industrial | Process Other Systems Optimization | N | Stone/Clay/Glass/Concrete | New | 12.2994 | 0.73341 | 16.7701 | 0 | 0 | 0 | Fail 2-year Threshold
[11 empty] | Commercial | Efficient Motor Belts | N | Warehouse | Existing | 0.12334 | 0.61927 | 0.19916 | 0 | 0 | 0 | Fail RIM | [11 empty] | Industrial | Compressed Air Controls | N | Textiles and Leather | Existing | 11.477 | 0.7779 | 14.754 | 0 | 0 | 0 | Fail 2-year Threshold
[11 empty] | Commercial | Efficient Motor Belts | N | Assembly | New | 0.12334 | 0.61927 | 0.19916 | 0 | 0 | 0 | Fail RIM | [11 empty] | Industrial | Compressed Air Controls | N | Textiles and Leather | New | 11.477 | 0.7779 | 14.754 | 0 | 0 | 0 | Fail 2-year Threshold
[11 empty] | Commercial | Efficient Motor Belts | N | College and University | New | 0.12239 | 0.61509 | 0.19898 | 0 | 0 | 0 | Fail RIM | [11 empty] | Industrial | Compressed Air System Optimization | N | Textiles and Leather | Existing | 10.1999 | 0.75638 | 13.4852 | 0 | 0 | 0 | Fail 2-year Threshold
[11 empty] | Commercial | Efficient Motor Belts | N | Grocery | New | 0.12334 | 0.61927 | 0.19916 | 0 | 0 | 0 | Fail RIM | [11 empty] | Industrial | Compressed Air System Optimization | N | Textiles and Leather | New | 10.1999 | 0.75638 | 13.4852 | 0 | 0 | 0 | Fail 2-year Threshold
[11 empty] | Commercial | Efficient Motor Belts | N | Healthcare | New | 0.12239 | 0.61509 | 0.19898 | 0 | 0 | 0 | Fail RIM | [11 empty] | Industrial | Efficient Lighting - Exterior | N | Textiles and Leather | New | 5.8895 | 1.0383 | 5.6724 | 0 | 0 | 0 | Fail 2-year Threshold
[11 empty] | Commercial | Efficient Motor Belts | N | Hospitals | New | 0.12239 | 0.61509 | 0.19898 | 0 | 0 | 0 | Fail RIM | [11 empty] | Industrial | Efficient Lighting - Exterior | N | Textiles and Leather | Turnover | 5.8895 | 1.0383 | 5.6724 | 0 | 0 | 0 | Fail 2-year Threshold
[11 empty] | Commercial | Efficient Motor Belts | N | Institutional | New | 0.12334 | 0.61927 | 0.19916 | 0 | 0 | 0 | Fail RIM | [11 empty] | Industrial | HVAC Improved Controls | N | Textiles and Leather | Existing | 227.7327 | 0.78532 | 289.9887 | 0 | 0 | 0 | Fail 2-year Threshold
[11 empty] | Commercial | Efficient Motor Belts | N | Lodging/Hospitality | New | 0.12239 | 0.61509 | 0.19898 | 0 | 0 | 0 | Fail RIM | [11 empty] | Industrial | HVAC Improved Controls | N | Textiles and Leather | New | 227.7327 | 0.78532 | 289.9887 | 0 | 0 | 0 | Fail 2-year Threshold
[11 empty] | Commercial | Efficient Motor Belts | N | Miscellaneous | New | 0.12334 | 0.61927 | 0.19916 | 0 | 0 | 0 | Fail RIM | [11 empty] | Industrial | HVAC Recommissioning | N | Textiles and Leather | Existing | 8.5969 | 0.74631 | 11.5192 | 0 | 0 | 0 | Fail 2-year Threshold
[11 empty] | Commercial | Efficient Motor Belts | N | Offices | New | 0.12334 | 0.61927 | 0.19916 | 0 | 0 | 0 | Fail RIM | [11 empty] | Industrial | HVAC Recommissioning | N | Textiles and Leather | New | 8.5969 | 0.74631 | 11.5192 | 0 | 0 | 0 | Fail 2-year Threshold
[11 empty] | Commercial | Efficient Motor Belts | N | Restaurants | New | 0.12239 | 0.61509 | 0.19898 | 0 | 0 | 0 | Fail RIM | [11 empty] | Industrial | Fan Improved Controls | N | Textiles and Leather | Existing | 30.2446 | 0.79498 | 38.0446 | 0 | 0 | 0 | Fail 2-year Threshold
[11 empty] | Commercial | Efficient Motor Belts | N | Retail | New | 0.12334 | 0.61927 | 0.19916 | 0 | 0 | 0 | Fail RIM | [11 empty] | Industrial | Fan Improved Controls | N | Textiles and Leather | New | 30.2446 | 0.79498 | 38.0446 | 0 | 0 | 0 | Fail 2-year Threshold
[11 empty] | Commercial | Efficient Motor Belts | N | Schools K-12 | New | 0.12239 | 0.61509 | 0.19898 | 0 | 0 | 0 | Fail RIM | [11 empty] | Industrial | Motor Improved Controls | N | Textiles and Leather | Existing | 11.6621 | 0.79498 | 14.6698 | 0 | 0 | 0 | Fail 2-year Threshold
[11 empty] | Commercial | Efficient Motor Belts | N | Warehouse | New | 0.12334 | 0.61927 | 0.19916 | 0 | 0 | 0 | Fail RIM | [11 empty] | Industrial | Motor Improved Controls | N | Textiles and Leather | New | 11.6621 | 0.79498 | 14.6698 | 0 | 0 | 0 | Fail 2-year Threshold
[11 empty] | Commercial | Engine Block Timer | N | Assembly | Existing | 0.84349 | 0.57604 | 1.4643 | 0 | 0 | 0 | Fail RIM | [11 empty] | Industrial | Pump Improved Controls | N | Textiles and Leather | Existing | 11.6621 | 0.79498 | 14.6698 | 0 | 0 | 0 | Fail 2-year Threshold
[11 empty] | Commercial | Engine Block Timer | N | College and University | Existing | 0.88991 | 0.59863 | 1.4866 | 0 | 0 | 0 | Fail RIM | [11 empty] | Industrial | Pump Improved Controls | N | Textiles and Leather | New | 11.6621 | 0.79498 | 14.6698 | 0 | 0 | 0 | Fail 2-year Threshold
[11 empty] | Commercial | Engine Block Timer | N | Grocery | Existing | 0.84349 | 0.57604 | 1.4643 | 0 | 0 | 0 | Fail RIM | [11 empty] | Industrial | Process Refrig Controls | N | Textiles and Leather | Existing | 0.84643 | 0.79136 | 1.0696 | 0 | 0 | 0 | Fail TRC
[11 empty] | Commercial | Engine Block Timer | N | Healthcare | Existing | 0.84349 | 0.57604 | 1.4643 | 0 | 0 | 0 | Fail RIM | [11 empty] | Industrial | Process Refrig Controls | N | Textiles and Leather | New | 0.84643 | 0.79136 | 1.0696 | 0 | 0 | 0 | Fail TRC
[11 empty] | Commercial | Engine Block Timer | N | Hospitals | Existing | 0.88991 | 0.59863 | 1.4866 | 0 | 0 | 0 | Fail RIM | [11 empty] | Industrial | Process Heat Equipment Upgrade | N | Textiles and Leather | New | 13.6538 | 0.7526 | 18.1422 | 0 | 0 | 0 | Fail 2-year Threshold
[11 empty] | Commercial | Engine Block Timer | N | Institutional | Existing | 0.87759 | 0.59586 | 1.4728 | 0 | 0 | 0 | Fail RIM | [11 empty] | Industrial | Process Heat Equipment Upgrade | N | Textiles and Leather | Turnover | 13.6538 | 0.7526 | 18.1422 | 0 | 0 | 0 | Fail 2-year Threshold
[11 empty] | Commercial | Engine Block Timer | N | Lodging/Hospitality | Existing | 0.84349 | 0.57604 | 1.4643 | 0 | 0 | 0 | Fail RIM | [11 empty] | Industrial | Process Heat System Optimization | N | Textiles and Leather | Existing | 0.11222 | 0.77099 | 0.14556 | 0 | 0 | 0 | Fail TRC
[11 empty] | Commercial | Engine Block Timer | N | Miscellaneous | Existing | 0.87759 | 0.59586 | 1.4728 | 0 | 0 | 0 | Fail RIM | [11 empty] | Industrial | Process Heat System Optimization | N | Textiles and Leather | New | 0.11222 | 0.77099 | 0.14556 | 0 | 0 | 0 | Fail TRC
[11 empty] | Commercial | Engine Block Timer | N | Offices | Existing | 0.87759 | 0.59586 | 1.4728 | 0 | 0 | 0 | Fail RIM | [11 empty] | Industrial | Process Other Systems Optimization | N | Textiles and Leather | Existing | 5.2184 | 0.73341 | 7.1152 | 0 | 0 | 0 | Fail 2-year Threshold
[11 empty] | Commercial | Engine Block Timer | N | Restaurants | Existing | 0.87759 | 0.59586 | 1.4728 | 0 | 0 | 0 | Fail RIM | [11 empty] | Industrial | Process Other Systems Optimization | N | Textiles and Leather | New | 5.2184 | 0.73341 | 7.1152 | 0 | 0 | 0 | Fail 2-year Threshold
[11 empty] | Commercial | Engine Block Timer | N | Retail | Existing | 0.87759 | 0.59586 | 1.4728 | 0 | 0 | 0 | Fail RIM | [11 empty] | Industrial | Compressed Air Controls | N | Transportation Equipment | Existing | 9.2536 | 0.7779 | 11.8957 | 0 | 0 | 0 | Fail 2-year Threshold
[11 empty] | Commercial | Engine Block Timer | N | Schools K-12 | Existing | 0.87759 | 0.59586 | 1.4728 | 0 | 0 | 0 | Fail RIM | [11 empty] | Industrial | Compressed Air Controls | N | Transportation Equipment | New | 9.2536 | 0.7779 | 11.8957 | 0 | 0 | 0 | Fail 2-year Threshold
[11 empty] | Commercial | Engine Block Timer | N | Warehouse | Existing | 0.87759 | 0.59586 | 1.4728 | 0 | 0 | 0 | Fail RIM | [11 empty] | Industrial | Compressed Air Equipment | N | Transportation Equipment | New | 8.586 | 0.79498 | 10.8004 | 0 | 0 | 0 | Fail 2-year Threshold
[11 empty] | Commercial | Engine Block Timer | N | Assembly | New | 0.84349 | 0.57604 | 1.4643 | 0 | 0 | 0 | Fail RIM | [11 empty] | Industrial | Compressed Air Equipment | N | Transportation Equipment | Turnover | 8.586 | 0.79498 | 10.8004 | 0 | 0 | 0 | Fail 2-year Threshold
[11 empty] | Commercial | Engine Block Timer | N | College and University | New | 0.88991 | 0.59863 | 1.4866 | 0 | 0 | 0 | Fail RIM | [11 empty] | Industrial | Compressed Air System Optimization | N | Transportation Equipment | Existing | 8.3469 | 0.75638 | 11.0354 | 0 | 0 | 0 | Fail 2-year Threshold
[11 empty] | Commercial | Engine Block Timer | N | Grocery | New | 0.84349 | 0.57604 | 1.4643 | 0 | 0 | 0 | Fail RIM | [11 empty] | Industrial | Compressed Air System Optimization | N | Transportation Equipment | New | 8.3469 | 0.75638 | 11.0354 | 0 | 0 | 0 | Fail 2-year Threshold
[11 empty] | Commercial | Engine Block Timer | N | Healthcare | New | 0.84349 | 0.57604 | 1.4643 | 0 | 0 | 0 | Fail RIM | [11 empty] | Industrial | Plant Energy Management | N | Transportation Equipment | Existing | 23.0587 | 0.75751 | 30.44 | 0 | 0 | 0 | Fail 2-year Threshold
[11 empty] | Commercial | Engine Block Timer | N | Hospitals | New | 0.88991 | 0.59863 | 1.4866 | 0 | 0 | 0 | Fail RIM | [11 empty] | Industrial | Plant Energy Management | N | Transportation Equipment | New | 23.0587 | 0.75751 | 30.44 | 0 | 0 | 0 | Fail 2-year Threshold
[11 empty] | Commercial | Engine Block Timer | N | Institutional | New | 0.87759 | 0.59586 | 1.4728 | 0 | 0 | 0 | Fail RIM | [11 empty] | Industrial | Efficient Lighting - Exterior | N | Transportation Equipment | New | 5.8895 | 1.0383 | 5.6724 | 0 | 0 | 0 | Fail 2-year Threshold
[11 empty] | Commercial | Engine Block Timer | N | Lodging/Hospitality | New | 0.84349 | 0.57604 | 1.4643 | 0 | 0 | 0 | Fail RIM | [11 empty] | Industrial | Efficient Lighting - Exterior | N | Transportation Equipment | Turnover | 5.8895 | 1.0383 | 5.6724 | 0 | 0 | 0 | Fail 2-year Threshold
[11 empty] | Commercial | Engine Block Timer | N | Miscellaneous | New | 0.87759 | 0.59586 | 1.4728 | 0 | 0 | 0 | Fail RIM | [11 empty] | Industrial | HVAC Improved Controls | N | Transportation Equipment | Existing | 49.5311 | 0.78532 | 63.0715 | 0 | 0 | 0 | Fail 2-year Threshold
[11 empty] | Commercial | Engine Block Timer | N | Offices | New | 0.87759 | 0.59586 | 1.4728 | 0 | 0 | 0 | Fail RIM | [11 empty] | Industrial | HVAC Improved Controls | N | Transportation Equipment | New | 49.5311 | 0.78532 | 63.0715 | 0 | 0 | 0 | Fail 2-year Threshold
[11 empty] | Commercial | Engine Block Timer | N | Restaurants | New | 0.87759 | 0.59586 | 1.4728 | 0 | 0 | 0 | Fail RIM | [11 empty] | Industrial | Fan Improved Controls | N | Transportation Equipment | Existing | 75.4784 | 0.79498 | 94.9442 | 0 | 0 | 0 | Fail 2-year Threshold
[11 empty] | Commercial | Engine Block Timer | N | Retail | New | 0.87759 | 0.59586 | 1.4728 | 0 | 0 | 0 | Fail RIM | [11 empty] | Industrial | Fan Improved Controls | N | Transportation Equipment | New | 75.4784 | 0.79498 | 94.9442 | 0 | 0 | 0 | Fail 2-year Threshold
[11 empty] | Commercial | Engine Block Timer | N | Schools K-12 | New | 0.87759 | 0.59586 | 1.4728 | 0 | 0 | 0 | Fail RIM | [11 empty] | Industrial | Fan System Optimization | N | Transportation Equipment | Existing | 14.5398 | 0.75638 | 19.2229 | 0 | 0 | 0 | Fail 2-year Threshold
[11 empty] | Commercial | Engine Block Timer | N | Warehouse | New | 0.87759 | 0.59586 | 1.4728 | 0 | 0 | 0 | Fail RIM | [11 empty] | Industrial | Fan System Optimization | N | Transportation Equipment | New | 14.5398 | 0.75638 | 19.2229 | 0 | 0 | 0 | Fail 2-year Threshold
[11 empty] | Commercial | Regenerative Drive Elevator Motor | N | Assembly | Existing | 0.13447 | 0.64132 | 0.20967 | 0 | 0 | 0 | Fail RIM | [11 empty] | Industrial | Motor Equipment Upgrades | N | Transportation Equipment | New | 16.2063 | 0.75638 | 21.4261 | 0 | 0 | 0 | Fail 2-year Threshold
[11 empty] | Commercial | Regenerative Drive Elevator Motor | N | College and University | Existing | 0.13298 | 0.63497 | 0.20943 | 0 | 0 | 0 | Fail RIM | [11 empty] | Industrial | Motor Equipment Upgrades | N | Transportation Equipment | Turnover | 16.2063 | 0.75638 | 21.4261 | 0 | 0 | 0 | Fail 2-year Threshold
[11 empty] | Commercial | Regenerative Drive Elevator Motor | N | Grocery | Existing | 0.13447 | 0.64132 | 0.20967 | 0 | 0 | 0 | Fail RIM | [11 empty] | Industrial | Motor Improved Controls | N | Transportation Equipment | Existing | 11.6621 | 0.79498 | 14.6698 | 0 | 0 | 0 | Fail 2-year Threshold
[11 empty] | Commercial | Regenerative Drive Elevator Motor | N | Healthcare | Existing | 0.13298 | 0.63497 | 0.20943 | 0 | 0 | 0 | Fail RIM | [11 empty] | Industrial | Motor Improved Controls | N | Transportation Equipment | New | 11.6621 | 0.79498 | 14.6698 | 0 | 0 | 0 | Fail 2-year Threshold
[11 empty] | Commercial | Regenerative Drive Elevator Motor | N | Hospitals | Existing | 0.13298 | 0.63497 | 0.20943 | 0 | 0 | 0 | Fail RIM | [11 empty] | Industrial | Motor Optimization | N | Transportation Equipment | Existing | 6.0852 | 0.75638 | 8.0452 | 0 | 0 | 0 | Fail 2-year Threshold
[11 empty] | Commercial | Regenerative Drive Elevator Motor | N | Institutional | Existing | 0.13447 | 0.64132 | 0.20967 | 0 | 0 | 0 | Fail RIM | [11 empty] | Industrial | Motor Optimization | N | Transportation Equipment | New | 6.0852 | 0.75638 | 8.0452 | 0 | 0 | 0 | Fail 2-year Threshold
[11 empty] | Commercial | Regenerative Drive Elevator Motor | N | Lodging/Hospitality | Existing | 0.13298 | 0.63497 | 0.20943 | 0 | 0 | 0 | Fail RIM | [11 empty] | Industrial | Pump Improved Controls | N | Transportation Equipment | Existing | 11.6621 | 0.79498 | 14.6698 | 0 | 0 | 0 | Fail 2-year Threshold
[11 empty] | Commercial | Regenerative Drive Elevator Motor | N | Miscellaneous | Existing | 0.13447 | 0.64132 | 0.20967 | 0 | 0 | 0 | Fail RIM | [11 empty] | Industrial | Pump Improved Controls | N | Transportation Equipment | New | 11.6621 | 0.79498 | 14.6698 | 0 | 0 | 0 | Fail 2-year Threshold
[11 empty] | Commercial | Regenerative Drive Elevator Motor | N | Offices | Existing | 0.13447 | 0.64132 | 0.20967 | 0 | 0 | 0 | Fail RIM | [11 empty] | Industrial | Pump System Optimization | N | Transportation Equipment | Existing | 6.5081 | 0.75638 | 8.6043 | 0 | 0 | 0 | Fail 2-year Threshold
[11 empty] | Commercial | Regenerative Drive Elevator Motor | N | Restaurants | Existing | 0.13298 | 0.63497 | 0.20943 | 0 | 0 | 0 | Fail RIM | [11 empty] | Industrial | Pump System Optimization | N | Transportation Equipment | New | 6.5081 | 0.75638 | 8.6043 | 0 | 0 | 0 | Fail 2-year Threshold
[11 empty] | Commercial | Regenerative Drive Elevator Motor | N | Retail | Existing | 0.13447 | 0.64132 | 0.20967 | 0 | 0 | 0 | Fail RIM | [11 empty] | Industrial | Process Refrig Controls | N | Transportation Equipment | Existing | 0.84643 | 0.79136 | 1.0696 | 0 | 0 | 0 | Fail TRC
[11 empty] | Commercial | Regenerative Drive Elevator Motor | N | Schools K-12 | Existing | 0.13298 | 0.63497 | 0.20943 | 0 | 0 | 0 | Fail RIM | [11 empty] | Industrial | Process Refrig Controls | N | Transportation Equipment | New | 0.84643 | 0.79136 | 1.0696 | 0 | 0 | 0 | Fail TRC
[11 empty] | Commercial | Regenerative Drive Elevator Motor | N | Warehouse | Existing | 0.13447 | 0.64132 | 0.20967 | 0 | 0 | 0 | Fail RIM | [11 empty] | Industrial | Process Heat Improved Controls | N | Transportation Equipment | Existing | 0.82999 | 0.79136 | 1.0488 | 0 | 0 | 0 | Fail TRC
[11 empty] | Commercial | Regenerative Drive Elevator Motor | N | Assembly | New | 0.13447 | 0.64132 | 0.20967 | 0 | 0 | 0 | Fail RIM | [11 empty] | Industrial | Process Heat Improved Controls | N | Transportation Equipment | New | 0.82999 | 0.79136 | 1.0488 | 0 | 0 | 0 | Fail TRC
[11 empty] | Commercial | Regenerative Drive Elevator Motor | N | College and University | New | 0.13298 | 0.63497 | 0.20943 | 0 | 0 | 0 | Fail RIM | [11 empty] | Industrial | Process Heat System Optimization | N | Transportation Equipment | Existing | 1.281 | 0.77099 | 1.6615 | 0 | 0 | 0 | Fail 2-year Threshold
[11 empty] | Commercial | Regenerative Drive Elevator Motor | N | Grocery | New | 0.13447 | 0.64132 | 0.20967 | 0 | 0 | 0 | Fail RIM | [11 empty] | Industrial | Process Heat System Optimization | N | Transportation Equipment | New | 1.281 | 0.77099 | 1.6615 | 0 | 0 | 0 | Fail 2-year Threshold
[11 empty] | Commercial | Regenerative Drive Elevator Motor | N | Healthcare | New | 0.13298 | 0.63497 | 0.20943 | 0 | 0 | 0 | Fail RIM | [11 empty] | Industrial | Process Other Systems Optimization | N | Transportation Equipment | Existing | 12.2994 | 0.73341 | 16.7701 | 0 | 0 | 0 | Fail 2-year Threshold
[11 empty] | Commercial | Regenerative Drive Elevator Motor | N | Hospitals | New | 0.13298 | 0.63497 | 0.20943 | 0 | 0 | 0 | Fail RIM | [11 empty] | Industrial | Process Other Systems Optimization | N | Transportation Equipment | New | 12.2994 | 0.73341 | 16.7701 | 0 | 0 | 0 | Fail 2-year Threshold
[11 empty] | Commercial | Regenerative Drive Elevator Motor | N | Institutional | New | 0.13447 | 0.64132 | 0.20967 | 0 | 0 | 0 | Fail RIM | [11 empty] | Industrial | Compressed Air Controls | N | Water and Wastewater | Existing | 11.3913 | 0.7779 | 14.6438 | 0 | 0 | 0 | Fail 2-year Threshold
[11 empty] | Commercial | Regenerative Drive Elevator Motor | N | Lodging/Hospitality | New | 0.13298 | 0.63497 | 0.20943 | 0 | 0 | 0 | Fail RIM | [11 empty] | Industrial | Compressed Air Controls | N | Water and Wastewater | New | 11.3913 | 0.7779 | 14.6438 | 0 | 0 | 0 | Fail 2-year Threshold
[11 empty] | Commercial | Regenerative Drive Elevator Motor | N | Miscellaneous | New | 0.13447 | 0.64132 | 0.20967 | 0 | 0 | 0 | Fail RIM | [11 empty] | Industrial | Compressed Air Equipment | N | Water and Wastewater | New | 7.1863 | 0.79498 | 9.0396 | 0 | 0 | 0 | Fail 2-year Threshold
[11 empty] | Commercial | Regenerative Drive Elevator Motor | N | Offices | New | 0.13447 | 0.64132 | 0.20967 | 0 | 0 | 0 | Fail RIM | [11 empty] | Industrial | Compressed Air Equipment | N | Water and Wastewater | Turnover | 7.1863 | 0.79498 | 9.0396 | 0 | 0 | 0 | Fail 2-year Threshold
[11 empty] | Commercial | Regenerative Drive Elevator Motor | N | Restaurants | New | 0.13298 | 0.63497 | 0.20943 | 0 | 0 | 0 | Fail RIM | [11 empty] | Industrial | Compressed Air System Optimization | N | Water and Wastewater | Existing | 9.4453 | 0.75638 | 12.4875 | 0 | 0 | 0 | Fail 2-year Threshold
[11 empty] | Commercial | Regenerative Drive Elevator Motor | N | Retail | New | 0.13447 | 0.64132 | 0.20967 | 0 | 0 | 0 | Fail RIM | [11 empty] | Industrial | Compressed Air System Optimization | N | Water and Wastewater | New | 9.4453 | 0.75638 | 12.4875 | 0 | 0 | 0 | Fail 2-year Threshold
[11 empty] | Commercial | Regenerative Drive Elevator Motor | N | Schools K-12 | New | 0.13298 | 0.63497 | 0.20943 | 0 | 0 | 0 | Fail RIM | [11 empty] | Industrial | Plant Energy Management | N | Water and Wastewater | Existing | 23.0587 | 0.75751 | 30.44 | 0 | 0 | 0 | Fail 2-year Threshold
[11 empty] | Commercial | Regenerative Drive Elevator Motor | N | Warehouse | New | 0.13447 | 0.64132 | 0.20967 | 0 | 0 | 0 | Fail RIM | [11 empty] | Industrial | Plant Energy Management | N | Water and Wastewater | New | 23.0587 | 0.75751 | 30.44 | 0 | 0 | 0 | Fail 2-year Threshold
[11 empty] | Commercial | VSD Controlled Compressor | N | Assembly | Existing | 2.4868 | 0.65004 | 3.8256 | 0 | 0 | 0 | Fail RIM | [11 empty] | Industrial | Efficient Lighting - Exterior | N | Water and Wastewater | New | 5.8895 | 1.0383 | 5.6724 | 0 | 0 | 0 | Fail 2-year Threshold
[11 empty] | Commercial | VSD Controlled Compressor | N | College and University | Existing | 2.465 | 0.64596 | 3.8159 | 0 | 0 | 0 | Fail RIM | [11 empty] | Industrial | Efficient Lighting - Exterior | N | Water and Wastewater | Turnover | 5.8895 | 1.0383 | 5.6724 | 0 | 0 | 0 | Fail 2-year Threshold
[11 empty] | Commercial | VSD Controlled Compressor | N | Grocery | Existing | 2.4868 | 0.65004 | 3.8256 | 0 | 0 | 0 | Fail RIM | [11 empty] | Industrial | HVAC Improved Controls | N | Water and Wastewater | Existing | 14.7702 | 0.78532 | 18.808 | 0 | 0 | 0 | Fail 2-year Threshold
[11 empty] | Commercial | VSD Controlled Compressor | N | Healthcare | Existing | 2.465 | 0.64596 | 3.8159 | 0 | 0 | 0 | Fail RIM | [11 empty] | Industrial | HVAC Improved Controls | N | Water and Wastewater | New | 14.7702 | 0.78532 | 18.808 | 0 | 0 | 0 | Fail 2-year Threshold
[11 empty] | Commercial | VSD Controlled Compressor | N | Hospitals | Existing | 2.465 | 0.64596 | 3.8159 | 0 | 0 | 0 | Fail RIM | [11 empty] | Industrial | Fan Improved Controls | N | Water and Wastewater | Existing | 22.3254 | 0.79498 | 28.0831 | 0 | 0 | 0 | Fail 2-year Threshold
[11 empty] | Commercial | VSD Controlled Compressor | N | Institutional | Existing | 2.4868 | 0.65004 | 3.8256 | 0 | 0 | 0 | Fail RIM | [11 empty] | Industrial | Fan Improved Controls | N | Water and Wastewater | New | 22.3254 | 0.79498 | 28.0831 | 0 | 0 | 0 | Fail 2-year Threshold
[11 empty] | Commercial | VSD Controlled Compressor | N | Lodging/Hospitality | Existing | 2.465 | 0.64596 | 3.8159 | 0 | 0 | 0 | Fail RIM | [11 empty] | Industrial | Fan System Optimization | N | Water and Wastewater | Existing | 14.4339 | 0.75638 | 19.0829 | 0 | 0 | 0 | Fail 2-year Threshold
[11 empty] | Commercial | VSD Controlled Compressor | N | Miscellaneous | Existing | 2.4868 | 0.65004 | 3.8256 | 0 | 0 | 0 | Fail RIM | [11 empty] | Industrial | Fan System Optimization | N | Water and Wastewater | New | 14.4339 | 0.75638 | 19.0829 | 0 | 0 | 0 | Fail 2-year Threshold
[11 empty] | Commercial | VSD Controlled Compressor | N | Offices | Existing | 2.4868 | 0.65004 | 3.8256 | 0 | 0 | 0 | Fail RIM | [11 empty] | Industrial | Motor Improved Controls | N | Water and Wastewater | Existing | 7.175 | 0.79498 | 9.0254 | 0 | 0 | 0 | Fail 2-year Threshold
[11 empty] | Commercial | VSD Controlled Compressor | N | Restaurants | Existing | 2.465 | 0.64596 | 3.8159 | 0 | 0 | 0 | Fail RIM | [11 empty] | Industrial | Motor Improved Controls | N | Water and Wastewater | New | 7.175 | 0.79498 | 9.0254 | 0 | 0 | 0 | Fail 2-year Threshold
[11 empty] | Commercial | VSD Controlled Compressor | N | Retail | Existing | 2.4868 | 0.65004 | 3.8256 | 0 | 0 | 0 | Fail RIM | [11 empty] | Industrial | Pump Improved Controls | N | Water and Wastewater | Existing | 11.6621 | 0.79498 | 14.6698 | 0 | 0 | 0 | Fail 2-year Threshold
[11 empty] | Commercial | VSD Controlled Compressor | N | Schools K-12 | Existing | 2.465 | 0.64596 | 3.8159 | 0 | 0 | 0 | Fail RIM | [11 empty] | Industrial | Pump Improved Controls | N | Water and Wastewater | New | 11.6621 | 0.79498 | 14.6698 | 0 | 0 | 0 | Fail 2-year Threshold
[11 empty] | Commercial | VSD Controlled Compressor | N | Warehouse | Existing | 2.4868 | 0.65004 | 3.8256 | 0 | 0 | 0 | Fail RIM | [11 empty] | Industrial | Pump System Optimization | N | Water and Wastewater | Existing | 7.6819 | 0.75638 | 10.1562 | 0 | 0 | 0 | Fail 2-year Threshold
[11 empty] | Commercial | VSD Controlled Compressor | N | Assembly | New | 2.4868 | 0.65004 | 3.8256 | 0 | 0 | 0 | Fail RIM | [11 empty] | Industrial | Pump System Optimization | N | Water and Wastewater | New | 7.6819 | 0.75638 | 10.1562 | 0 | 0 | 0 | Fail 2-year Threshold
[11 empty] | Commercial | VSD Controlled Compressor | N | College and University | New | 2.465 | 0.64596 | 3.8159 | 0 | 0 | 0 | Fail RIM | [11 empty] | Industrial | Process Refrig Controls | N | Water and Wastewater | Existing | 11.2297 | 0.79136 | 14.1904 | 0 | 0 | 0 | Fail 2-year Threshold
[11 empty] | Commercial | VSD Controlled Compressor | N | Grocery | New | 2.4868 | 0.65004 | 3.8256 | 0 | 0 | 0 | Fail RIM | [11 empty] | Industrial | Process Refrig Controls | N | Water and Wastewater | New | 11.2297 | 0.79136 | 14.1904 | 0 | 0 | 0 | Fail 2-year Threshold
[11 empty] | Commercial | VSD Controlled Compressor | N | Healthcare | New | 2.465 | 0.64596 | 3.8159 | 0 | 0 | 0 | Fail RIM | [11 empty] | Industrial | Process Refrig System Optimization | N | Water and Wastewater | Existing | 2.2346 | 0.73511 | 3.0398 | 0 | 0 | 0 | Fail 2-year Threshold
[11 empty] | Commercial | VSD Controlled Compressor | N | Hospitals | New | 2.465 | 0.64596 | 3.8159 | 0 | 0 | 0 | Fail RIM | [11 empty] | Industrial | Process Refrig System Optimization | N | Water and Wastewater | New | 2.2346 | 0.73511 | 3.0398 | 0 | 0 | 0 | Fail 2-year Threshold
[11 empty] | Commercial | VSD Controlled Compressor | N | Institutional | New | 2.4868 | 0.65004 | 3.8256 | 0 | 0 | 0 | Fail RIM | [11 empty] | Industrial | Process Heat Improved Controls | N | Water and Wastewater | Existing | 0.77345 | 0.79136 | 0.97737 | 0 | 0 | 0 | Fail TRC
[11 empty] | Commercial | VSD Controlled Compressor | N | Lodging/Hospitality | New | 2.465 | 0.64596 | 3.8159 | 0 | 0 | 0 | Fail RIM | [11 empty] | Industrial | Process Heat Improved Controls | N | Water and Wastewater | New | 0.77345 | 0.79136 | 0.97737 | 0 | 0 | 0 | Fail TRC
[11 empty] | Commercial | VSD Controlled Compressor | N | Miscellaneous | New | 2.4868 | 0.65004 | 3.8256 | 0 | 0 | 0 | Fail RIM | [11 empty] | Industrial | Process Heat System Optimization | N | Water and Wastewater | Existing | 0.38343 | 0.77099 | 0.49732 | 0 | 0 | 0 | Fail TRC
[11 empty] | Commercial | VSD Controlled Compressor | N | Offices | New | 2.4868 | 0.65004 | 3.8256 | 0 | 0 | 0 | Fail RIM | [11 empty] | Industrial | Process Heat System Optimization | N | Water and Wastewater | New | 0.38343 | 0.77099 | 0.49732 | 0 | 0 | 0 | Fail TRC
[11 empty] | Commercial | VSD Controlled Compressor | N | Restaurants | New | 2.465 | 0.64596 | 3.8159 | 0 | 0 | 0 | Fail RIM | [11 empty] | Industrial | Process Other Systems Optimization | N | Water and Wastewater | Existing | 8.7136 | 0.73341 | 11.881 | 0 | 0 | 0 | Fail 2-year Threshold
[11 empty] | Commercial | VSD Controlled Compressor | N | Retail | New | 2.4868 | 0.65004 | 3.8256 | 0 | 0 | 0 | Fail RIM | [11 empty] | Industrial | Process Other Systems Optimization | N | Water and Wastewater | New | 8.7136 | 0.73341 | 11.881 | 0 | 0 | 0 | Fail 2-year Threshold
[11 empty] | Commercial | VSD Controlled Compressor | N | Schools K-12 | New | 2.465 | 0.64596 | 3.8159 | 0 | 0 | 0 | Fail RIM | [11 empty] | Residential | PV System | Y | Single Family | New | 0.48293 | 0.60892 | 0.79309 | 0 | 0 | 0 | Fail TRC
[11 empty] | Commercial | VSD Controlled Compressor | N | Warehouse | New | 2.4868 | 0.65004 | 3.8256 | 0 | 0 | 0 | Fail RIM | [11 empty] | Residential | PV System | Y | Multi-Family | New | 0.48293 | 0.60892 | 0.79309 | 0 | 0 | 0 | Fail TRC
[11 empty] | Commercial | Network PC Power Management | N | Assembly | Existing | 1.1037 | 0.58613 | 1.883 | 0 | 0 | 0 | Fail RIM | [11 empty] | Residential | Battery Storage from PV System | Y | Residential | New | 0.00064015 | 999 | 0.00064015 | 0 | 0 | 0 | Fail TRC
[11 empty] | Commercial | Network PC Power Management | N | College and University | Existing | 1.1365 | 0.59614 | 1.9064 | 0 | 0 | 0 | Fail RIM | [11 empty] | Commercial | Solar Voltaic (17.1w/sf2) | Y | Assembly | New | 0.7208 | 0.65109 | 1.1071 | 0 | 0 | 0 | Fail TRC
[11 empty] | Commercial | Network PC Power Management | N | Grocery | Existing | 1.1192 | 0.59448 | 1.8827 | 0 | 0 | 0 | Fail RIM | [11 empty] | Commercial | Solar Voltaic (17.1w/sf2) | Y | College and University | New | 0.7208 | 0.65109 | 1.1071 | 0 | 0 | 0 | Fail TRC
[11 empty] | Commercial | Network PC Power Management | N | Healthcare | Existing | 1.1293 | 0.59448 | 1.8997 | 0 | 0 | 0 | Fail RIM | [11 empty] | Commercial | Solar Voltaic (17.1w/sf2) | Y | Grocery | New | 0.7208 | 0.65109 | 1.1071 | 0 | 0 | 0 | Fail TRC
[11 empty] | Commercial | Network PC Power Management | N | Hospitals | Existing | 1.1476 | 0.59614 | 1.925 | 0 | 0 | 0 | Fail RIM | [11 empty] | Commercial | Solar Voltaic (17.1w/sf2) | Y | Healthcare | New | 0.7208 | 0.65109 | 1.1071 | 0 | 0 | 0 | Fail TRC
[11 empty] | Commercial | Network PC Power Management | N | Institutional | Existing | 1.1012 | 0.58613 | 1.8787 | 0 | 0 | 0 | Fail RIM | [11 empty] | Commercial | Solar Voltaic (17.1w/sf2) | Y | Hospitals | New | 0.7208 | 0.65109 | 1.1071 | 0 | 0 | 0 | Fail TRC
[11 empty] | Commercial | Network PC Power Management | N | Lodging/Hospitality | Existing | 1.1301 | 0.59448 | 1.901 | 0 | 0 | 0 | Fail RIM | [11 empty] | Commercial | Solar Voltaic (17.1w/sf2) | Y | Institutional | New | 0.7208 | 0.65109 | 1.1071 | 0 | 0 | 0 | Fail TRC
[11 empty] | Commercial | Network PC Power Management | N | Miscellaneous | Existing | 1.1301 | 0.58613 | 1.928 | 0 | 0 | 0 | Fail RIM | [11 empty] | Commercial | Solar Voltaic (17.1w/sf2) | Y | Lodging/Hospitality | New | 0.7208 | 0.65109 | 1.1071 | 0 | 0 | 0 | Fail TRC
[11 empty] | Commercial | Network PC Power Management | N | Offices | Existing | 1.132 | 0.59448 | 1.9042 | 0 | 0 | 0 | Fail RIM | [11 empty] | Commercial | Solar Voltaic (17.1w/sf2) | Y | Miscellaneous | New | 0.7208 | 0.65109 | 1.1071 | 0 | 0 | 0 | Fail TRC
[11 empty] | Commercial | Network PC Power Management | N | Restaurants | Existing | 1.1174 | 0.58613 | 1.9064 | 0 | 0 | 0 | Fail RIM | [11 empty] | Commercial | Solar Voltaic (17.1w/sf2) | Y | Offices | New | 0.7208 | 0.65109 | 1.1071 | 0 | 0 | 0 | Fail TRC
[11 empty] | Commercial | Network PC Power Management | N | Retail | Existing | 1.111 | 0.59448 | 1.8689 | 0 | 0 | 0 | Fail RIM | [11 empty] | Commercial | Solar Voltaic (17.1w/sf2) | Y | Restaurants | New | 0.7208 | 0.65109 | 1.1071 | 0 | 0 | 0 | Fail TRC
[11 empty] | Commercial | Network PC Power Management | N | Schools K-12 | Existing | 1.1376 | 0.59448 | 1.9137 | 0 | 0 | 0 | Fail RIM | [11 empty] | Commercial | Solar Voltaic (17.1w/sf2) | Y | Retail | New | 0.7208 | 0.65109 | 1.1071 | 0 | 0 | 0 | Fail TRC
[11 empty] | Commercial | Network PC Power Management | N | Warehouse | Existing | 0.89323 | 0.58613 | 1.5239 | 0 | 0 | 0 | Fail RIM | [11 empty] | Commercial | Solar Voltaic (17.1w/sf2) | Y | Schools K-12 | New | 0.7208 | 0.65109 | 1.1071 | 0 | 0 | 0 | Fail TRC
[11 empty] | Commercial | Network PC Power Management | N | Assembly | New | 1.1037 | 0.58613 | 1.883 | 0 | 0 | 0 | Fail RIM | [11 empty] | Commercial | Solar Voltaic (17.1w/sf2) | Y | Warehouse | New | 0.7208 | 0.65109 | 1.1071 | 0 | 0 | 0 | Fail TRC
[11 empty] | Commercial | Network PC Power Management | N | College and University | New | 1.1365 | 0.59614 | 1.9064 | 0 | 0 | 0 | Fail RIM | [11 empty] | Commercial | Storage with other DSM (EE and DR) - Seg 1 - 15 MWh | Y | All | New | 0.0028218 | 0.0028218 | 0.0028218 | 0 | 0 | 0 | Fail TRC
[11 empty] | Commercial | Network PC Power Management | N | Grocery | New | 1.1192 | 0.59448 | 1.8827 | 0 | 0 | 0 | Fail RIM | [11 empty] | Commercial | Storage with other DSM (EE and DR) - Seg 2 - 25 MWh | Y | All | New | 0.0028218 | 0.0028218 | 0.0028218 | 0 | 0 | 0 | Fail TRC
[11 empty] | Commercial | Network PC Power Management | N | Healthcare | New | 1.1293 | 0.59448 | 1.8997 | 0 | 0 | 0 | Fail RIM | [11 empty] | Commercial | Storage with other DSM (EE and DR) - Seg 3 - 50 MWh | Y | All | New | 0.0028218 | 0.0028218 | 0.0028218 | 0 | 0 | 0 | Fail TRC
[11 empty] | Commercial | Network PC Power Management | N | Hospitals | New | 1.1476 | 0.59614 | 1.925 | 0 | 0 | 0 | Fail RIM | [11 empty] | Commercial | Storage with other DSM (EE and DR) - Seg 4 51+ MWh | Y | All | New | 0.0028218 | 0.0028218 | 0.0028218 | 0 | 0 | 0 | Fail TRC
[11 empty] | Commercial | Network PC Power Management | N | Institutional | New | 1.1012 | 0.58613 | 1.8787 | 0 | 0 | 0 | Fail RIM | [11 empty] | Commercial | 3500 kW Gas Turbine | N | All | New | 0.38006 | 0.66949 | 0.56769 | 0 | 0 | 0 | Fail TRC
[11 empty] | Commercial | Network PC Power Management | N | Lodging/Hospitality | New | 1.1301 | 0.59448 | 1.901 | 0 | 0 | 0 | Fail RIM | [11 empty] | Commercial | 3000 kW Gas Turbine | N | All | New | 0.37315 | 0.66949 | 0.55736 | 0 | 0 | 0 | Fail TRC
[11 empty] | Commercial | Network PC Power Management | N | Miscellaneous | New | 1.1301 | 0.58613 | 1.928 | 0 | 0 | 0 | Fail RIM | [11 empty] | Commercial | 2500 kW Gas Turbine | N | All | New | 0.36611 | 0.66949 | 0.54686 | 0 | 0 | 0 | Fail TRC
[11 empty] | Commercial | Network PC Power Management | N | Offices | New | 1.132 | 0.59448 | 1.9042 | 0 | 0 | 0 | Fail RIM | [11 empty] | Commercial | 4500 kW Reciprocating Engine | N | All | New | 0.48185 | 0.68885 | 0.69951 | 0 | 0 | 0 | Fail TRC
[11 empty] | Commercial | Network PC Power Management | N | Restaurants | New | 1.1174 | 0.58613 | 1.9064 | 0 | 0 | 0 | Fail RIM | [11 empty] | Commercial | 3000 kW Reciprocating Engine | N | All | New | 0.47797 | 0.68885 | 0.69387 | 0 | 0 | 0 | Fail TRC
[11 empty] | Commercial | Network PC Power Management | N | Retail | New | 1.111 | 0.59448 | 1.8689 | 0 | 0 | 0 | Fail RIM | [11 empty] | Commercial | 1125 kW Fuel Cell | N | All | New | 0.40048 | 0.61197 | 0.65441 | 0 | 0 | 0 | Fail TRC
[11 empty] | Commercial | Network PC Power Management | N | Schools K-12 | New | 1.1376 | 0.59448 | 1.9137 | 0 | 0 | 0 | Fail RIM | [11 empty] | Commercial | 1250 kW Reciprocating Engine | N | All | New | 0.42349 | 0.68885 | 0.61478 | 0 | 0 | 0 | Fail TRC
[11 empty] | Commercial | Network PC Power Management | N | Warehouse | New | 0.89323 | 0.58613 | 1.5239 | 0 | 0 | 0 | Fail RIM | [11 empty] | Commercial | 500 kW Fuel Cell | N | All | New | 0.31008 | 0.61197 | 0.50669 | 0 | 0 | 0 | Fail TRC
[11 empty] | Commercial | Smart Strip Plug Outlet | N | Assembly | Existing | 1.2132 | 0.59123 | 2.0519 | 0 | 0 | 0 | Fail RIM | [11 empty] | Commercial | 350 kW Reciprocating Engine | N | All | New | 0.36792 | 0.68885 | 0.53412 | 0 | 0 | 0 | Fail TRC
[11 empty] | Commercial | Smart Strip Plug Outlet | N | College and University | Existing | 1.6137 | 0.59858 | 2.6959 | 0 | 0 | 0 | Fail RIM | [11 empty] | Commercial | 175 kW Fuel Cell | N | All | New | 0.17673 | 0.61197 | 0.28878 | 0 | 0 | 0 | Fail TRC
[11 empty] | Commercial | Smart Strip Plug Outlet | N | Grocery | Existing | 1.563 | 0.59858 | 2.6112 | 0 | 0 | 0 | Fail RIM | [11 empty] | Commercial | 200 kW Micro Turbine | N | All | New | 0.19888 | 0.61096 | 0.32552 | 0 | 0 | 0 | Fail TRC
[11 empty] | Commercial | Smart Strip Plug Outlet | N | Healthcare | Existing | 2.1966 | 0.59858 | 3.6697 | 0 | 0 | 0 | Fail RIM | [11 empty] | Commercial | 150 kW Reciprocating Engine | N | All | New | 0.35092 | 0.68885 | 0.50944 | 0 | 0 | 0 | Fail TRC
[11 empty] | Commercial | Smart Strip Plug Outlet | N | Hospitals | Existing | 2.4084 | 0.59858 | 4.0236 | 0 | 0 | 0 | Fail RIM | [11 empty] | Commercial | 100 kW Micro Turbine | N | All | New | 0.19412 | 0.61096 | 0.31774 | 0 | 0 | 0 | Fail TRC
[11 empty] | Commercial | Smart Strip Plug Outlet | N | Institutional | Existing | 1.9806 | 0.59123 | 3.35 | 0 | 0 | 0 | Fail RIM | [11 empty] | Commercial | 50 kW Micro Turbine | N | All | New | 0.18784 | 0.61096 | 0.30746 | 0 | 0 | 0 | Fail TRC
[11 empty] | Commercial | Smart Strip Plug Outlet | N | Lodging/Hospitality | Existing | 1.8036 | 0.59858 | 3.0132 | 0 | 0 | 0 | Fail RIM | [11 empty] | Industrial | 5500 kW Steam Turbine-Biomass | N | All | New | 0.54573 | 0.86294 | 0.6324 | 0 | 0 | 0 | Fail TRC
[11 empty] | Commercial | Smart Strip Plug Outlet | N | Miscellaneous | Existing | 2.4176 | 0.59123 | 4.0891 | 0 | 0 | 0 | Fail RIM | [11 empty] | Industrial | 3500 kW Steam Turbine-Biomass | N | All | New | 0.5123 | 0.86294 | 0.59367 | 0 | 0 | 0 | Fail TRC
[11 empty] | Commercial | Smart Strip Plug Outlet | N | Offices | Existing | 1.5244 | 0.59858 | 2.5466 | 0 | 0 | 0 | Fail RIM | [11 empty] | Industrial | 3500 kW Gas Turbine | N | All | New | 0.38006 | 0.81826 | 0.46448 | 0 | 0 | 0 | Fail TRC
[11 empty] | Commercial | Smart Strip Plug Outlet | N | Restaurants | Existing | 1.4515 | 0.59123 | 2.4551 | 0 | 0 | 0 | Fail RIM | [11 empty] | Industrial | 3000 kW Gas Turbine | N | All | New | 0.37315 | 0.81826 | 0.45603 | 0 | 0 | 0 | Fail TRC
[11 empty] | Commercial | Smart Strip Plug Outlet | N | Retail | Existing | 0.66494 | 0.59858 | 1.1109 | 0 | 0 | 0 | Fail RIM | [11 empty] | Industrial | 2500 kW Gas Turbine | N | All | New | 0.36611 | 0.81826 | 0.44743 | 0 | 0 | 0 | Fail TRC
[11 empty] | Commercial | Smart Strip Plug Outlet | N | Schools K-12 | Existing | 2.2128 | 0.59858 | 3.6968 | 0 | 0 | 0 | Fail RIM | [11 empty] | Industrial | 4500 kW Reciprocating Engine | N | All | New | 0.48185 | 0.67646 | 0.71232 | 0 | 0 | 0 | Fail TRC
[11 empty] | Commercial | Smart Strip Plug Outlet | N | Warehouse | Existing | 0.17851 | 0.59123 | 0.30194 | 0 | 0 | 0 | Fail RIM | [11 empty] | Industrial | 1500 kW Steam Turbine-Biomass | N | All | New | 0.5537 | 0.86294 | 0.64165 | 0 | 0 | 0 | Fail TRC
[11 empty] | Commercial | Smart Strip Plug Outlet | N | Assembly | New | 1.2132 | 0.59123 | 2.0519 | 0 | 0 | 0 | Fail RIM | [11 empty] | Industrial | 3000 kW Reciprocating Engine | N | All | New | 0.47797 | 0.67646 | 0.70657 | 0 | 0 | 0 | Fail TRC
[11 empty] | Commercial | Smart Strip Plug Outlet | N | College and University | New | 1.6137 | 0.59858 | 2.6959 | 0 | 0 | 0 | Fail RIM | [11 empty] | Industrial | 1125 kW Fuel Cell | N | All | New | 0.40048 | 0.72328 | 0.55369 | 0 | 0 | 0 | Fail TRC
[11 empty] | Commercial | Smart Strip Plug Outlet | N | Grocery | New | 1.563 | 0.59858 | 2.6112 | 0 | 0 | 0 | Fail RIM | [11 empty] | Industrial | 800 kW Fuel Cell-Biogas | N | All | New | 0.35756 | 0.72328 | 0.49436 | 0 | 0 | 0 | Fail TRC
[11 empty] | Commercial | Smart Strip Plug Outlet | N | Healthcare | New | 2.1966 | 0.59858 | 3.6697 | 0 | 0 | 0 | Fail RIM | [11 empty] | Industrial | 1250 kW Reciprocating Engine | N | All | New | 0.42349 | 0.67646 | 0.62604 | 0 | 0 | 0 | Fail TRC
[11 empty] | Commercial | Smart Strip Plug Outlet | N | Hospitals | New | 2.4084 | 0.59858 | 4.0236 | 0 | 0 | 0 | Fail RIM | [11 empty] | Industrial | 1250 kW Reciprocating Engine-Biogas | N | All | New | 0.41192 | 0.67646 | 0.60893 | 0 | 0 | 0 | Fail TRC
[11 empty] | Commercial | Smart Strip Plug Outlet | N | Institutional | New | 1.9806 | 0.59123 | 3.35 | 0 | 0 | 0 | Fail RIM | [11 empty] | Industrial | 500 kW Fuel Cell | N | All | New | 0.31008 | 0.72328 | 0.42871 | 0 | 0 | 0 | Fail TRC
[11 empty] | Commercial | Smart Strip Plug Outlet | N | Lodging/Hospitality | New | 1.8036 | 0.59858 | 3.0132 | 0 | 0 | 0 | Fail RIM | [11 empty] | Industrial | 350 kW Reciprocating Engine | N | All | New | 0.36792 | 0.67646 | 0.54389 | 0 | 0 | 0 | Fail TRC
[11 empty] | Commercial | Smart Strip Plug Outlet | N | Miscellaneous | New | 2.4176 | 0.59123 | 4.0891 | 0 | 0 | 0 | Fail RIM | [11 empty] | Industrial | 175 kW Fuel Cell | N | All | New | 0.17673 | 0.72328 | 0.24434 | 0 | 0 | 0 | Fail TRC
[11 empty] | Commercial | Smart Strip Plug Outlet | N | Offices | New | 1.5244 | 0.59858 | 2.5466 | 0 | 0 | 0 | Fail RIM | [11 empty] | Industrial | 200 kW Micro Turbine | N | All | New | 0.19888 | 0.64551 | 0.3081 | 0 | 0 | 0 | Fail TRC
[11 empty] | Commercial | Smart Strip Plug Outlet | N | Restaurants | New | 1.4515 | 0.59123 | 2.4551 | 0 | 0 | 0 | Fail RIM | [11 empty] | Industrial | 150 kW Reciprocating Engine | N | All | New | 0.35092 | 0.67646 | 0.51876 | 0 | 0 | 0 | Fail TRC
[11 empty] | Commercial | Smart Strip Plug Outlet | N | Retail | New | 0.66494 | 0.59858 | 1.1109 | 0 | 0 | 0 | Fail RIM | [11 empty] | Industrial | 100 kW Micro Turbine | N | All | New | 0.19412 | 0.64551 | 0.30073 | 0 | 0 | 0 | Fail TRC
[11 empty] | Commercial | Smart Strip Plug Outlet | N | Schools K-12 | New | 2.2128 | 0.59858 | 3.6968 | 0 | 0 | 0 | Fail RIM | [11 empty] | Industrial | 100 kW Micro Turbine- Biogas | N | All | New | 0.18851 | 0.64551 | 0.29203 | 0 | 0 | 0 | Fail TRC
[11 empty] | Commercial | Smart Strip Plug Outlet | N | Warehouse | New | 0.17851 | 0.59123 | 0.30194 | 0 | 0 | 0 | Fail RIM | [11 empty] | Industrial | 50 kW Micro Turbine | N | All | New | 0.18784 | 0.64551 | 0.291 | 0 | 0 | 0 | Fail TRC
[11 empty] | Commercial | Anti-Sweat Controls | N | Assembly | Existing | 2.4524 | 0.60049 | 4.0841 | 0 | 0 | 0 | Fail RIM
[11 empty] | Commercial | Anti-Sweat Controls | N | College and University | Existing | 2.4826 | 0.60424 | 4.1087 | 0 | 0 | 0 | Fail RIM
[11 empty] | Commercial | Anti-Sweat Controls | N | Grocery | Existing | 2.4524 | 0.60049 | 4.0841 | 0 | 0 | 0 | Fail RIM
[11 empty] | Commercial | Anti-Sweat Controls | N | Healthcare | Existing | 2.4826 | 0.60424 | 4.1087 | 0 | 0 | 0 | Fail RIM
[11 empty] | Commercial | Anti-Sweat Controls | N | Hospitals | Existing | 2.4826 | 0.60424 | 4.1087 | 0 | 0 | 0 | Fail RIM
[11 empty] | Commercial | Anti-Sweat Controls | N | Institutional | Existing | 2.4524 | 0.60049 | 4.0841 | 0 | 0 | 0 | Fail RIM
[11 empty] | Commercial | Anti-Sweat Controls | N | Lodging/Hospitality | Existing | 2.4826 | 0.60424 | 4.1087 | 0 | 0 | 0 | Fail RIM
[11 empty] | Commercial | Anti-Sweat Controls | N | Miscellaneous | Existing | 2.4524 | 0.60049 | 4.0841 | 0 | 0 | 0 | Fail RIM
[11 empty] | Commercial | Anti-Sweat Controls | N | Offices | Existing | 2.4524 | 0.60049 | 4.0841 | 0 | 0 | 0 | Fail RIM
[11 empty] | Commercial | Anti-Sweat Controls | N | Restaurants | Existing | 2.4826 | 0.60424 | 4.1087 | 0 | 0 | 0 | Fail RIM
[11 empty] | Commercial | Anti-Sweat Controls | N | Retail | Existing | 2.4524 | 0.60049 | 4.0841 | 0 | 0 | 0 | Fail RIM
[11 empty] | Commercial | Anti-Sweat Controls | N | Schools K-12 | Existing | 2.4826 | 0.60424 | 4.1087 | 0 | 0 | 0 | Fail RIM
[11 empty] | Commercial | Anti-Sweat Controls | N | Warehouse | Existing | 2.4524 | 0.60049 | 4.0841 | 0 | 0 | 0 | Fail RIM
[11 empty] | Commercial | Anti-Sweat Controls | N | Assembly | New | 2.4524 | 0.60049 | 4.0841 | 0 | 0 | 0 | Fail RIM
[11 empty] | Commercial | Anti-Sweat Controls | N | College and University | New | 2.4826 | 0.60424 | 4.1087 | 0 | 0 | 0 | Fail RIM
[11 empty] | Commercial | Anti-Sweat Controls | N | Grocery | New | 2.4524 | 0.60049 | 4.0841 | 0 | 0 | 0 | Fail RIM
[11 empty] | Commercial | Anti-Sweat Controls | N | Healthcare | New | 2.4826 | 0.60424 | 4.1087 | 0 | 0 | 0 | Fail RIM
[11 empty] | Commercial | Anti-Sweat Controls | N | Hospitals | New | 2.4826 | 0.60424 | 4.1087 | 0 | 0 | 0 | Fail RIM
[11 empty] | Commercial | Anti-Sweat Controls | N | Institutional | New | 2.4524 | 0.60049 | 4.0841 | 0 | 0 | 0 | Fail RIM
[11 empty] | Commercial | Anti-Sweat Controls | N | Lodging/Hospitality | New | 2.4826 | 0.60424 | 4.1087 | 0 | 0 | 0 | Fail RIM
[11 empty] | Commercial | Anti-Sweat Controls | N | Miscellaneous | New | 2.4524 | 0.60049 | 4.0841 | 0 | 0 | 0 | Fail RIM
[11 empty] | Commercial | Anti-Sweat Controls | N | Offices | New | 2.4524 | 0.60049 | 4.0841 | 0 | 0 | 0 | Fail RIM
[11 empty] | Commercial | Anti-Sweat Controls | N | Restaurants | New | 2.4826 | 0.60424 | 4.1087 | 0 | 0 | 0 | Fail RIM
[11 empty] | Commercial | Anti-Sweat Controls | N | Retail | New | 2.4524 | 0.60049 | 4.0841 | 0 | 0 | 0 | Fail RIM
[11 empty] | Commercial | Anti-Sweat Controls | N | Schools K-12 | New | 2.4826 | 0.60424 | 4.1087 | 0 | 0 | 0 | Fail RIM
[11 empty] | Commercial | Anti-Sweat Controls | N | Warehouse | New | 2.4524 | 0.60049 | 4.0841 | 0 | 0 | 0 | Fail RIM
[11 empty] | Commercial | Automatic Door Closer for Walk-in Coolers and Freezers | N | Assembly | Existing | 0.10418 | 0.60777 | 0.17141 | 0 | 0 | 0 | Fail RIM
[11 empty] | Commercial | Automatic Door Closer for Walk-in Coolers and Freezers | N | College and University | Existing | 0.10346 | 0.60424 | 0.17122 | 0 | 0 | 0 | Fail RIM
[11 empty] | Commercial | Automatic Door Closer for Walk-in Coolers and Freezers | N | Grocery | Existing | 0.10418 | 0.60777 | 0.17141 | 0 | 0 | 0 | Fail RIM
[11 empty] | Commercial | Automatic Door Closer for Walk-in Coolers and Freezers | N | Healthcare | Existing | 0.10346 | 0.60424 | 0.17122 | 0 | 0 | 0 | Fail RIM
[11 empty] | Commercial | Automatic Door Closer for Walk-in Coolers and Freezers | N | Hospitals | Existing | 0.10346 | 0.60424 | 0.17122 | 0 | 0 | 0 | Fail RIM
[11 empty] | Commercial | Automatic Door Closer for Walk-in Coolers and Freezers | N | Institutional | Existing | 0.10418 | 0.60777 | 0.17141 | 0 | 0 | 0 | Fail RIM
[11 empty] | Commercial | Automatic Door Closer for Walk-in Coolers and Freezers | N | Lodging/Hospitality | Existing | 0.10346 | 0.60424 | 0.17122 | 0 | 0 | 0 | Fail RIM
[11 empty] | Commercial | Automatic Door Closer for Walk-in Coolers and Freezers | N | Miscellaneous | Existing | 0.10418 | 0.60777 | 0.17141 | 0 | 0 | 0 | Fail RIM
[11 empty] | Commercial | Automatic Door Closer for Walk-in Coolers and Freezers | N | Offices | Existing | 0.10418 | 0.60777 | 0.17141 | 0 | 0 | 0 | Fail RIM
[11 empty] | Commercial | Automatic Door Closer for Walk-in Coolers and Freezers | N | Restaurants | Existing | 0.10346 | 0.60424 | 0.17122 | 0 | 0 | 0 | Fail RIM
[11 empty] | Commercial | Automatic Door Closer for Walk-in Coolers and Freezers | N | Retail | Existing | 0.10418 | 0.60777 | 0.17141 | 0 | 0 | 0 | Fail RIM
[11 empty] | Commercial | Automatic Door Closer for Walk-in Coolers and Freezers | N | Schools K-12 | Existing | 0.10346 | 0.60424 | 0.17122 | 0 | 0 | 0 | Fail RIM
[11 empty] | Commercial | Automatic Door Closer for Walk-in Coolers and Freezers | N | Warehouse | Existing | 0.10418 | 0.60777 | 0.17141 | 0 | 0 | 0 | Fail RIM
[11 empty] | Commercial | Automatic Door Closer for Walk-in Coolers and Freezers | N | Assembly | New | 0.10418 | 0.60777 | 0.17141 | 0 | 0 | 0 | Fail RIM
[11 empty] | Commercial | Automatic Door Closer for Walk-in Coolers and Freezers | N | College and University | New | 0.10346 | 0.60424 | 0.17122 | 0 | 0 | 0 | Fail RIM
[11 empty] | Commercial | Automatic Door Closer for Walk-in Coolers and Freezers | N | Grocery | New | 0.10418 | 0.60777 | 0.17141 | 0 | 0 | 0 | Fail RIM
[11 empty] | Commercial | Automatic Door Closer for Walk-in Coolers and Freezers | N | Healthcare | New | 0.10346 | 0.60424 | 0.17122 | 0 | 0 | 0 | Fail RIM
[11 empty] | Commercial | Automatic Door Closer for Walk-in Coolers and Freezers | N | Hospitals | New | 0.10346 | 0.60424 | 0.17122 | 0 | 0 | 0 | Fail RIM
[11 empty] | Commercial | Automatic Door Closer for Walk-in Coolers and Freezers | N | Institutional | New | 0.10418 | 0.60777 | 0.17141 | 0 | 0 | 0 | Fail RIM
[11 empty] | Commercial | Automatic Door Closer for Walk-in Coolers and Freezers | N | Lodging/Hospitality | New | 0.10346 | 0.60424 | 0.17122 | 0 | 0 | 0 | Fail RIM
[11 empty] | Commercial | Automatic Door Closer for Walk-in Coolers and Freezers | N | Miscellaneous | New | 0.10418 | 0.60777 | 0.17141 | 0 | 0 | 0 | Fail RIM
[11 empty] | Commercial | Automatic Door Closer for Walk-in Coolers and Freezers | N | Offices | New | 0.10418 | 0.60777 | 0.17141 | 0 | 0 | 0 | Fail RIM
[11 empty] | Commercial | Automatic Door Closer for Walk-in Coolers and Freezers | N | Restaurants | New | 0.10346 | 0.60424 | 0.17122 | 0 | 0 | 0 | Fail RIM
[11 empty] | Commercial | Automatic Door Closer for Walk-in Coolers and Freezers | N | Retail | New | 0.10418 | 0.60777 | 0.17141 | 0 | 0 | 0 | Fail RIM
[11 empty] | Commercial | Automatic Door Closer for Walk-in Coolers and Freezers | N | Schools K-12 | New | 0.10346 | 0.60424 | 0.17122 | 0 | 0 | 0 | Fail RIM
[11 empty] | Commercial | Automatic Door Closer for Walk-in Coolers and Freezers | N | Warehouse | New | 0.10418 | 0.60777 | 0.17141 | 0 | 0 | 0 | Fail RIM
[11 empty] | Commercial | Demand Defrost | N | Assembly | Existing | 0.30587 | 0.62045 | 0.49298 | 0 | 0 | 0 | Fail RIM
[11 empty] | Commercial | Demand Defrost | N | College and University | Existing | 0.30288 | 0.61509 | 0.49241 | 0 | 0 | 0 | Fail RIM
[11 empty] | Commercial | Demand Defrost | N | Grocery | Existing | 0.30587 | 0.62045 | 0.49298 | 0 | 0 | 0 | Fail RIM
[11 empty] | Commercial | Demand Defrost | N | Healthcare | Existing | 0.30288 | 0.61509 | 0.49241 | 0 | 0 | 0 | Fail RIM
[11 empty] | Commercial | Demand Defrost | N | Hospitals | Existing | 0.30288 | 0.61509 | 0.49241 | 0 | 0 | 0 | Fail RIM
[11 empty] | Commercial | Demand Defrost | N | Institutional | Existing | 0.30587 | 0.62045 | 0.49298 | 0 | 0 | 0 | Fail RIM
[11 empty] | Commercial | Demand Defrost | N | Lodging/Hospitality | Existing | 0.30288 | 0.61509 | 0.49241 | 0 | 0 | 0 | Fail RIM
[11 empty] | Commercial | Demand Defrost | N | Miscellaneous | Existing | 0.30587 | 0.62045 | 0.49298 | 0 | 0 | 0 | Fail RIM
[11 empty] | Commercial | Demand Defrost | N | Offices | Existing | 0.30587 | 0.62045 | 0.49298 | 0 | 0 | 0 | Fail RIM
[11 empty] | Commercial | Demand Defrost | N | Restaurants | Existing | 0.30288 | 0.61509 | 0.49241 | 0 | 0 | 0 | Fail RIM
[11 empty] | Commercial | Demand Defrost | N | Retail | Existing | 0.30587 | 0.62045 | 0.49298 | 0 | 0 | 0 | Fail RIM
[11 empty] | Commercial | Demand Defrost | N | Schools K-12 | Existing | 0.30288 | 0.61509 | 0.49241 | 0 | 0 | 0 | Fail RIM
[11 empty] | Commercial | Demand Defrost | N | Warehouse | Existing | 0.30587 | 0.62045 | 0.49298 | 0 | 0 | 0 | Fail RIM
[11 empty] | Commercial | Demand Defrost | N | Assembly | New | 0.30587 | 0.62045 | 0.49298 | 0 | 0 | 0 | Fail RIM
[11 empty] | Commercial | Demand Defrost | N | College and University | New | 0.30288 | 0.61509 | 0.49241 | 0 | 0 | 0 | Fail RIM
[11 empty] | Commercial | Demand Defrost | N | Grocery | New | 0.30587 | 0.62045 | 0.49298 | 0 | 0 | 0 | Fail RIM
[11 empty] | Commercial | Demand Defrost | N | Healthcare | New | 0.30288 | 0.61509 | 0.49241 | 0 | 0 | 0 | Fail RIM
[11 empty] | Commercial | Demand Defrost | N | Hospitals | New | 0.30288 | 0.61509 | 0.49241 | 0 | 0 | 0 | Fail RIM
[11 empty] | Commercial | Demand Defrost | N | Institutional | New | 0.30587 | 0.62045 | 0.49298 | 0 | 0 | 0 | Fail RIM
[11 empty] | Commercial | Demand Defrost | N | Lodging/Hospitality | New | 0.30288 | 0.61509 | 0.49241 | 0 | 0 | 0 | Fail RIM
[11 empty] | Commercial | Demand Defrost | N | Miscellaneous | New | 0.30587 | 0.62045 | 0.49298 | 0 | 0 | 0 | Fail RIM
[11 empty] | Commercial | Demand Defrost | N | Offices | New | 0.30587 | 0.62045 | 0.49298 | 0 | 0 | 0 | Fail RIM
[11 empty] | Commercial | Demand Defrost | N | Restaurants | New | 0.30288 | 0.61509 | 0.49241 | 0 | 0 | 0 | Fail RIM
[11 empty] | Commercial | Demand Defrost | N | Retail | New | 0.30587 | 0.62045 | 0.49298 | 0 | 0 | 0 | Fail RIM
[11 empty] | Commercial | Demand Defrost | N | Schools K-12 | New | 0.30288 | 0.61509 | 0.49241 | 0 | 0 | 0 | Fail RIM
[11 empty] | Commercial | Demand Defrost | N | Warehouse | New | 0.30587 | 0.62045 | 0.49298 | 0 | 0 | 0 | Fail RIM
[11 empty] | Commercial | Floating Head Pressure Controls | N | Assembly | Existing | 6.1915 | 0.65004 | 9.5248 | 0 | 0 | 0 | Fail RIM
[11 empty] | Commercial | Floating Head Pressure Controls | N | College and University | Existing | 6.1371 | 0.64596 | 9.5007 | 0 | 0 | 0 | Fail RIM
[11 empty] | Commercial | Floating Head Pressure Controls | N | Grocery | Existing | 6.1915 | 0.65004 | 9.5248 | 0 | 0 | 0 | Fail RIM
[11 empty] | Commercial | Floating Head Pressure Controls | N | Healthcare | Existing | 6.1371 | 0.64596 | 9.5007 | 0 | 0 | 0 | Fail RIM
[11 empty] | Commercial | Floating Head Pressure Controls | N | Hospitals | Existing | 6.1371 | 0.64596 | 9.5007 | 0 | 0 | 0 | Fail RIM
[11 empty] | Commercial | Floating Head Pressure Controls | N | Institutional | Existing | 6.1915 | 0.65004 | 9.5248 | 0 | 0 | 0 | Fail RIM
[11 empty] | Commercial | Floating Head Pressure Controls | N | Lodging/Hospitality | Existing | 6.1371 | 0.64596 | 9.5007 | 0 | 0 | 0 | Fail RIM
[11 empty] | Commercial | Floating Head Pressure Controls | N | Miscellaneous | Existing | 6.1915 | 0.65004 | 9.5248 | 0 | 0 | 0 | Fail RIM
[11 empty] | Commercial | Floating Head Pressure Controls | N | Offices | Existing | 6.1915 | 0.65004 | 9.5248 | 0 | 0 | 0 | Fail RIM
[11 empty] | Commercial | Floating Head Pressure Controls | N | Restaurants | Existing | 6.1371 | 0.64596 | 9.5007 | 0 | 0 | 0 | Fail RIM
[11 empty] | Commercial | Floating Head Pressure Controls | N | Retail | Existing | 6.1915 | 0.65004 | 9.5248 | 0 | 0 | 0 | Fail RIM
[11 empty] | Commercial | Floating Head Pressure Controls | N | Schools K-12 | Existing | 6.1371 | 0.64596 | 9.5007 | 0 | 0 | 0 | Fail RIM
[11 empty] | Commercial | Floating Head Pressure Controls | N | Warehouse | Existing | 6.1915 | 0.65004 | 9.5248 | 0 | 0 | 0 | Fail RIM
[11 empty] | Commercial | Floating Head Pressure Controls | N | Assembly | New | 6.1915 | 0.65004 | 9.5248 | 0 | 0 | 0 | Fail RIM
[11 empty] | Commercial | Floating Head Pressure Controls | N | College and University | New | 6.1371 | 0.64596 | 9.5007 | 0 | 0 | 0 | Fail RIM
[11 empty] | Commercial | Floating Head Pressure Controls | N | Grocery | New | 6.1915 | 0.65004 | 9.5248 | 0 | 0 | 0 | Fail RIM
[11 empty] | Commercial | Floating Head Pressure Controls | N | Healthcare | New | 6.1371 | 0.64596 | 9.5007 | 0 | 0 | 0 | Fail RIM
[11 empty] | Commercial | Floating Head Pressure Controls | N | Hospitals | New | 6.1371 | 0.64596 | 9.5007 | 0 | 0 | 0 | Fail RIM
[11 empty] | Commercial | Floating Head Pressure Controls | N | Institutional | New | 6.1915 | 0.65004 | 9.5248 | 0 | 0 | 0 | Fail RIM
[11 empty] | Commercial | Floating Head Pressure Controls | N | Lodging/Hospitality | New | 6.1371 | 0.64596 | 9.5007 | 0 | 0 | 0 | Fail RIM
[11 empty] | Commercial | Floating Head Pressure Controls | N | Miscellaneous | New | 6.1915 | 0.65004 | 9.5248 | 0 | 0 | 0 | Fail RIM
[11 empty] | Commercial | Floating Head Pressure Controls | N | Offices | New | 6.1915 | 0.65004 | 9.5248 | 0 | 0 | 0 | Fail RIM
[11 empty] | Commercial | Floating Head Pressure Controls | N | Restaurants | New | 6.1371 | 0.64596 | 9.5007 | 0 | 0 | 0 | Fail RIM
[11 empty] | Commercial | Floating Head Pressure Controls | N | Retail | New | 6.1915 | 0.65004 | 9.5248 | 0 | 0 | 0 | Fail RIM
[11 empty] | Commercial | Floating Head Pressure Controls | N | Schools K-12 | New | 6.1371 | 0.64596 | 9.5007 | 0 | 0 | 0 | Fail RIM
[11 empty] | Commercial | Floating Head Pressure Controls | N | Warehouse | New | 6.1915 | 0.65004 | 9.5248 | 0 | 0 | 0 | Fail RIM
[11 empty] | Commercial | Freezer-Cooler Replacement Gaskets | N | Assembly | Existing | 0.35921 | 0.6062 | 0.59256 | 0 | 0 | 0 | Fail RIM
[11 empty] | Commercial | Freezer-Cooler Replacement Gaskets | N | College and University | Existing | 0.3568 | 0.60329 | 0.59142 | 0 | 0 | 0 | Fail RIM
[11 empty] | Commercial | Freezer-Cooler Replacement Gaskets | N | Grocery | Existing | 0.35921 | 0.6062 | 0.59256 | 0 | 0 | 0 | Fail RIM
[11 empty] | Commercial | Freezer-Cooler Replacement Gaskets | N | Healthcare | Existing | 0.3568 | 0.60329 | 0.59142 | 0 | 0 | 0 | Fail RIM
[11 empty] | Commercial | Freezer-Cooler Replacement Gaskets | N | Hospitals | Existing | 0.3568 | 0.60329 | 0.59142 | 0 | 0 | 0 | Fail RIM
[11 empty] | Commercial | Freezer-Cooler Replacement Gaskets | N | Institutional | Existing | 0.35921 | 0.6062 | 0.59256 | 0 | 0 | 0 | Fail RIM
[11 empty] | Commercial | Freezer-Cooler Replacement Gaskets | N | Lodging/Hospitality | Existing | 0.3568 | 0.60329 | 0.59142 | 0 | 0 | 0 | Fail RIM
[11 empty] | Commercial | Freezer-Cooler Replacement Gaskets | N | Miscellaneous | Existing | 0.35921 | 0.6062 | 0.59256 | 0 | 0 | 0 | Fail RIM
[11 empty] | Commercial | Freezer-Cooler Replacement Gaskets | N | Offices | Existing | 0.35921 | 0.6062 | 0.59256 | 0 | 0 | 0 | Fail RIM
[11 empty] | Commercial | Freezer-Cooler Replacement Gaskets | N | Restaurants | Existing | 0.3568 | 0.60329 | 0.59142 | 0 | 0 | 0 | Fail RIM
[11 empty] | Commercial | Freezer-Cooler Replacement Gaskets | N | Retail | Existing | 0.35921 | 0.6062 | 0.59256 | 0 | 0 | 0 | Fail RIM
[11 empty] | Commercial | Freezer-Cooler Replacement Gaskets | N | Schools K-12 | Existing | 0.3568 | 0.60329 | 0.59142 | 0 | 0 | 0 | Fail RIM
[11 empty] | Commercial | Freezer-Cooler Replacement Gaskets | N | Warehouse | Existing | 0.35921 | 0.6062 | 0.59256 | 0 | 0 | 0 | Fail RIM
[11 empty] | Commercial | Freezer-Cooler Replacement Gaskets | N | Assembly | New | 0 | 0 | 0 | 0 | 0 | 0 | Fail RIM
[11 empty] | Commercial | Freezer-Cooler Replacement Gaskets | N | College and University | New | 0 | 0 | 0 | 0 | 0 | 0 | Fail RIM
[11 empty] | Commercial | Freezer-Cooler Replacement Gaskets | N | Grocery | New | 0 | 0 | 0 | 0 | 0 | 0 | Fail RIM
[11 empty] | Commercial | Freezer-Cooler Replacement Gaskets | N | Healthcare | New | 0 | 0 | 0 | 0 | 0 | 0 | Fail RIM
[11 empty] | Commercial | Freezer-Cooler Replacement Gaskets | N | Hospitals | New | 0 | 0 | 0 | 0 | 0 | 0 | Fail RIM
[11 empty] | Commercial | Freezer-Cooler Replacement Gaskets | N | Institutional | New | 0 | 0 | 0 | 0 | 0 | 0 | Fail RIM
[11 empty] | Commercial | Freezer-Cooler Replacement Gaskets | N | Lodging/Hospitality | New | 0 | 0 | 0 | 0 | 0 | 0 | Fail RIM
[11 empty] | Commercial | Freezer-Cooler Replacement Gaskets | N | Miscellaneous | New | 0 | 0 | 0 | 0 | 0 | 0 | Fail RIM
[11 empty] | Commercial | Freezer-Cooler Replacement Gaskets | N | Offices | New | 0 | 0 | 0 | 0 | 0 | 0 | Fail RIM
[11 empty] | Commercial | Freezer-Cooler Replacement Gaskets | N | Restaurants | New | 0 | 0 | 0 | 0 | 0 | 0 | Fail RIM
[11 empty] | Commercial | Freezer-Cooler Replacement Gaskets | N | Retail | New | 0 | 0 | 0 | 0 | 0 | 0 | Fail RIM
[11 empty] | Commercial | Freezer-Cooler Replacement Gaskets | N | Schools K-12 | New | 0 | 0 | 0 | 0 | 0 | 0 | Fail RIM
[11 empty] | Commercial | Freezer-Cooler Replacement Gaskets | N | Warehouse | New | 0 | 0 | 0 | 0 | 0 | 0 | Fail RIM
[11 empty] | Commercial | High Efficiency Refrigeration Compressor | N | Assembly | Existing | 0.40409 | 0.6384 | 0.63297 | 0 | 0 | 0 | Fail RIM
[11 empty] | Commercial | High Efficiency Refrigeration Compressor | N | College and University | Existing | 0.4009 | 0.63497 | 0.63137 | 0 | 0 | 0 | Fail RIM
[11 empty] | Commercial | High Efficiency Refrigeration Compressor | N | Grocery | Existing | 0.40409 | 0.6384 | 0.63297 | 0 | 0 | 0 | Fail RIM
[11 empty] | Commercial | High Efficiency Refrigeration Compressor | N | Healthcare | Existing | 0.4009 | 0.63497 | 0.63137 | 0 | 0 | 0 | Fail RIM
[11 empty] | Commercial | High Efficiency Refrigeration Compressor | N | Hospitals | Existing | 0.4009 | 0.63497 | 0.63137 | 0 | 0 | 0 | Fail RIM
[11 empty] | Commercial | High Efficiency Refrigeration Compressor | N | Institutional | Existing | 0.40409 | 0.6384 | 0.63297 | 0 | 0 | 0 | Fail RIM
[11 empty] | Commercial | High Efficiency Refrigeration Compressor | N | Lodging/Hospitality | Existing | 0.4009 | 0.63497 | 0.63137 | 0 | 0 | 0 | Fail RIM
[11 empty] | Commercial | High Efficiency Refrigeration Compressor | N | Miscellaneous | Existing | 0.40409 | 0.6384 | 0.63297 | 0 | 0 | 0 | Fail RIM
[11 empty] | Commercial | High Efficiency Refrigeration Compressor | N | Offices | Existing | 0.40409 | 0.6384 | 0.63297 | 0 | 0 | 0 | Fail RIM
[11 empty] | Commercial | High Efficiency Refrigeration Compressor | N | Restaurants | Existing | 0.4009 | 0.63497 | 0.63137 | 0 | 0 | 0 | Fail RIM
[11 empty] | Commercial | High Efficiency Refrigeration Compressor | N | Retail | Existing | 0.40409 | 0.6384 | 0.63297 | 0 | 0 | 0 | Fail RIM
[11 empty] | Commercial | High Efficiency Refrigeration Compressor | N | Schools K-12 | Existing | 0.4009 | 0.63497 | 0.63137 | 0 | 0 | 0 | Fail RIM
[11 empty] | Commercial | High Efficiency Refrigeration Compressor | N | Warehouse | Existing | 0.40409 | 0.6384 | 0.63297 | 0 | 0 | 0 | Fail RIM
[11 empty] | Commercial | High Efficiency Refrigeration Compressor | N | Assembly | New | 0.40409 | 0.6384 | 0.63297 | 0 | 0 | 0 | Fail RIM
[11 empty] | Commercial | High Efficiency Refrigeration Compressor | N | College and University | New | 0.4009 | 0.63497 | 0.63137 | 0 | 0 | 0 | Fail RIM
[11 empty] | Commercial | High Efficiency Refrigeration Compressor | N | Grocery | New | 0.40409 | 0.6384 | 0.63297 | 0 | 0 | 0 | Fail RIM
[11 empty] | Commercial | High Efficiency Refrigeration Compressor | N | Healthcare | New | 0.4009 | 0.63497 | 0.63137 | 0 | 0 | 0 | Fail RIM
[11 empty] | Commercial | High Efficiency Refrigeration Compressor | N | Hospitals | New | 0.4009 | 0.63497 | 0.63137 | 0 | 0 | 0 | Fail RIM
[11 empty] | Commercial | High Efficiency Refrigeration Compressor | N | Institutional | New | 0.40409 | 0.6384 | 0.63297 | 0 | 0 | 0 | Fail RIM
[11 empty] | Commercial | High Efficiency Refrigeration Compressor | N | Lodging/Hospitality | New | 0.4009 | 0.63497 | 0.63137 | 0 | 0 | 0 | Fail RIM
[11 empty] | Commercial | High Efficiency Refrigeration Compressor | N | Miscellaneous | New | 0.40409 | 0.6384 | 0.63297 | 0 | 0 | 0 | Fail RIM
[11 empty] | Commercial | High Efficiency Refrigeration Compressor | N | Offices | New | 0.40409 | 0.6384 | 0.63297 | 0 | 0 | 0 | Fail RIM
[11 empty] | Commercial | High Efficiency Refrigeration Compressor | N | Restaurants | New | 0.4009 | 0.63497 | 0.63137 | 0 | 0 | 0 | Fail RIM
[11 empty] | Commercial | High Efficiency Refrigeration Compressor | N | Retail | New | 0.40409 | 0.6384 | 0.63297 | 0 | 0 | 0 | Fail RIM
[11 empty] | Commercial | High Efficiency Refrigeration Compressor | N | Schools K-12 | New | 0.4009 | 0.63497 | 0.63137 | 0 | 0 | 0 | Fail RIM
[11 empty] | Commercial | High Efficiency Refrigeration Compressor | N | Warehouse | New | 0.40409 | 0.6384 | 0.63297 | 0 | 0 | 0 | Fail RIM
[11 empty] | Commercial | High R-Value Glass Doors | N | Assembly | Existing | 0.27273 | 0.63301 | 0.43084 | 0 | 0 | 0 | Fail RIM
[11 empty] | Commercial | High R-Value Glass Doors | N | College and University | Existing | 0.27046 | 0.62899 | 0.42999 | 0 | 0 | 0 | Fail RIM
[11 empty] | Commercial | High R-Value Glass Doors | N | Grocery | Existing | 0.27273 | 0.63301 | 0.43084 | 0 | 0 | 0 | Fail RIM
[11 empty] | Commercial | High R-Value Glass Doors | N | Healthcare | Existing | 0.27046 | 0.62899 | 0.42999 | 0 | 0 | 0 | Fail RIM
[11 empty] | Commercial | High R-Value Glass Doors | N | Hospitals | Existing | 0.27046 | 0.62899 | 0.42999 | 0 | 0 | 0 | Fail RIM
[11 empty] | Commercial | High R-Value Glass Doors | N | Institutional | Existing | 0.27273 | 0.63301 | 0.43084 | 0 | 0 | 0 | Fail RIM
[11 empty] | Commercial | High R-Value Glass Doors | N | Lodging/Hospitality | Existing | 0.27046 | 0.62899 | 0.42999 | 0 | 0 | 0 | Fail RIM
[11 empty] | Commercial | High R-Value Glass Doors | N | Miscellaneous | Existing | 0.27273 | 0.63301 | 0.43084 | 0 | 0 | 0 | Fail RIM
[11 empty] | Commercial | High R-Value Glass Doors | N | Offices | Existing | 0.27273 | 0.63301 | 0.43084 | 0 | 0 | 0 | Fail RIM
[11 empty] | Commercial | High R-Value Glass Doors | N | Restaurants | Existing | 0.27046 | 0.62899 | 0.42999 | 0 | 0 | 0 | Fail RIM
[11 empty] | Commercial | High R-Value Glass Doors | N | Retail | Existing | 0.27273 | 0.63301 | 0.43084 | 0 | 0 | 0 | Fail RIM
[11 empty] | Commercial | High R-Value Glass Doors | N | Schools K-12 | Existing | 0.27046 | 0.62899 | 0.42999 | 0 | 0 | 0 | Fail RIM
[11 empty] | Commercial | High R-Value Glass Doors | N | Warehouse | Existing | 0.27273 | 0.63301 | 0.43084 | 0 | 0 | 0 | Fail RIM
[11 empty] | Commercial | High R-Value Glass Doors | N | Assembly | New | 0 | 0 | 0 | 0 | 0 | 0 | Fail RIM
[11 empty] | Commercial | High R-Value Glass Doors | N | College and University | New | 0 | 0 | 0 | 0 | 0 | 0 | Fail RIM
[11 empty] | Commercial | High R-Value Glass Doors | N | Grocery | New | 0 | 0 | 0 | 0 | 0 | 0 | Fail RIM
[11 empty] | Commercial | High R-Value Glass Doors | N | Healthcare | New | 0 | 0 | 0 | 0 | 0 | 0 | Fail RIM
[11 empty] | Commercial | High R-Value Glass Doors | N | Hospitals | New | 0 | 0 | 0 | 0 | 0 | 0 | Fail RIM
[11 empty] | Commercial | High R-Value Glass Doors | N | Institutional | New | 0 | 0 | 0 | 0 | 0 | 0 | Fail RIM
[11 empty] | Commercial | High R-Value Glass Doors | N | Lodging/Hospitality | New | 0 | 0 | 0 | 0 | 0 | 0 | Fail RIM
[11 empty] | Commercial | High R-Value Glass Doors | N | Miscellaneous | New | 0 | 0 | 0 | 0 | 0 | 0 | Fail RIM
[11 empty] | Commercial | High R-Value Glass Doors | N | Offices | New | 0 | 0 | 0 | 0 | 0 | 0 | Fail RIM
[11 empty] | Commercial | High R-Value Glass Doors | N | Restaurants | New | 0 | 0 | 0 | 0 | 0 | 0 | Fail RIM
[11 empty] | Commercial | High R-Value Glass Doors | N | Retail | New | 0 | 0 | 0 | 0 | 0 | 0 | Fail RIM
[11 empty] | Commercial | High R-Value Glass Doors | N | Schools K-12 | New | 0 | 0 | 0 | 0 | 0 | 0 | Fail RIM
[11 empty] | Commercial | High R-Value Glass Doors | N | Warehouse | New | 0 | 0 | 0 | 0 | 0 | 0 | Fail RIM
[11 empty] | Commercial | Night Covers for Display Cases | N | Assembly | Existing | 0.039222 | 0.60031 | 0.065337 | 0 | 0 | 0 | Fail RIM
[11 empty] | Commercial | Night Covers for Display Cases | N | College and University | Existing | 0.039222 | 0.60031 | 0.065337 | 0 | 0 | 0 | Fail RIM
[11 empty] | Commercial | Night Covers for Display Cases | N | Grocery | Existing | 0.039222 | 0.60031 | 0.065337 | 0 | 0 | 0 | Fail RIM
[11 empty] | Commercial | Night Covers for Display Cases | N | Healthcare | Existing | 0.039222 | 0.60031 | 0.065337 | 0 | 0 | 0 | Fail RIM
[11 empty] | Commercial | Night Covers for Display Cases | N | Hospitals | Existing | 0.039222 | 0.60031 | 0.065337 | 0 | 0 | 0 | Fail RIM
[11 empty] | Commercial | Night Covers for Display Cases | N | Institutional | Existing | 0.039222 | 0.60031 | 0.065337 | 0 | 0 | 0 | Fail RIM
[11 empty] | Commercial | Night Covers for Display Cases | N | Lodging/Hospitality | Existing | 0.039222 | 0.60031 | 0.065337 | 0 | 0 | 0 | Fail RIM
[11 empty] | Commercial | Night Covers for Display Cases | N | Miscellaneous | Existing | 0.039222 | 0.60031 | 0.065337 | 0 | 0 | 0 | Fail RIM
[11 empty] | Commercial | Night Covers for Display Cases | N | Offices | Existing | 0.039222 | 0.60031 | 0.065337 | 0 | 0 | 0 | Fail RIM
[11 empty] | Commercial | Night Covers for Display Cases | N | Restaurants | Existing | 0.039222 | 0.60031 | 0.065337 | 0 | 0 | 0 | Fail RIM
[11 empty] | Commercial | Night Covers for Display Cases | N | Retail | Existing | 0.039222 | 0.60031 | 0.065337 | 0 | 0 | 0 | Fail RIM
[11 empty] | Commercial | Night Covers for Display Cases | N | Schools K-12 | Existing | 0.039222 | 0.60031 | 0.065337 | 0 | 0 | 0 | Fail RIM
[11 empty] | Commercial | Night Covers for Display Cases | N | Warehouse | Existing | 0.039222 | 0.60031 | 0.065337 | 0 | 0 | 0 | Fail RIM
[11 empty] | Commercial | Night Covers for Display Cases | N | Assembly | New | 0.039222 | 0.60031 | 0.065337 | 0 | 0 | 0 | Fail RIM
[11 empty] | Commercial | Night Covers for Display Cases | N | College and University | New | 0.039222 | 0.60031 | 0.065337 | 0 | 0 | 0 | Fail RIM
[11 empty] | Commercial | Night Covers for Display Cases | N | Grocery | New | 0.039222 | 0.60031 | 0.065337 | 0 | 0 | 0 | Fail RIM
[11 empty] | Commercial | Night Covers for Display Cases | N | Healthcare | New | 0.039222 | 0.60031 | 0.065337 | 0 | 0 | 0 | Fail RIM
[11 empty] | Commercial | Night Covers for Display Cases | N | Hospitals | New | 0.039222 | 0.60031 | 0.065337 | 0 | 0 | 0 | Fail RIM
[11 empty] | Commercial | Night Covers for Display Cases | N | Institutional | New | 0.039222 | 0.60031 | 0.065337 | 0 | 0 | 0 | Fail RIM
[11 empty] | Commercial | Night Covers for Display Cases | N | Lodging/Hospitality | New | 0.039222 | 0.60031 | 0.065337 | 0 | 0 | 0 | Fail RIM
[11 empty] | Commercial | Night Covers for Display Cases | N | Miscellaneous | New | 0.039222 | 0.60031 | 0.065337 | 0 | 0 | 0 | Fail RIM
[11 empty] | Commercial | Night Covers for Display Cases | N | Offices | New | 0.039222 | 0.60031 | 0.065337 | 0 | 0 | 0 | Fail RIM
[11 empty] | Commercial | Night Covers for Display Cases | N | Restaurants | New | 0.039222 | 0.60031 | 0.065337 | 0 | 0 | 0 | Fail RIM
[11 empty] | Commercial | Night Covers for Display Cases | N | Retail | New | 0.039222 | 0.60031 | 0.065337 | 0 | 0 | 0 | Fail RIM
[11 empty] | Commercial | Night Covers for Display Cases | N | Schools K-12 | New | 0.039222 | 0.60031 | 0.065337 | 0 | 0 | 0 | Fail RIM
[11 empty] | Commercial | Night Covers for Display Cases | N | Warehouse | New | 0.039222 | 0.60031 | 0.065337 | 0 | 0 | 0 | Fail RIM
[11 empty] | Commercial | PSC to ECM Evaporator Fan Motor (Reach-In) | N | Assembly | Existing | 2.1502 | 0.65269 | 3.2944 | 0 | 0 | 0 | Fail RIM
[11 empty] | Commercial | PSC to ECM Evaporator Fan Motor (Reach-In) | N | College and University | Existing | 2.1256 | 0.64596 | 3.2906 | 0 | 0 | 0 | Fail RIM
[11 empty] | Commercial | PSC to ECM Evaporator Fan Motor (Reach-In) | N | Grocery | Existing | 2.1502 | 0.65269 | 3.2944 | 0 | 0 | 0 | Fail RIM
[11 empty] | Commercial | PSC to ECM Evaporator Fan Motor (Reach-In) | N | Healthcare | Existing | 2.1256 | 0.64596 | 3.2906 | 0 | 0 | 0 | Fail RIM
[11 empty] | Commercial | PSC to ECM Evaporator Fan Motor (Reach-In) | N | Hospitals | Existing | 2.1256 | 0.64596 | 3.2906 | 0 | 0 | 0 | Fail RIM
[11 empty] | Commercial | PSC to ECM Evaporator Fan Motor (Reach-In) | N | Institutional | Existing | 2.1502 | 0.65269 | 3.2944 | 0 | 0 | 0 | Fail RIM
[11 empty] | Commercial | PSC to ECM Evaporator Fan Motor (Reach-In) | N | Lodging/Hospitality | Existing | 2.1256 | 0.64596 | 3.2906 | 0 | 0 | 0 | Fail RIM
[11 empty] | Commercial | PSC to ECM Evaporator Fan Motor (Reach-In) | N | Miscellaneous | Existing | 2.1502 | 0.65269 | 3.2944 | 0 | 0 | 0 | Fail RIM
[11 empty] | Commercial | PSC to ECM Evaporator Fan Motor (Reach-In) | N | Offices | Existing | 2.1502 | 0.65269 | 3.2944 | 0 | 0 | 0 | Fail RIM
[11 empty] | Commercial | PSC to ECM Evaporator Fan Motor (Reach-In) | N | Restaurants | Existing | 2.1256 | 0.64596 | 3.2906 | 0 | 0 | 0 | Fail RIM
[11 empty] | Commercial | PSC to ECM Evaporator Fan Motor (Reach-In) | N | Retail | Existing | 2.1502 | 0.65269 | 3.2944 | 0 | 0 | 0 | Fail RIM
[11 empty] | Commercial | PSC to ECM Evaporator Fan Motor (Reach-In) | N | Schools K-12 | Existing | 2.1256 | 0.64596 | 3.2906 | 0 | 0 | 0 | Fail RIM
[11 empty] | Commercial | PSC to ECM Evaporator Fan Motor (Reach-In) | N | Warehouse | Existing | 2.1502 | 0.65269 | 3.2944 | 0 | 0 | 0 | Fail RIM
[11 empty] | Commercial | PSC to ECM Evaporator Fan Motor (Reach-In) | N | Assembly | New | 2.1502 | 0.65269 | 3.2944 | 0 | 0 | 0 | Fail RIM
[11 empty] | Commercial | PSC to ECM Evaporator Fan Motor (Reach-In) | N | College and University | New | 2.1256 | 0.64596 | 3.2906 | 0 | 0 | 0 | Fail RIM
[11 empty] | Commercial | PSC to ECM Evaporator Fan Motor (Reach-In) | N | Grocery | New | 2.1502 | 0.65269 | 3.2944 | 0 | 0 | 0 | Fail RIM
[11 empty] | Commercial | PSC to ECM Evaporator Fan Motor (Reach-In) | N | Healthcare | New | 2.1256 | 0.64596 | 3.2906 | 0 | 0 | 0 | Fail RIM
[11 empty] | Commercial | PSC to ECM Evaporator Fan Motor (Reach-In) | N | Hospitals | New | 2.1256 | 0.64596 | 3.2906 | 0 | 0 | 0 | Fail RIM
[11 empty] | Commercial | PSC to ECM Evaporator Fan Motor (Reach-In) | N | Institutional | New | 2.1502 | 0.65269 | 3.2944 | 0 | 0 | 0 | Fail RIM
[11 empty] | Commercial | PSC to ECM Evaporator Fan Motor (Reach-In) | N | Lodging/Hospitality | New | 2.1256 | 0.64596 | 3.2906 | 0 | 0 | 0 | Fail RIM
[11 empty] | Commercial | PSC to ECM Evaporator Fan Motor (Reach-In) | N | Miscellaneous | New | 2.1502 | 0.65269 | 3.2944 | 0 | 0 | 0 | Fail RIM
[11 empty] | Commercial | PSC to ECM Evaporator Fan Motor (Reach-In) | N | Offices | New | 2.1502 | 0.65269 | 3.2944 | 0 | 0 | 0 | Fail RIM
[11 empty] | Commercial | PSC to ECM Evaporator Fan Motor (Reach-In) | N | Restaurants | New | 2.1256 | 0.64596 | 3.2906 | 0 | 0 | 0 | Fail RIM
[11 empty] | Commercial | PSC to ECM Evaporator Fan Motor (Reach-In) | N | Retail | New | 2.1502 | 0.65269 | 3.2944 | 0 | 0 | 0 | Fail RIM
[11 empty] | Commercial | PSC to ECM Evaporator Fan Motor (Reach-In) | N | Schools K-12 | New | 2.1256 | 0.64596 | 3.2906 | 0 | 0 | 0 | Fail RIM
[11 empty] | Commercial | PSC to ECM Evaporator Fan Motor (Reach-In) | N | Warehouse | New | 2.1502 | 0.65269 | 3.2944 | 0 | 0 | 0 | Fail RIM
[11 empty] | Commercial | PSC to ECM Evaporator Fan Motor (Walk-In, Refrigerator) | N | Assembly | Existing | 1.3955 | 0.65269 | 2.1381 | 0 | 0 | 0 | Fail RIM
[11 empty] | Commercial | PSC to ECM Evaporator Fan Motor (Walk-In, Refrigerator) | N | College and University | Existing | 1.3795 | 0.64596 | 2.1356 | 0 | 0 | 0 | Fail RIM
[11 empty] | Commercial | PSC to ECM Evaporator Fan Motor (Walk-In, Refrigerator) | N | Grocery | Existing | 1.3955 | 0.65269 | 2.1381 | 0 | 0 | 0 | Fail RIM
[11 empty] | Commercial | PSC to ECM Evaporator Fan Motor (Walk-In, Refrigerator) | N | Healthcare | Existing | 1.3795 | 0.64596 | 2.1356 | 0 | 0 | 0 | Fail RIM
[11 empty] | Commercial | PSC to ECM Evaporator Fan Motor (Walk-In, Refrigerator) | N | Hospitals | Existing | 1.3795 | 0.64596 | 2.1356 | 0 | 0 | 0 | Fail RIM
[11 empty] | Commercial | PSC to ECM Evaporator Fan Motor (Walk-In, Refrigerator) | N | Institutional | Existing | 1.3955 | 0.65269 | 2.1381 | 0 | 0 | 0 | Fail RIM
[11 empty] | Commercial | PSC to ECM Evaporator Fan Motor (Walk-In, Refrigerator) | N | Lodging/Hospitality | Existing | 1.3795 | 0.64596 | 2.1356 | 0 | 0 | 0 | Fail RIM
[11 empty] | Commercial | PSC to ECM Evaporator Fan Motor (Walk-In, Refrigerator) | N | Miscellaneous | Existing | 1.3955 | 0.65269 | 2.1381 | 0 | 0 | 0 | Fail RIM
[11 empty] | Commercial | PSC to ECM Evaporator Fan Motor (Walk-In, Refrigerator) | N | Offices | Existing | 1.3955 | 0.65269 | 2.1381 | 0 | 0 | 0 | Fail RIM
[11 empty] | Commercial | PSC to ECM Evaporator Fan Motor (Walk-In, Refrigerator) | N | Restaurants | Existing | 1.3795 | 0.64596 | 2.1356 | 0 | 0 | 0 | Fail RIM
[11 empty] | Commercial | PSC to ECM Evaporator Fan Motor (Walk-In, Refrigerator) | N | Retail | Existing | 1.3955 | 0.65269 | 2.1381 | 0 | 0 | 0 | Fail RIM
[11 empty] | Commercial | PSC to ECM Evaporator Fan Motor (Walk-In, Refrigerator) | N | Schools K-12 | Existing | 1.3795 | 0.64596 | 2.1356 | 0 | 0 | 0 | Fail RIM
[11 empty] | Commercial | PSC to ECM Evaporator Fan Motor (Walk-In, Refrigerator) | N | Warehouse | Existing | 1.3955 | 0.65269 | 2.1381 | 0 | 0 | 0 | Fail RIM
[11 empty] | Commercial | PSC to ECM Evaporator Fan Motor (Walk-In, Refrigerator) | N | Assembly | New | 1.3955 | 0.65269 | 2.1381 | 0 | 0 | 0 | Fail RIM
[11 empty] | Commercial | PSC to ECM Evaporator Fan Motor (Walk-In, Refrigerator) | N | College and University | New | 1.3795 | 0.64596 | 2.1356 | 0 | 0 | 0 | Fail RIM
[11 empty] | Commercial | PSC to ECM Evaporator Fan Motor (Walk-In, Refrigerator) | N | Grocery | New | 1.3955 | 0.65269 | 2.1381 | 0 | 0 | 0 | Fail RIM
[11 empty] | Commercial | PSC to ECM Evaporator Fan Motor (Walk-In, Refrigerator) | N | Healthcare | New | 1.3795 | 0.64596 | 2.1356 | 0 | 0 | 0 | Fail RIM
[11 empty] | Commercial | PSC to ECM Evaporator Fan Motor (Walk-In, Refrigerator) | N | Hospitals | New | 1.3795 | 0.64596 | 2.1356 | 0 | 0 | 0 | Fail RIM
[11 empty] | Commercial | PSC to ECM Evaporator Fan Motor (Walk-In, Refrigerator) | N | Institutional | New | 1.3955 | 0.65269 | 2.1381 | 0 | 0 | 0 | Fail RIM
[11 empty] | Commercial | PSC to ECM Evaporator Fan Motor (Walk-In, Refrigerator) | N | Lodging/Hospitality | New | 1.3795 | 0.64596 | 2.1356 | 0 | 0 | 0 | Fail RIM
[11 empty] | Commercial | PSC to ECM Evaporator Fan Motor (Walk-In, Refrigerator) | N | Miscellaneous | New | 1.3955 | 0.65269 | 2.1381 | 0 | 0 | 0 | Fail RIM
[11 empty] | Commercial | PSC to ECM Evaporator Fan Motor (Walk-In, Refrigerator) | N | Offices | New | 1.3955 | 0.65269 | 2.1381 | 0 | 0 | 0 | Fail RIM
[11 empty] | Commercial | PSC to ECM Evaporator Fan Motor (Walk-In, Refrigerator) | N | Restaurants | New | 1.3795 | 0.64596 | 2.1356 | 0 | 0 | 0 | Fail RIM
[11 empty] | Commercial | PSC to ECM Evaporator Fan Motor (Walk-In, Refrigerator) | N | Retail | New | 1.3955 | 0.65269 | 2.1381 | 0 | 0 | 0 | Fail RIM
[11 empty] | Commercial | PSC to ECM Evaporator Fan Motor (Walk-In, Refrigerator) | N | Schools K-12 | New | 1.3795 | 0.64596 | 2.1356 | 0 | 0 | 0 | Fail RIM
[11 empty] | Commercial | PSC to ECM Evaporator Fan Motor (Walk-In, Refrigerator) | N | Warehouse | New | 1.3955 | 0.65269 | 2.1381 | 0 | 0 | 0 | Fail RIM
[11 empty] | Commercial | Refrigerated Display Case Lighting Controls | N | Assembly | Existing | 0.24782 | 0.61087 | 0.40568 | 0 | 0 | 0 | Fail RIM
[11 empty] | Commercial | Refrigerated Display Case Lighting Controls | N | College and University | Existing | 0.24782 | 0.61087 | 0.40568 | 0 | 0 | 0 | Fail RIM
[11 empty] | Commercial | Refrigerated Display Case Lighting Controls | N | Grocery | Existing | 0.24782 | 0.61087 | 0.40568 | 0 | 0 | 0 | Fail RIM
[11 empty] | Commercial | Refrigerated Display Case Lighting Controls | N | Healthcare | Existing | 0.24782 | 0.61087 | 0.40568 | 0 | 0 | 0 | Fail RIM
[11 empty] | Commercial | Refrigerated Display Case Lighting Controls | N | Hospitals | Existing | 0.24782 | 0.61087 | 0.40568 | 0 | 0 | 0 | Fail RIM
[11 empty] | Commercial | Refrigerated Display Case Lighting Controls | N | Institutional | Existing | 0.24782 | 0.61087 | 0.40568 | 0 | 0 | 0 | Fail RIM
[11 empty] | Commercial | Refrigerated Display Case Lighting Controls | N | Lodging/Hospitality | Existing | 0.24782 | 0.61087 | 0.40568 | 0 | 0 | 0 | Fail RIM
[11 empty] | Commercial | Refrigerated Display Case Lighting Controls | N | Miscellaneous | Existing | 0.24782 | 0.61087 | 0.40568 | 0 | 0 | 0 | Fail RIM
[11 empty] | Commercial | Refrigerated Display Case Lighting Controls | N | Offices | Existing | 0.24782 | 0.61087 | 0.40568 | 0 | 0 | 0 | Fail RIM
[11 empty] | Commercial | Refrigerated Display Case Lighting Controls | N | Restaurants | Existing | 0.24782 | 0.61087 | 0.40568 | 0 | 0 | 0 | Fail RIM
[11 empty] | Commercial | Refrigerated Display Case Lighting Controls | N | Retail | Existing | 0.24782 | 0.61087 | 0.40568 | 0 | 0 | 0 | Fail RIM
[11 empty] | Commercial | Refrigerated Display Case Lighting Controls | N | Schools K-12 | Existing | 0.24782 | 0.61087 | 0.40568 | 0 | 0 | 0 | Fail RIM
[11 empty] | Commercial | Refrigerated Display Case Lighting Controls | N | Warehouse | Existing | 0.24782 | 0.61087 | 0.40568 | 0 | 0 | 0 | Fail RIM
[11 empty] | Commercial | Refrigerated Display Case Lighting Controls | N | Assembly | New | 0.091964 | 0.61087 | 0.15055 | 0 | 0 | 0 | Fail RIM
[11 empty] | Commercial | Refrigerated Display Case Lighting Controls | N | College and University | New | 0.091964 | 0.61087 | 0.15055 | 0 | 0 | 0 | Fail RIM
[11 empty] | Commercial | Refrigerated Display Case Lighting Controls | N | Grocery | New | 0.091964 | 0.61087 | 0.15055 | 0 | 0 | 0 | Fail RIM
[11 empty] | Commercial | Refrigerated Display Case Lighting Controls | N | Healthcare | New | 0.091964 | 0.61087 | 0.15055 | 0 | 0 | 0 | Fail RIM
[11 empty] | Commercial | Refrigerated Display Case Lighting Controls | N | Hospitals | New | 0.091964 | 0.61087 | 0.15055 | 0 | 0 | 0 | Fail RIM
[11 empty] | Commercial | Refrigerated Display Case Lighting Controls | N | Institutional | New | 0.091964 | 0.61087 | 0.15055 | 0 | 0 | 0 | Fail RIM
[11 empty] | Commercial | Refrigerated Display Case Lighting Controls | N | Lodging/Hospitality | New | 0.091964 | 0.61087 | 0.15055 | 0 | 0 | 0 | Fail RIM
[11 empty] | Commercial | Refrigerated Display Case Lighting Controls | N | Miscellaneous | New | 0.091964 | 0.61087 | 0.15055 | 0 | 0 | 0 | Fail RIM
[11 empty] | Commercial | Refrigerated Display Case Lighting Controls | N | Offices | New | 0.091964 | 0.61087 | 0.15055 | 0 | 0 | 0 | Fail RIM
[11 empty] | Commercial | Refrigerated Display Case Lighting Controls | N | Restaurants | New | 0.091964 | 0.61087 | 0.15055 | 0 | 0 | 0 | Fail RIM
[11 empty] | Commercial | Refrigerated Display Case Lighting Controls | N | Retail | New | 0.091964 | 0.61087 | 0.15055 | 0 | 0 | 0 | Fail RIM
[11 empty] | Commercial | Refrigerated Display Case Lighting Controls | N | Schools K-12 | New | 0.091964 | 0.61087 | 0.15055 | 0 | 0 | 0 | Fail RIM
[11 empty] | Commercial | Refrigerated Display Case Lighting Controls | N | Warehouse | New | 0.091964 | 0.61087 | 0.15055 | 0 | 0 | 0 | Fail RIM
[11 empty] | Commercial | Strip Curtains for Walk-ins | N | Assembly | Existing | 0.43566 | 0.60682 | 0.71793 | 0 | 0 | 0 | Fail RIM
[11 empty] | Commercial | Strip Curtains for Walk-ins | N | College and University | Existing | 0.43235 | 0.60329 | 0.71665 | 0 | 0 | 0 | Fail RIM
[11 empty] | Commercial | Strip Curtains for Walk-ins | N | Grocery | Existing | 0.43566 | 0.60682 | 0.71793 | 0 | 0 | 0 | Fail RIM
[11 empty] | Commercial | Strip Curtains for Walk-ins | N | Healthcare | Existing | 0.43235 | 0.60329 | 0.71665 | 0 | 0 | 0 | Fail RIM
[11 empty] | Commercial | Strip Curtains for Walk-ins | N | Hospitals | Existing | 0.43235 | 0.60329 | 0.71665 | 0 | 0 | 0 | Fail RIM
[11 empty] | Commercial | Strip Curtains for Walk-ins | N | Institutional | Existing | 0.43566 | 0.60682 | 0.71793 | 0 | 0 | 0 | Fail RIM
[11 empty] | Commercial | Strip Curtains for Walk-ins | N | Lodging/Hospitality | Existing | 0.43235 | 0.60329 | 0.71665 | 0 | 0 | 0 | Fail RIM
[11 empty] | Commercial | Strip Curtains for Walk-ins | N | Miscellaneous | Existing | 0.43566 | 0.60682 | 0.71793 | 0 | 0 | 0 | Fail RIM
[11 empty] | Commercial | Strip Curtains for Walk-ins | N | Offices | Existing | 0.43566 | 0.60682 | 0.71793 | 0 | 0 | 0 | Fail RIM
[11 empty] | Commercial | Strip Curtains for Walk-ins | N | Restaurants | Existing | 0.43235 | 0.60329 | 0.71665 | 0 | 0 | 0 | Fail RIM
[11 empty] | Commercial | Strip Curtains for Walk-ins | N | Retail | Existing | 0.43566 | 0.60682 | 0.71793 | 0 | 0 | 0 | Fail RIM
[11 empty] | Commercial | Strip Curtains for Walk-ins | N | Schools K-12 | Existing | 0.43235 | 0.60329 | 0.71665 | 0 | 0 | 0 | Fail RIM
[11 empty] | Commercial | Strip Curtains for Walk-ins | N | Warehouse | Existing | 0.43566 | 0.60682 | 0.71793 | 0 | 0 | 0 | Fail RIM
[11 empty] | Commercial | Strip Curtains for Walk-ins | N | Assembly | New | 0.43566 | 0.60682 | 0.71793 | 0 | 0 | 0 | Fail RIM
[11 empty] | Commercial | Strip Curtains for Walk-ins | N | College and University | New | 0.43235 | 0.60329 | 0.71665 | 0 | 0 | 0 | Fail RIM
[11 empty] | Commercial | Strip Curtains for Walk-ins | N | Grocery | New | 0.43566 | 0.60682 | 0.71793 | 0 | 0 | 0 | Fail RIM
[11 empty] | Commercial | Strip Curtains for Walk-ins | N | Healthcare | New | 0.43235 | 0.60329 | 0.71665 | 0 | 0 | 0 | Fail RIM
[11 empty] | Commercial | Strip Curtains for Walk-ins | N | Hospitals | New | 0.43235 | 0.60329 | 0.71665 | 0 | 0 | 0 | Fail RIM
[11 empty] | Commercial | Strip Curtains for Walk-ins | N | Institutional | New | 0.43566 | 0.60682 | 0.71793 | 0 | 0 | 0 | Fail RIM
[11 empty] | Commercial | Strip Curtains for Walk-ins | N | Lodging/Hospitality | New | 0.43235 | 0.60329 | 0.71665 | 0 | 0 | 0 | Fail RIM
[11 empty] | Commercial | Strip Curtains for Walk-ins | N | Miscellaneous | New | 0.43566 | 0.60682 | 0.71793 | 0 | 0 | 0 | Fail RIM
[11 empty] | Commercial | Strip Curtains for Walk-ins | N | Offices | New | 0.43566 | 0.60682 | 0.71793 | 0 | 0 | 0 | Fail RIM
[11 empty] | Commercial | Strip Curtains for Walk-ins | N | Restaurants | New | 0.43235 | 0.60329 | 0.71665 | 0 | 0 | 0 | Fail RIM
[11 empty] | Commercial | Strip Curtains for Walk-ins | N | Retail | New | 0.43566 | 0.60682 | 0.71793 | 0 | 0 | 0 | Fail RIM
[11 empty] | Commercial | Strip Curtains for Walk-ins | N | Schools K-12 | New | 0.43235 | 0.60329 | 0.71665 | 0 | 0 | 0 | Fail RIM
[11 empty] | Commercial | Strip Curtains for Walk-ins | N | Warehouse | New | 0.43566 | 0.60682 | 0.71793 | 0 | 0 | 0 | Fail RIM
[11 empty] | Commercial | CO Sensors for Parking Garage Exhaust | N | Assembly | Existing | 5.926 | 0.63173 | 9.3806 | 0 | 0 | 0 | Fail RIM
[11 empty] | Commercial | CO Sensors for Parking Garage Exhaust | N | College and University | Existing | 5.926 | 0.63173 | 9.3806 | 0 | 0 | 0 | Fail RIM
[11 empty] | Commercial | CO Sensors for Parking Garage Exhaust | N | Grocery | Existing | 5.926 | 0.63173 | 9.3806 | 0 | 0 | 0 | Fail RIM
[11 empty] | Commercial | CO Sensors for Parking Garage Exhaust | N | Healthcare | Existing | 5.926 | 0.63173 | 9.3806 | 0 | 0 | 0 | Fail RIM
[11 empty] | Commercial | CO Sensors for Parking Garage Exhaust | N | Hospitals | Existing | 5.926 | 0.63173 | 9.3806 | 0 | 0 | 0 | Fail RIM
[11 empty] | Commercial | CO Sensors for Parking Garage Exhaust | N | Institutional | Existing | 5.926 | 0.63173 | 9.3806 | 0 | 0 | 0 | Fail RIM
[11 empty] | Commercial | CO Sensors for Parking Garage Exhaust | N | Lodging/Hospitality | Existing | 5.926 | 0.63173 | 9.3806 | 0 | 0 | 0 | Fail RIM
[11 empty] | Commercial | CO Sensors for Parking Garage Exhaust | N | Miscellaneous | Existing | 5.926 | 0.63173 | 9.3806 | 0 | 0 | 0 | Fail RIM
[11 empty] | Commercial | CO Sensors for Parking Garage Exhaust | N | Offices | Existing | 5.926 | 0.63173 | 9.3806 | 0 | 0 | 0 | Fail RIM
[11 empty] | Commercial | CO Sensors for Parking Garage Exhaust | N | Restaurants | Existing | 5.926 | 0.63173 | 9.3806 | 0 | 0 | 0 | Fail RIM
[11 empty] | Commercial | CO Sensors for Parking Garage Exhaust | N | Retail | Existing | 5.926 | 0.63173 | 9.3806 | 0 | 0 | 0 | Fail RIM
[11 empty] | Commercial | CO Sensors for Parking Garage Exhaust | N | Schools K-12 | Existing | 5.926 | 0.63173 | 9.3806 | 0 | 0 | 0 | Fail RIM
[11 empty] | Commercial | CO Sensors for Parking Garage Exhaust | N | Warehouse | Existing | 5.926 | 0.63173 | 9.3806 | 0 | 0 | 0 | Fail RIM
[11 empty] | Commercial | CO Sensors for Parking Garage Exhaust | N | Assembly | New | 5.926 | 0.63173 | 9.3806 | 0 | 0 | 0 | Fail RIM
[11 empty] | Commercial | CO Sensors for Parking Garage Exhaust | N | College and University | New | 5.926 | 0.63173 | 9.3806 | 0 | 0 | 0 | Fail RIM
[11 empty] | Commercial | CO Sensors for Parking Garage Exhaust | N | Grocery | New | 5.926 | 0.63173 | 9.3806 | 0 | 0 | 0 | Fail RIM
[11 empty] | Commercial | CO Sensors for Parking Garage Exhaust | N | Healthcare | New | 5.926 | 0.63173 | 9.3806 | 0 | 0 | 0 | Fail RIM
[11 empty] | Commercial | CO Sensors for Parking Garage Exhaust | N | Hospitals | New | 5.926 | 0.63173 | 9.3806 | 0 | 0 | 0 | Fail RIM
[11 empty] | Commercial | CO Sensors for Parking Garage Exhaust | N | Institutional | New | 5.926 | 0.63173 | 9.3806 | 0 | 0 | 0 | Fail RIM
[11 empty] | Commercial | CO Sensors for Parking Garage Exhaust | N | Lodging/Hospitality | New | 5.926 | 0.63173 | 9.3806 | 0 | 0 | 0 | Fail RIM
[11 empty] | Commercial | CO Sensors for Parking Garage Exhaust | N | Miscellaneous | New | 5.926 | 0.63173 | 9.3806 | 0 | 0 | 0 | Fail RIM
[11 empty] | Commercial | CO Sensors for Parking Garage Exhaust | N | Offices | New | 5.926 | 0.63173 | 9.3806 | 0 | 0 | 0 | Fail RIM
[11 empty] | Commercial | CO Sensors for Parking Garage Exhaust | N | Restaurants | New | 5.926 | 0.63173 | 9.3806 | 0 | 0 | 0 | Fail RIM
[11 empty] | Commercial | CO Sensors for Parking Garage Exhaust | N | Retail | New | 5.926 | 0.63173 | 9.3806 | 0 | 0 | 0 | Fail RIM
[11 empty] | Commercial | CO Sensors for Parking Garage Exhaust | N | Schools K-12 | New | 5.926 | 0.63173 | 9.3806 | 0 | 0 | 0 | Fail RIM
[11 empty] | Commercial | CO Sensors for Parking Garage Exhaust | N | Warehouse | New | 5.926 | 0.63173 | 9.3806 | 0 | 0 | 0 | Fail RIM
[11 empty] | Commercial | Demand Controlled Ventilation | N | Assembly | Existing | 1.5932 | 0.61568 | 2.5877 | 0 | 0 | 0 | Fail RIM
[11 empty] | Commercial | Demand Controlled Ventilation | N | College and University | Existing | 3.1719 | 0.61568 | 5.1518 | 0 | 0 | 0 | Fail RIM
[11 empty] | Commercial | Demand Controlled Ventilation | N | Grocery | Existing | 0.72373 | 0.61568 | 1.1755 | 0 | 0 | 0 | Fail RIM
[11 empty] | Commercial | Demand Controlled Ventilation | N | Healthcare | Existing | 3.0906 | 0.61568 | 5.0198 | 0 | 0 | 0 | Fail RIM
[11 empty] | Commercial | Demand Controlled Ventilation | N | Hospitals | Existing | 4.6005 | 0.61568 | 7.4722 | 0 | 0 | 0 | Fail RIM
[11 empty] | Commercial | Demand Controlled Ventilation | N | Institutional | Existing | 3.1689 | 0.61568 | 5.1469 | 0 | 0 | 0 | Fail RIM
[11 empty] | Commercial | Demand Controlled Ventilation | N | Lodging/Hospitality | Existing | 2.5963 | 0.61568 | 4.2169 | 0 | 0 | 0 | Fail RIM
[11 empty] | Commercial | Demand Controlled Ventilation | N | Miscellaneous | Existing | 2.3553 | 0.61568 | 3.8254 | 0 | 0 | 0 | Fail RIM
[11 empty] | Commercial | Demand Controlled Ventilation | N | Offices | Existing | 2.4676 | 0.61568 | 4.008 | 0 | 0 | 0 | Fail RIM
[11 empty] | Commercial | Demand Controlled Ventilation | N | Restaurants | Existing | 0.78027 | 0.61568 | 1.2673 | 0 | 0 | 0 | Fail RIM
[11 empty] | Commercial | Demand Controlled Ventilation | N | Retail | Existing | 1.7458 | 0.61568 | 2.8355 | 0 | 0 | 0 | Fail RIM
[11 empty] | Commercial | Demand Controlled Ventilation | N | Schools K-12 | Existing | 3.2621 | 0.61568 | 5.2982 | 0 | 0 | 0 | Fail RIM
[11 empty] | Commercial | Demand Controlled Ventilation | N | Warehouse | Existing | 0.64811 | 0.61568 | 1.0527 | 0 | 0 | 0 | Fail RIM
[11 empty] | Commercial | Demand Controlled Ventilation | N | Assembly | New | 1.5932 | 0.61568 | 2.5877 | 0 | 0 | 0 | Fail RIM
[11 empty] | Commercial | Demand Controlled Ventilation | N | College and University | New | 3.1719 | 0.61568 | 5.1518 | 0 | 0 | 0 | Fail RIM
[11 empty] | Commercial | Demand Controlled Ventilation | N | Grocery | New | 0.72373 | 0.61568 | 1.1755 | 0 | 0 | 0 | Fail RIM
[11 empty] | Commercial | Demand Controlled Ventilation | N | Healthcare | New | 3.0906 | 0.61568 | 5.0198 | 0 | 0 | 0 | Fail RIM
[11 empty] | Commercial | Demand Controlled Ventilation | N | Hospitals | New | 4.6005 | 0.61568 | 7.4722 | 0 | 0 | 0 | Fail RIM
[11 empty] | Commercial | Demand Controlled Ventilation | N | Institutional | New | 3.1689 | 0.61568 | 5.1469 | 0 | 0 | 0 | Fail RIM
[11 empty] | Commercial | Demand Controlled Ventilation | N | Lodging/Hospitality | New | 2.5963 | 0.61568 | 4.2169 | 0 | 0 | 0 | Fail RIM
[11 empty] | Commercial | Demand Controlled Ventilation | N | Miscellaneous | New | 2.3553 | 0.61568 | 3.8254 | 0 | 0 | 0 | Fail RIM
[11 empty] | Commercial | Demand Controlled Ventilation | N | Offices | New | 2.4676 | 0.61568 | 4.008 | 0 | 0 | 0 | Fail RIM
[11 empty] | Commercial | Demand Controlled Ventilation | N | Restaurants | New | 0.78027 | 0.61568 | 1.2673 | 0 | 0 | 0 | Fail RIM
[11 empty] | Commercial | Demand Controlled Ventilation | N | Retail | New | 1.7458 | 0.61568 | 2.8355 | 0 | 0 | 0 | Fail RIM
[11 empty] | Commercial | Demand Controlled Ventilation | N | Schools K-12 | New | 3.2621 | 0.61568 | 5.2982 | 0 | 0 | 0 | Fail RIM
[11 empty] | Commercial | Demand Controlled Ventilation | N | Warehouse | New | 0.64811 | 0.61568 | 1.0527 | 0 | 0 | 0 | Fail RIM
[11 empty] | Commercial | VAV System | N | Assembly | Existing | 7.3648 | 0.62772 | 11.7326 | 0 | 0 | 0 | Fail RIM
[11 empty] | Commercial | VAV System | N | College and University | Existing | 7.3648 | 0.62772 | 11.7326 | 0 | 0 | 0 | Fail RIM
[11 empty] | Commercial | VAV System | N | Grocery | Existing | 7.3648 | 0.62772 | 11.7326 | 0 | 0 | 0 | Fail RIM
[11 empty] | Commercial | VAV System | N | Healthcare | Existing | 7.3648 | 0.62772 | 11.7326 | 0 | 0 | 0 | Fail RIM
[11 empty] | Commercial | VAV System | N | Hospitals | Existing | 7.3648 | 0.62772 | 11.7326 | 0 | 0 | 0 | Fail RIM
[11 empty] | Commercial | VAV System | N | Institutional | Existing | 7.3648 | 0.62772 | 11.7326 | 0 | 0 | 0 | Fail RIM
[11 empty] | Commercial | VAV System | N | Lodging/Hospitality | Existing | 7.3648 | 0.62772 | 11.7326 | 0 | 0 | 0 | Fail RIM
[11 empty] | Commercial | VAV System | N | Miscellaneous | Existing | 7.3648 | 0.62772 | 11.7326 | 0 | 0 | 0 | Fail RIM
[11 empty] | Commercial | VAV System | N | Offices | Existing | 7.3648 | 0.62772 | 11.7326 | 0 | 0 | 0 | Fail RIM
[11 empty] | Commercial | VAV System | N | Restaurants | Existing | 7.3648 | 0.62772 | 11.7326 | 0 | 0 | 0 | Fail RIM
[11 empty] | Commercial | VAV System | N | Retail | Existing | 7.3648 | 0.62772 | 11.7326 | 0 | 0 | 0 | Fail RIM
[11 empty] | Commercial | VAV System | N | Schools K-12 | Existing | 7.3648 | 0.62772 | 11.7326 | 0 | 0 | 0 | Fail RIM
[11 empty] | Commercial | VAV System | N | Warehouse | Existing | 7.3648 | 0.62772 | 11.7326 | 0 | 0 | 0 | Fail RIM
[11 empty] | Commercial | VAV System | N | Assembly | New | 7.3648 | 0.62772 | 11.7326 | 0 | 0 | 0 | Fail RIM
[11 empty] | Commercial | VAV System | N | College and University | New | 7.3648 | 0.62772 | 11.7326 | 0 | 0 | 0 | Fail RIM
[11 empty] | Commercial | VAV System | N | Grocery | New | 7.3648 | 0.62772 | 11.7326 | 0 | 0 | 0 | Fail RIM
[11 empty] | Commercial | VAV System | N | Healthcare | New | 7.3648 | 0.62772 | 11.7326 | 0 | 0 | 0 | Fail RIM
[11 empty] | Commercial | VAV System | N | Hospitals | New | 7.3648 | 0.62772 | 11.7326 | 0 | 0 | 0 | Fail RIM
[11 empty] | Commercial | VAV System | N | Institutional | New | 7.3648 | 0.62772 | 11.7326 | 0 | 0 | 0 | Fail RIM
[11 empty] | Commercial | VAV System | N | Lodging/Hospitality | New | 7.3648 | 0.62772 | 11.7326 | 0 | 0 | 0 | Fail RIM
[11 empty] | Commercial | VAV System | N | Miscellaneous | New | 7.3648 | 0.62772 | 11.7326 | 0 | 0 | 0 | Fail RIM
[11 empty] | Commercial | VAV System | N | Offices | New | 7.3648 | 0.62772 | 11.7326 | 0 | 0 | 0 | Fail RIM
[11 empty] | Commercial | VAV System | N | Restaurants | New | 7.3648 | 0.62772 | 11.7326 | 0 | 0 | 0 | Fail RIM
[11 empty] | Commercial | VAV System | N | Retail | New | 7.3648 | 0.62772 | 11.7326 | 0 | 0 | 0 | Fail RIM
[11 empty] | Commercial | VAV System | N | Schools K-12 | New | 7.3648 | 0.62772 | 11.7326 | 0 | 0 | 0 | Fail RIM
[11 empty] | Commercial | VAV System | N | Warehouse | New | 7.3648 | 0.62772 | 11.7326 | 0 | 0 | 0 | Fail RIM
[11 empty] | Commercial | Retro-Commissioning | N | Assembly | Existing | 0.89884 | 0.59168 | 1.5191 | 0 | 0 | 0 | Fail RIM
[11 empty] | Commercial | Retro-Commissioning | N | College and University | Existing | 1.456 | 0.61375 | 2.3723 | 0 | 0 | 0 | Fail RIM
[11 empty] | Commercial | Retro-Commissioning | N | Grocery | Existing | 8.9283 | 0.58702 | 15.2095 | 0 | 0 | 0 | Fail RIM
[11 empty] | Commercial | Retro-Commissioning | N | Healthcare | Existing | 3.6171 | 0.59168 | 6.1133 | 0 | 0 | 0 | Fail RIM
[11 empty] | Commercial | Retro-Commissioning | N | Hospitals | Existing | 3.8663 | 0.61375 | 6.2994 | 0 | 0 | 0 | Fail RIM
[11 empty] | Commercial | Retro-Commissioning | N | Institutional | Existing | 4.0782 | 0.59168 | 6.8924 | 0 | 0 | 0 | Fail RIM
[11 empty] | Commercial | Retro-Commissioning | N | Lodging/Hospitality | Existing | 2.0598 | 0.58702 | 3.5089 | 0 | 0 | 0 | Fail RIM
[11 empty] | Commercial | Retro-Commissioning | N | Miscellaneous | Existing | 2.7853 | 0.59168 | 4.7074 | 0 | 0 | 0 | Fail RIM
[11 empty] | Commercial | Retro-Commissioning | N | Offices | Existing | 3.7322 | 0.59168 | 6.3077 | 0 | 0 | 0 | Fail RIM
[11 empty] | Commercial | Retro-Commissioning | N | Restaurants | Existing | 8.6292 | 0.58702 | 14.7 | 0 | 0 | 0 | Fail RIM
[11 empty] | Commercial | Retro-Commissioning | N | Retail | Existing | 1.673 | 0.58702 | 2.85 | 0 | 0 | 0 | Fail RIM
[11 empty] | Commercial | Retro-Commissioning | N | Schools K-12 | Existing | 1.3622 | 0.59168 | 2.3022 | 0 | 0 | 0 | Fail RIM
[11 empty] | Commercial | Retro-Commissioning | N | Warehouse | Existing | 0.43855 | 0.59168 | 0.74119 | 0 | 0 | 0 | Fail RIM
[11 empty] | Commercial | Retro-Commissioning | N | Assembly | New | 0.89884 | 0.59168 | 1.5191 | 0 | 0 | 0 | Fail RIM
[11 empty] | Commercial | Retro-Commissioning | N | College and University | New | 1.456 | 0.61375 | 2.3723 | 0 | 0 | 0 | Fail RIM
[11 empty] | Commercial | Retro-Commissioning | N | Grocery | New | 8.9283 | 0.58702 | 15.2095 | 0 | 0 | 0 | Fail RIM
[11 empty] | Commercial | Retro-Commissioning | N | Healthcare | New | 3.6171 | 0.59168 | 6.1133 | 0 | 0 | 0 | Fail RIM
[11 empty] | Commercial | Retro-Commissioning | N | Hospitals | New | 3.8663 | 0.61375 | 6.2994 | 0 | 0 | 0 | Fail RIM
[11 empty] | Commercial | Retro-Commissioning | N | Institutional | New | 4.0782 | 0.59168 | 6.8924 | 0 | 0 | 0 | Fail RIM
[11 empty] | Commercial | Retro-Commissioning | N | Lodging/Hospitality | New | 2.0598 | 0.58702 | 3.5089 | 0 | 0 | 0 | Fail RIM
[11 empty] | Commercial | Retro-Commissioning | N | Miscellaneous | New | 2.7853 | 0.59168 | 4.7074 | 0 | 0 | 0 | Fail RIM
[11 empty] | Commercial | Retro-Commissioning | N | Offices | New | 3.7322 | 0.59168 | 6.3077 | 0 | 0 | 0 | Fail RIM
[11 empty] | Commercial | Retro-Commissioning | N | Restaurants | New | 8.6292 | 0.58702 | 14.7 | 0 | 0 | 0 | Fail RIM
[11 empty] | Commercial | Retro-Commissioning | N | Retail | New | 1.673 | 0.58702 | 2.85 | 0 | 0 | 0 | Fail RIM
[11 empty] | Commercial | Retro-Commissioning | N | Schools K-12 | New | 1.3622 | 0.59168 | 2.3022 | 0 | 0 | 0 | Fail RIM
[11 empty] | Commercial | Retro-Commissioning | N | Warehouse | New | 0.43855 | 0.59168 | 0.74119 | 0 | 0 | 0 | Fail RIM
[11 empty] | Industrial | Compressed Air Controls | N | Agriculture and Assembly | Existing | 2.5691 | 0.7779 | 3.3026 | 0 | 0 | 0 | Fail RIM
[11 empty] | Industrial | Compressed Air Controls | N | Agriculture and Assembly | New | 2.5691 | 0.7779 | 3.3026 | 0 | 0 | 0 | Fail RIM
[11 empty] | Industrial | Compressed Air Equipment | N | Agriculture and Assembly | New | 3.2291 | 0.79498 | 4.0618 | 0 | 0 | 0 | Fail RIM
[11 empty] | Industrial | Compressed Air Equipment | N | Agriculture and Assembly | Turnover | 3.2291 | 0.79498 | 4.0618 | 0 | 0 | 0 | Fail RIM
[11 empty] | Industrial | Compressed Air System Optimization | N | Agriculture and Assembly | Existing | 10.2733 | 0.75638 | 13.5822 | 0 | 0 | 0 | Fail RIM
[11 empty] | Industrial | Compressed Air System Optimization | N | Agriculture and Assembly | New | 10.2733 | 0.75638 | 13.5822 | 0 | 0 | 0 | Fail RIM
[11 empty] | Industrial | Plant Energy Management | N | Agriculture and Assembly | Existing | 4.4264 | 0.75751 | 5.8434 | 0 | 0 | 0 | Fail RIM
[11 empty] | Industrial | Plant Energy Management | N | Agriculture and Assembly | New | 4.4264 | 0.75751 | 5.8434 | 0 | 0 | 0 | Fail RIM
[11 empty] | Industrial | Efficient Lighting - Exterior | N | Agriculture and Assembly | New | 5.8895 | 1.0383 | 5.6724 | 0 | 0 | 0 | Fail 2-year Threshold
[11 empty] | Industrial | Efficient Lighting - Exterior | N | Agriculture and Assembly | Turnover | 5.8895 | 1.0383 | 5.6724 | 0 | 0 | 0 | Fail 2-year Threshold
[11 empty] | Industrial | Building Envelope Improvements | N | Agriculture and Assembly | Existing | 4.6232 | 0.78532 | 5.887 | 0 | 0 | 0 | Fail RIM
[11 empty] | Industrial | Building Envelope Improvements | N | Agriculture and Assembly | New | 4.6232 | 0.78532 | 5.887 | 0 | 0 | 0 | Fail RIM
[11 empty] | Industrial | HVAC Equipment Upgrades | N | Agriculture and Assembly | New | 7.0329 | 0.80388 | 8.7487 | 0 | 0 | 0 | Fail RIM
[11 empty] | Industrial | HVAC Equipment Upgrades | N | Agriculture and Assembly | Turnover | 7.0329 | 0.80388 | 8.7487 | 0 | 0 | 0 | Fail RIM
[11 empty] | Industrial | HVAC Improved Controls | N | Agriculture and Assembly | Existing | 84.3907 | 0.78532 | 107.4608 | 0 | 0 | 0 | Fail RIM
[11 empty] | Industrial | HVAC Improved Controls | N | Agriculture and Assembly | New | 84.3907 | 0.78532 | 107.4608 | 0 | 0 | 0 | Fail RIM
[11 empty] | Industrial | HVAC Recommissioning | N | Agriculture and Assembly | Existing | 6.3248 | 0.74631 | 8.4748 | 0 | 0 | 0 | Fail RIM
[11 empty] | Industrial | HVAC Recommissioning | N | Agriculture and Assembly | New | 6.3248 | 0.74631 | 8.4748 | 0 | 0 | 0 | Fail RIM
[11 empty] | Industrial | Efficient Lighting - High Bay | N | Agriculture and Assembly | New | 3.1741 | 0.77608 | 4.0899 | 0 | 0 | 0 | Fail RIM
[11 empty] | Industrial | Efficient Lighting - High Bay | N | Agriculture and Assembly | Turnover | 3.1741 | 0.77608 | 4.0899 | 0 | 0 | 0 | Fail RIM
[11 empty] | Industrial | Efficient Lighting - Other Interior Lighting | N | Agriculture and Assembly | New | 1.8113 | 0.78153 | 2.3177 | 0 | 0 | 0 | Fail RIM
[11 empty] | Industrial | Efficient Lighting - Other Interior Lighting | N | Agriculture and Assembly | Turnover | 1.8113 | 0.78153 | 2.3177 | 0 | 0 | 0 | Fail RIM
[11 empty] | Industrial | Lighting Controls | N | Agriculture and Assembly | Existing | 4.036 | 0.74597 | 5.4104 | 0 | 0 | 0 | Fail RIM
[11 empty] | Industrial | Lighting Controls | N | Agriculture and Assembly | New | 4.036 | 0.74597 | 5.4104 | 0 | 0 | 0 | Fail RIM
[11 empty] | Industrial | Fan Equipment Upgrades | N | Agriculture and Assembly | New | 3.4425 | 0.79498 | 4.3304 | 0 | 0 | 0 | Fail RIM
[11 empty] | Industrial | Fan Equipment Upgrades | N | Agriculture and Assembly | Turnover | 3.4425 | 0.79498 | 4.3304 | 0 | 0 | 0 | Fail RIM
[11 empty] | Industrial | Fan Improved Controls | N | Agriculture and Assembly | Existing | 30.2446 | 0.79498 | 38.0446 | 0 | 0 | 0 | Fail RIM
[11 empty] | Industrial | Fan Improved Controls | N | Agriculture and Assembly | New | 30.2446 | 0.79498 | 38.0446 | 0 | 0 | 0 | Fail RIM
[11 empty] | Industrial | Motor Equipment Upgrades | N | Agriculture and Assembly | New | 3.2193 | 0.75638 | 4.2562 | 0 | 0 | 0 | Fail RIM
[11 empty] | Industrial | Motor Equipment Upgrades | N | Agriculture and Assembly | Turnover | 3.2193 | 0.75638 | 4.2562 | 0 | 0 | 0 | Fail RIM
[11 empty] | Industrial | Motor Improved Controls | N | Agriculture and Assembly | Existing | 11.6621 | 0.79498 | 14.6698 | 0 | 0 | 0 | Fail RIM
[11 empty] | Industrial | Motor Improved Controls | N | Agriculture and Assembly | New | 11.6621 | 0.79498 | 14.6698 | 0 | 0 | 0 | Fail RIM
[11 empty] | Industrial | Motor Optimization | N | Agriculture and Assembly | Existing | 3.9663 | 0.75638 | 5.2439 | 0 | 0 | 0 | Fail RIM
[11 empty] | Industrial | Motor Optimization | N | Agriculture and Assembly | New | 3.9663 | 0.75638 | 5.2439 | 0 | 0 | 0 | Fail RIM
[11 empty] | Industrial | Pump Equipment Upgrade | N | Agriculture and Assembly | New | 2.5051 | 0.79498 | 3.1512 | 0 | 0 | 0 | Fail RIM
[11 empty] | Industrial | Pump Equipment Upgrade | N | Agriculture and Assembly | Turnover | 2.5051 | 0.79498 | 3.1512 | 0 | 0 | 0 | Fail RIM
[11 empty] | Industrial | Pump Improved Controls | N | Agriculture and Assembly | Existing | 11.6621 | 0.79498 | 14.6698 | 0 | 0 | 0 | Fail RIM
[11 empty] | Industrial | Pump Improved Controls | N | Agriculture and Assembly | New | 11.6621 | 0.79498 | 14.6698 | 0 | 0 | 0 | Fail RIM
[11 empty] | Industrial | Pump System Optimization | N | Agriculture and Assembly | Existing | 9.1994 | 0.75638 | 12.1624 | 0 | 0 | 0 | Fail RIM
[11 empty] | Industrial | Pump System Optimization | N | Agriculture and Assembly | New | 9.1994 | 0.75638 | 12.1624 | 0 | 0 | 0 | Fail RIM
[11 empty] | Industrial | Process Refrig Controls | N | Agriculture and Assembly | Existing | 1.6789 | 0.79136 | 2.1215 | 0 | 0 | 0 | Fail RIM
[11 empty] | Industrial | Process Refrig Controls | N | Agriculture and Assembly | New | 1.6789 | 0.79136 | 2.1215 | 0 | 0 | 0 | Fail RIM
[11 empty] | Industrial | Process Refrig Equipment Upgrade | N | Agriculture and Assembly | New | 2.7747 | 0.7526 | 3.6868 | 0 | 0 | 0 | Fail RIM
[11 empty] | Industrial | Process Refrig Equipment Upgrade | N | Agriculture and Assembly | Turnover | 2.7747 | 0.7526 | 3.6868 | 0 | 0 | 0 | Fail RIM
[11 empty] | Industrial | Process Refrig System Optimization | N | Agriculture and Assembly | Existing | 1.2041 | 0.73511 | 1.6379 | 0 | 0 | 0 | Fail RIM
[11 empty] | Industrial | Process Refrig System Optimization | N | Agriculture and Assembly | New | 1.2041 | 0.73511 | 1.6379 | 0 | 0 | 0 | Fail RIM
[11 empty] | Industrial | Process Heat Improved Controls | N | Agriculture and Assembly | Existing | 0.82999 | 0.79136 | 1.0488 | 0 | 0 | 0 | Fail RIM
[11 empty] | Industrial | Process Heat Improved Controls | N | Agriculture and Assembly | New | 0.82999 | 0.79136 | 1.0488 | 0 | 0 | 0 | Fail RIM
[11 empty] | Industrial | Process Heat System Optimization | N | Agriculture and Assembly | Existing | 0.068626 | 0.77099 | 0.089011 | 0 | 0 | 0 | Fail RIM
[11 empty] | Industrial | Process Heat System Optimization | N | Agriculture and Assembly | New | 0.068626 | 0.77099 | 0.089011 | 0 | 0 | 0 | Fail RIM
[11 empty] | Industrial | Process Other Systems Optimization | N | Agriculture and Assembly | Existing | 12.2994 | 0.73341 | 16.7701 | 0 | 0 | 0 | Fail RIM
[11 empty] | Industrial | Process Other Systems Optimization | N | Agriculture and Assembly | New | 12.2994 | 0.73341 | 16.7701 | 0 | 0 | 0 | Fail RIM
[11 empty] | Industrial | Compressed Air Controls | N | Chemicals and Plastics | Existing | 3.46 | 0.7779 | 4.4479 | 0 | 0 | 0 | Fail RIM
[11 empty] | Industrial | Compressed Air Controls | N | Chemicals and Plastics | New | 3.46 | 0.7779 | 4.4479 | 0 | 0 | 0 | Fail RIM
[11 empty] | Industrial | Compressed Air Equipment | N | Chemicals and Plastics | New | 5.5144 | 0.79498 | 6.9366 | 0 | 0 | 0 | Fail RIM
[11 empty] | Industrial | Compressed Air Equipment | N | Chemicals and Plastics | Turnover | 5.5144 | 0.79498 | 6.9366 | 0 | 0 | 0 | Fail RIM
[11 empty] | Industrial | Compressed Air System Optimization | N | Chemicals and Plastics | Existing | 9.6158 | 0.75638 | 12.713 | 0 | 0 | 0 | Fail RIM
[11 empty] | Industrial | Compressed Air System Optimization | N | Chemicals and Plastics | New | 9.6158 | 0.75638 | 12.713 | 0 | 0 | 0 | Fail RIM
[11 empty] | Industrial | Plant Energy Management | N | Chemicals and Plastics | Existing | 23.0587 | 0.75751 | 30.44 | 0 | 0 | 0 | Fail RIM
[11 empty] | Industrial | Plant Energy Management | N | Chemicals and Plastics | New | 23.0587 | 0.75751 | 30.44 | 0 | 0 | 0 | Fail RIM
[11 empty] | Industrial | Efficient Lighting - Exterior | N | Chemicals and Plastics | New | 5.8895 | 1.0383 | 5.6724 | 0 | 0 | 0 | Fail 2-year Threshold
[11 empty] | Industrial | Efficient Lighting - Exterior | N | Chemicals and Plastics | Turnover | 5.8895 | 1.0383 | 5.6724 | 0 | 0 | 0 | Fail 2-year Threshold
[11 empty] | Industrial | Building Envelope Improvements | N | Chemicals and Plastics | Existing | 6.6713 | 0.78532 | 8.495 | 0 | 0 | 0 | Fail RIM
[11 empty] | Industrial | Building Envelope Improvements | N | Chemicals and Plastics | New | 6.6713 | 0.78532 | 8.495 | 0 | 0 | 0 | Fail RIM
[11 empty] | Industrial | HVAC Equipment Upgrades | N | Chemicals and Plastics | New | 9.2033 | 0.80388 | 11.4486 | 0 | 0 | 0 | Fail RIM
[11 empty] | Industrial | HVAC Equipment Upgrades | N | Chemicals and Plastics | Turnover | 9.2033 | 0.80388 | 11.4486 | 0 | 0 | 0 | Fail RIM
[11 empty] | Industrial | HVAC Improved Controls | N | Chemicals and Plastics | Existing | 43.0728 | 0.78532 | 54.8478 | 0 | 0 | 0 | Fail RIM
[11 empty] | Industrial | HVAC Improved Controls | N | Chemicals and Plastics | New | 43.0728 | 0.78532 | 54.8478 | 0 | 0 | 0 | Fail RIM
[11 empty] | Industrial | Efficient Lighting - High Bay | N | Chemicals and Plastics | New | 3.1741 | 0.77608 | 4.0899 | 0 | 0 | 0 | Fail RIM
[11 empty] | Industrial | Efficient Lighting - High Bay | N | Chemicals and Plastics | Turnover | 3.1741 | 0.77608 | 4.0899 | 0 | 0 | 0 | Fail RIM
[11 empty] | Industrial | Efficient Lighting - Other Interior Lighting | N | Chemicals and Plastics | New | 1.8113 | 0.78153 | 2.3177 | 0 | 0 | 0 | Fail RIM
[11 empty] | Industrial | Efficient Lighting - Other Interior Lighting | N | Chemicals and Plastics | Turnover | 1.8113 | 0.78153 | 2.3177 | 0 | 0 | 0 | Fail RIM
[11 empty] | Industrial | Lighting Controls | N | Chemicals and Plastics | Existing | 3.6037 | 0.74597 | 4.8309 | 0 | 0 | 0 | Fail RIM
[11 empty] | Industrial | Lighting Controls | N | Chemicals and Plastics | New | 3.6037 | 0.74597 | 4.8309 | 0 | 0 | 0 | Fail RIM
[11 empty] | Industrial | Fan Equipment Upgrades | N | Chemicals and Plastics | New | 3.2766 | 0.79498 | 4.1216 | 0 | 0 | 0 | Fail RIM
[11 empty] | Industrial | Fan Equipment Upgrades | N | Chemicals and Plastics | Turnover | 3.2766 | 0.79498 | 4.1216 | 0 | 0 | 0 | Fail RIM
[11 empty] | Industrial | Fan Improved Controls | N | Chemicals and Plastics | Existing | 30.2446 | 0.79498 | 38.0446 | 0 | 0 | 0 | Fail RIM
[11 empty] | Industrial | Fan Improved Controls | N | Chemicals and Plastics | New | 30.2446 | 0.79498 | 38.0446 | 0 | 0 | 0 | Fail RIM
[11 empty] | Industrial | Fan System Optimization | N | Chemicals and Plastics | Existing | 6.2131 | 0.75638 | 8.2143 | 0 | 0 | 0 | Fail RIM
[11 empty] | Industrial | Fan System Optimization | N | Chemicals and Plastics | New | 6.2131 | 0.75638 | 8.2143 | 0 | 0 | 0 | Fail RIM
[11 empty] | Industrial | Motor Equipment Upgrades | N | Chemicals and Plastics | New | 2.3772 | 0.75638 | 3.1429 | 0 | 0 | 0 | Fail RIM
[11 empty] | Industrial | Motor Equipment Upgrades | N | Chemicals and Plastics | Turnover | 2.3772 | 0.75638 | 3.1429 | 0 | 0 | 0 | Fail RIM
[11 empty] | Industrial | Motor Improved Controls | N | Chemicals and Plastics | Existing | 7.0208 | 0.79498 | 8.8315 | 0 | 0 | 0 | Fail RIM
[11 empty] | Industrial | Motor Improved Controls | N | Chemicals and Plastics | New | 7.0208 | 0.79498 | 8.8315 | 0 | 0 | 0 | Fail RIM
[11 empty] | Industrial | Motor Optimization | N | Chemicals and Plastics | Existing | 5.4642 | 0.75638 | 7.2242 | 0 | 0 | 0 | Fail RIM
[11 empty] | Industrial | Motor Optimization | N | Chemicals and Plastics | New | 5.4642 | 0.75638 | 7.2242 | 0 | 0 | 0 | Fail RIM
[11 empty] | Industrial | Pump Equipment Upgrade | N | Chemicals and Plastics | New | 3.2811 | 0.79498 | 4.1273 | 0 | 0 | 0 | Fail RIM
[11 empty] | Industrial | Pump Equipment Upgrade | N | Chemicals and Plastics | Turnover | 3.2811 | 0.79498 | 4.1273 | 0 | 0 | 0 | Fail RIM
[11 empty] | Industrial | Pump Improved Controls | N | Chemicals and Plastics | Existing | 11.6621 | 0.79498 | 14.6698 | 0 | 0 | 0 | Fail RIM
[11 empty] | Industrial | Pump Improved Controls | N | Chemicals and Plastics | New | 11.6621 | 0.79498 | 14.6698 | 0 | 0 | 0 | Fail RIM
[11 empty] | Industrial | Pump System Optimization | N | Chemicals and Plastics | Existing | 5.273 | 0.75638 | 6.9714 | 0 | 0 | 0 | Fail RIM
[11 empty] | Industrial | Pump System Optimization | N | Chemicals and Plastics | New | 5.273 | 0.75638 | 6.9714 | 0 | 0 | 0 | Fail RIM
[11 empty] | Industrial | Process Refrig Controls | N | Chemicals and Plastics | Existing | 2.3408 | 0.79136 | 2.9579 | 0 | 0 | 0 | Fail RIM
[11 empty] | Industrial | Process Refrig Controls | N | Chemicals and Plastics | New | 2.3408 | 0.79136 | 2.9579 | 0 | 0 | 0 | Fail RIM
[11 empty] | Industrial | Process Refrig Equipment Upgrade | N | Chemicals and Plastics | New | 3.0612 | 0.7526 | 4.0675 | 0 | 0 | 0 | Fail RIM
[11 empty] | Industrial | Process Refrig Equipment Upgrade | N | Chemicals and Plastics | Turnover | 3.0612 | 0.7526 | 4.0675 | 0 | 0 | 0 | Fail RIM
[11 empty] | Industrial | Process Refrig System Optimization | N | Chemicals and Plastics | Existing | 12.0917 | 0.73511 | 16.4488 | 0 | 0 | 0 | Fail RIM
[11 empty] | Industrial | Process Refrig System Optimization | N | Chemicals and Plastics | New | 12.0917 | 0.73511 | 16.4488 | 0 | 0 | 0 | Fail RIM
[11 empty] | Industrial | Process Heat Equipment Upgrade | N | Chemicals and Plastics | New | 2.1985 | 0.7526 | 2.9213 | 0 | 0 | 0 | Fail RIM
[11 empty] | Industrial | Process Heat Equipment Upgrade | N | Chemicals and Plastics | Turnover | 2.1985 | 0.7526 | 2.9213 | 0 | 0 | 0 | Fail RIM
[11 empty] | Industrial | Process Heat Improved Controls | N | Chemicals and Plastics | Existing | 1.2152 | 0.79136 | 1.5356 | 0 | 0 | 0 | Fail RIM
[11 empty] | Industrial | Process Heat Improved Controls | N | Chemicals and Plastics | New | 1.2152 | 0.79136 | 1.5356 | 0 | 0 | 0 | Fail RIM
[11 empty] | Industrial | Process Heat System Optimization | N | Chemicals and Plastics | Existing | 0.32331 | 0.77099 | 0.41935 | 0 | 0 | 0 | Fail RIM
[11 empty] | Industrial | Process Heat System Optimization | N | Chemicals and Plastics | New | 0.32331 | 0.77099 | 0.41935 | 0 | 0 | 0 | Fail RIM
[11 empty] | Industrial | Process Other Systems Optimization | N | Chemicals and Plastics | Existing | 12.2994 | 0.73341 | 16.7701 | 0 | 0 | 0 | Fail RIM
[11 empty] | Industrial | Process Other Systems Optimization | N | Chemicals and Plastics | New | 12.2994 | 0.73341 | 16.7701 | 0 | 0 | 0 | Fail RIM
[11 empty] | Industrial | Compressed Air Controls | N | Construction | Existing | 11.3913 | 0.7779 | 14.6438 | 0 | 0 | 0 | Fail RIM
[11 empty] | Industrial | Compressed Air Controls | N | Construction | New | 11.3913 | 0.7779 | 14.6438 | 0 | 0 | 0 | Fail RIM
[11 empty] | Industrial | Compressed Air Equipment | N | Construction | New | 7.1863 | 0.79498 | 9.0396 | 0 | 0 | 0 | Fail RIM
[11 empty] | Industrial | Compressed Air Equipment | N | Construction | Turnover | 7.1863 | 0.79498 | 9.0396 | 0 | 0 | 0 | Fail RIM
[11 empty] | Industrial | Compressed Air System Optimization | N | Construction | Existing | 9.4453 | 0.75638 | 12.4875 | 0 | 0 | 0 | Fail RIM
[11 empty] | Industrial | Compressed Air System Optimization | N | Construction | New | 9.4453 | 0.75638 | 12.4875 | 0 | 0 | 0 | Fail RIM
[11 empty] | Industrial | Plant Energy Management | N | Construction | Existing | 23.0587 | 0.75751 | 30.44 | 0 | 0 | 0 | Fail RIM
[11 empty] | Industrial | Plant Energy Management | N | Construction | New | 23.0587 | 0.75751 | 30.44 | 0 | 0 | 0 | Fail RIM
[11 empty] | Industrial | Efficient Lighting - Exterior | N | Construction | New | 5.8895 | 1.0383 | 5.6724 | 0 | 0 | 0 | Fail 2-year Threshold
[11 empty] | Industrial | Efficient Lighting - Exterior | N | Construction | Turnover | 5.8895 | 1.0383 | 5.6724 | 0 | 0 | 0 | Fail 2-year Threshold
[11 empty] | Industrial | Building Envelope Improvements | N | Construction | Existing | 5.1644 | 0.78532 | 6.5763 | 0 | 0 | 0 | Fail RIM
[11 empty] | Industrial | Building Envelope Improvements | N | Construction | New | 5.1644 | 0.78532 | 6.5763 | 0 | 0 | 0 | Fail RIM
[11 empty] | Industrial | HVAC Equipment Upgrades | N | Construction | New | 6.3769 | 0.80388 | 7.9326 | 0 | 0 | 0 | Fail RIM
[11 empty] | Industrial | HVAC Equipment Upgrades | N | Construction | Turnover | 6.3769 | 0.80388 | 7.9326 | 0 | 0 | 0 | Fail RIM
[11 empty] | Industrial | HVAC Improved Controls | N | Construction | Existing | 14.7702 | 0.78532 | 18.808 | 0 | 0 | 0 | Fail RIM
[11 empty] | Industrial | HVAC Improved Controls | N | Construction | New | 14.7702 | 0.78532 | 18.808 | 0 | 0 | 0 | Fail RIM
[11 empty] | Industrial | HVAC Recommissioning | N | Construction | Existing | 2.2087 | 0.74631 | 2.9595 | 0 | 0 | 0 | Fail RIM
[11 empty] | Industrial | HVAC Recommissioning | N | Construction | New | 2.2087 | 0.74631 | 2.9595 | 0 | 0 | 0 | Fail RIM
[11 empty] | Industrial | Efficient Lighting - High Bay | N | Construction | New | 3.1741 | 0.77608 | 4.0899 | 0 | 0 | 0 | Fail RIM
[11 empty] | Industrial | Efficient Lighting - High Bay | N | Construction | Turnover | 3.1741 | 0.77608 | 4.0899 | 0 | 0 | 0 | Fail RIM
[11 empty] | Industrial | Efficient Lighting - Other Interior Lighting | N | Construction | New | 1.8113 | 0.78153 | 2.3177 | 0 | 0 | 0 | Fail RIM
[11 empty] | Industrial | Efficient Lighting - Other Interior Lighting | N | Construction | Turnover | 1.8113 | 0.78153 | 2.3177 | 0 | 0 | 0 | Fail RIM
[11 empty] | Industrial | Lighting Controls | N | Construction | Existing | 3.6472 | 0.74597 | 4.8893 | 0 | 0 | 0 | Fail RIM
[11 empty] | Industrial | Lighting Controls | N | Construction | New | 3.6472 | 0.74597 | 4.8893 | 0 | 0 | 0 | Fail RIM
[11 empty] | Industrial | Fan Equipment Upgrades | N | Construction | New | 4.0795 | 0.79498 | 5.1316 | 0 | 0 | 0 | Fail RIM
[11 empty] | Industrial | Fan Equipment Upgrades | N | Construction | Turnover | 4.0795 | 0.79498 | 5.1316 | 0 | 0 | 0 | Fail RIM
[11 empty] | Industrial | Fan Improved Controls | N | Construction | Existing | 22.3254 | 0.79498 | 28.0831 | 0 | 0 | 0 | Fail RIM
[11 empty] | Industrial | Fan Improved Controls | N | Construction | New | 22.3254 | 0.79498 | 28.0831 | 0 | 0 | 0 | Fail RIM
[11 empty] | Industrial | Fan System Optimization | N | Construction | Existing | 14.4339 | 0.75638 | 19.0829 | 0 | 0 | 0 | Fail RIM
[11 empty] | Industrial | Fan System Optimization | N | Construction | New | 14.4339 | 0.75638 | 19.0829 | 0 | 0 | 0 | Fail RIM
[11 empty] | Industrial | Motor Equipment Upgrades | N | Construction | New | 3.0579 | 0.75638 | 4.0428 | 0 | 0 | 0 | Fail RIM
[11 empty] | Industrial | Motor Equipment Upgrades | N | Construction | Turnover | 3.0579 | 0.75638 | 4.0428 | 0 | 0 | 0 | Fail RIM
[11 empty] | Industrial | Motor Improved Controls | N | Construction | Existing | 7.175 | 0.79498 | 9.0254 | 0 | 0 | 0 | Fail RIM
[11 empty] | Industrial | Motor Improved Controls | N | Construction | New | 7.175 | 0.79498 | 9.0254 | 0 | 0 | 0 | Fail RIM
[11 empty] | Industrial | Motor Optimization | N | Construction | Existing | 1.1177 | 0.75638 | 1.4777 | 0 | 0 | 0 | Fail RIM
[11 empty] | Industrial | Motor Optimization | N | Construction | New | 1.1177 | 0.75638 | 1.4777 | 0 | 0 | 0 | Fail RIM
[11 empty] | Industrial | Pump Equipment Upgrade | N | Construction | New | 5.5882 | 0.79498 | 7.0294 | 0 | 0 | 0 | Fail RIM
[11 empty] | Industrial | Pump Equipment Upgrade | N | Construction | Turnover | 5.5882 | 0.79498 | 7.0294 | 0 | 0 | 0 | Fail RIM
[11 empty] | Industrial | Pump Improved Controls | N | Construction | Existing | 11.6621 | 0.79498 | 14.6698 | 0 | 0 | 0 | Fail RIM
[11 empty] | Industrial | Pump Improved Controls | N | Construction | New | 11.6621 | 0.79498 | 14.6698 | 0 | 0 | 0 | Fail RIM
[11 empty] | Industrial | Pump System Optimization | N | Construction | Existing | 7.6819 | 0.75638 | 10.1562 | 0 | 0 | 0 | Fail RIM
[11 empty] | Industrial | Pump System Optimization | N | Construction | New | 7.6819 | 0.75638 | 10.1562 | 0 | 0 | 0 | Fail RIM
[11 empty] | Industrial | Process Refrig Controls | N | Construction | Existing | 11.2297 | 0.79136 | 14.1904 | 0 | 0 | 0 | Fail RIM
[11 empty] | Industrial | Process Refrig Controls | N | Construction | New | 11.2297 | 0.79136 | 14.1904 | 0 | 0 | 0 | Fail RIM
[11 empty] | Industrial | Process Refrig Equipment Upgrade | N | Construction | New | 2.4675 | 0.7526 | 3.2787 | 0 | 0 | 0 | Fail RIM
[11 empty] | Industrial | Process Refrig Equipment Upgrade | N | Construction | Turnover | 2.4675 | 0.7526 | 3.2787 | 0 | 0 | 0 | Fail RIM
[11 empty] | Industrial | Process Refrig System Optimization | N | Construction | Existing | 2.2346 | 0.73511 | 3.0398 | 0 | 0 | 0 | Fail RIM
[11 empty] | Industrial | Process Refrig System Optimization | N | Construction | New | 2.2346 | 0.73511 | 3.0398 | 0 | 0 | 0 | Fail RIM
[11 empty] | Industrial | Process Heat Improved Controls | N | Construction | Existing | 0.77345 | 0.79136 | 0.97737 | 0 | 0 | 0 | Fail RIM
[11 empty] | Industrial | Process Heat Improved Controls | N | Construction | New | 0.77345 | 0.79136 | 0.97737 | 0 | 0 | 0 | Fail RIM
[11 empty] | Industrial | Process Heat System Optimization | N | Construction | Existing | 0.38343 | 0.77099 | 0.49732 | 0 | 0 | 0 | Fail RIM
[11 empty] | Industrial | Process Heat System Optimization | N | Construction | New | 0.38343 | 0.77099 | 0.49732 | 0 | 0 | 0 | Fail RIM
[11 empty] | Industrial | Process Other Systems Optimization | N | Construction | Existing | 8.7136 | 0.73341 | 11.881 | 0 | 0 | 0 | Fail RIM
[11 empty] | Industrial | Process Other Systems Optimization | N | Construction | New | 8.7136 | 0.73341 | 11.881 | 0 | 0 | 0 | Fail RIM
[11 empty] | Industrial | Compressed Air Controls | N | Electrical and Electronic Equip. | Existing | 20.5385 | 0.7779 | 26.4027 | 0 | 0 | 0 | Fail RIM
[11 empty] | Industrial | Compressed Air Controls | N | Electrical and Electronic Equip. | New | 20.5385 | 0.7779 | 26.4027 | 0 | 0 | 0 | Fail RIM
[11 empty] | Industrial | Compressed Air Equipment | N | Electrical and Electronic Equip. | New | 19.4613 | 0.79498 | 24.4803 | 0 | 0 | 0 | Fail RIM
[11 empty] | Industrial | Compressed Air Equipment | N | Electrical and Electronic Equip. | Turnover | 19.4613 | 0.79498 | 24.4803 | 0 | 0 | 0 | Fail RIM
[11 empty] | Industrial | Compressed Air System Optimization | N | Electrical and Electronic Equip. | Existing | 10.5685 | 0.75638 | 13.9724 | 0 | 0 | 0 | Fail RIM
[11 empty] | Industrial | Compressed Air System Optimization | N | Electrical and Electronic Equip. | New | 10.5685 | 0.75638 | 13.9724 | 0 | 0 | 0 | Fail RIM
[11 empty] | Industrial | Plant Energy Management | N | Electrical and Electronic Equip. | Existing | 23.0587 | 0.75751 | 30.44 | 0 | 0 | 0 | Fail RIM
[11 empty] | Industrial | Plant Energy Management | N | Electrical and Electronic Equip. | New | 23.0587 | 0.75751 | 30.44 | 0 | 0 | 0 | Fail RIM
[11 empty] | Industrial | Efficient Lighting - Exterior | N | Electrical and Electronic Equip. | New | 5.8895 | 1.0383 | 5.6724 | 0 | 0 | 0 | Fail 2-year Threshold
[11 empty] | Industrial | Efficient Lighting - Exterior | N | Electrical and Electronic Equip. | Turnover | 5.8895 | 1.0383 | 5.6724 | 0 | 0 | 0 | Fail 2-year Threshold
[11 empty] | Industrial | Building Envelope Improvements | N | Electrical and Electronic Equip. | Existing | 4.2879 | 0.78532 | 5.4601 | 0 | 0 | 0 | Fail RIM
[11 empty] | Industrial | Building Envelope Improvements | N | Electrical and Electronic Equip. | New | 4.2879 | 0.78532 | 5.4601 | 0 | 0 | 0 | Fail RIM
[11 empty] | Industrial | HVAC Equipment Upgrades | N | Electrical and Electronic Equip. | New | 7.0329 | 0.80388 | 8.7487 | 0 | 0 | 0 | Fail RIM
[11 empty] | Industrial | HVAC Equipment Upgrades | N | Electrical and Electronic Equip. | Turnover | 7.0329 | 0.80388 | 8.7487 | 0 | 0 | 0 | Fail RIM
[11 empty] | Industrial | HVAC Improved Controls | N | Electrical and Electronic Equip. | Existing | 5.4834 | 0.78532 | 6.9825 | 0 | 0 | 0 | Fail RIM
[11 empty] | Industrial | HVAC Improved Controls | N | Electrical and Electronic Equip. | New | 5.4834 | 0.78532 | 6.9825 | 0 | 0 | 0 | Fail RIM
[11 empty] | Industrial | HVAC Recommissioning | N | Electrical and Electronic Equip. | Existing | 14.2063 | 0.74631 | 19.0353 | 0 | 0 | 0 | Fail RIM
[11 empty] | Industrial | HVAC Recommissioning | N | Electrical and Electronic Equip. | New | 14.2063 | 0.74631 | 19.0353 | 0 | 0 | 0 | Fail RIM
[11 empty] | Industrial | Efficient Lighting - High Bay | N | Electrical and Electronic Equip. | New | 3.1741 | 0.77608 | 4.0899 | 0 | 0 | 0 | Fail RIM
[11 empty] | Industrial | Efficient Lighting - High Bay | N | Electrical and Electronic Equip. | Turnover | 3.1741 | 0.77608 | 4.0899 | 0 | 0 | 0 | Fail RIM
[11 empty] | Industrial | Efficient Lighting - Other Interior Lighting | N | Electrical and Electronic Equip. | New | 1.8113 | 0.78153 | 2.3177 | 0 | 0 | 0 | Fail RIM
[11 empty] | Industrial | Efficient Lighting - Other Interior Lighting | N | Electrical and Electronic Equip. | Turnover | 1.8113 | 0.78153 | 2.3177 | 0 | 0 | 0 | Fail RIM
[11 empty] | Industrial | Lighting Controls | N | Electrical and Electronic Equip. | Existing | 3.532 | 0.74597 | 4.7347 | 0 | 0 | 0 | Fail RIM
[11 empty] | Industrial | Lighting Controls | N | Electrical and Electronic Equip. | New | 3.532 | 0.74597 | 4.7347 | 0 | 0 | 0 | Fail RIM
[11 empty] | Industrial | Fan Improved Controls | N | Electrical and Electronic Equip. | Existing | 30.2446 | 0.79498 | 38.0446 | 0 | 0 | 0 | Fail RIM
[11 empty] | Industrial | Fan Improved Controls | N | Electrical and Electronic Equip. | New | 30.2446 | 0.79498 | 38.0446 | 0 | 0 | 0 | Fail RIM
[11 empty] | Industrial | Motor Equipment Upgrades | N | Electrical and Electronic Equip. | New | 3.1006 | 0.75638 | 4.0993 | 0 | 0 | 0 | Fail RIM
[11 empty] | Industrial | Motor Equipment Upgrades | N | Electrical and Electronic Equip. | Turnover | 3.1006 | 0.75638 | 4.0993 | 0 | 0 | 0 | Fail RIM
[11 empty] | Industrial | Motor Improved Controls | N | Electrical and Electronic Equip. | Existing | 11.6621 | 0.79498 | 14.6698 | 0 | 0 | 0 | Fail RIM
[11 empty] | Industrial | Motor Improved Controls | N | Electrical and Electronic Equip. | New | 11.6621 | 0.79498 | 14.6698 | 0 | 0 | 0 | Fail RIM
[11 empty] | Industrial | Motor Optimization | N | Electrical and Electronic Equip. | Existing | 7.1845 | 0.75638 | 9.4985 | 0 | 0 | 0 | Fail RIM
[11 empty] | Industrial | Motor Optimization | N | Electrical and Electronic Equip. | New | 7.1845 | 0.75638 | 9.4985 | 0 | 0 | 0 | Fail RIM
[11 empty] | Industrial | Pump Improved Controls | N | Electrical and Electronic Equip. | Existing | 11.6621 | 0.79498 | 14.6698 | 0 | 0 | 0 | Fail RIM
[11 empty] | Industrial | Pump Improved Controls | N | Electrical and Electronic Equip. | New | 11.6621 | 0.79498 | 14.6698 | 0 | 0 | 0 | Fail RIM
[11 empty] | Industrial | Process Refrig Controls | N | Electrical and Electronic Equip. | Existing | 0.84643 | 0.79136 | 1.0696 | 0 | 0 | 0 | Fail RIM
[11 empty] | Industrial | Process Refrig Controls | N | Electrical and Electronic Equip. | New | 0.84643 | 0.79136 | 1.0696 | 0 | 0 | 0 | Fail RIM
[11 empty] | Industrial | Process Refrig Equipment Upgrade | N | Electrical and Electronic Equip. | New | 5.6559 | 0.7526 | 7.5152 | 0 | 0 | 0 | Fail RIM
[11 empty] | Industrial | Process Refrig Equipment Upgrade | N | Electrical and Electronic Equip. | Turnover | 5.6559 | 0.7526 | 7.5152 | 0 | 0 | 0 | Fail RIM
[11 empty] | Industrial | Process Refrig System Optimization | N | Electrical and Electronic Equip. | Existing | 35.1461 | 0.73511 | 47.8107 | 0 | 0 | 0 | Fail RIM
[11 empty] | Industrial | Process Refrig System Optimization | N | Electrical and Electronic Equip. | New | 35.1461 | 0.73511 | 47.8107 | 0 | 0 | 0 | Fail RIM
[11 empty] | Industrial | Process Heat Improved Controls | N | Electrical and Electronic Equip. | Existing | 0.82999 | 0.79136 | 1.0488 | 0 | 0 | 0 | Fail RIM
[11 empty] | Industrial | Process Heat Improved Controls | N | Electrical and Electronic Equip. | New | 0.82999 | 0.79136 | 1.0488 | 0 | 0 | 0 | Fail RIM
[11 empty] | Industrial | Process Heat System Optimization | N | Electrical and Electronic Equip. | Existing | 2.8041 | 0.77099 | 3.6371 | 0 | 0 | 0 | Fail RIM
[11 empty] | Industrial | Process Heat System Optimization | N | Electrical and Electronic Equip. | New | 2.8041 | 0.77099 | 3.6371 | 0 | 0 | 0 | Fail RIM
[11 empty] | Industrial | Process Other Systems Optimization | N | Electrical and Electronic Equip. | Existing | 2.379 | 0.73341 | 3.2438 | 0 | 0 | 0 | Fail RIM
[11 empty] | Industrial | Process Other Systems Optimization | N | Electrical and Electronic Equip. | New | 2.379 | 0.73341 | 3.2438 | 0 | 0 | 0 | Fail RIM
[11 empty] | Industrial | Compressed Air Controls | N | Lumber/Furniture/Pulp/Paper | Existing | 18.4805 | 0.7779 | 23.7571 | 0 | 0 | 0 | Fail RIM
[11 empty] | Industrial | Compressed Air Controls | N | Lumber/Furniture/Pulp/Paper | New | 18.4805 | 0.7779 | 23.7571 | 0 | 0 | 0 | Fail RIM
[11 empty] | Industrial | Compressed Air Equipment | N | Lumber/Furniture/Pulp/Paper | New | 5.1121 | 0.79498 | 6.4305 | 0 | 0 | 0 | Fail RIM
[11 empty] | Industrial | Compressed Air Equipment | N | Lumber/Furniture/Pulp/Paper | Turnover | 5.1121 | 0.79498 | 6.4305 | 0 | 0 | 0 | Fail RIM
[11 empty] | Industrial | Compressed Air System Optimization | N | Lumber/Furniture/Pulp/Paper | Existing | 10.3867 | 0.75638 | 13.7321 | 0 | 0 | 0 | Fail RIM
[11 empty] | Industrial | Compressed Air System Optimization | N | Lumber/Furniture/Pulp/Paper | New | 10.3867 | 0.75638 | 13.7321 | 0 | 0 | 0 | Fail RIM
[11 empty] | Industrial | Plant Energy Management | N | Lumber/Furniture/Pulp/Paper | Existing | 4.4264 | 0.75751 | 5.8434 | 0 | 0 | 0 | Fail RIM
[11 empty] | Industrial | Plant Energy Management | N | Lumber/Furniture/Pulp/Paper | New | 4.4264 | 0.75751 | 5.8434 | 0 | 0 | 0 | Fail RIM
[11 empty] | Industrial | Efficient Lighting - Exterior | N | Lumber/Furniture/Pulp/Paper | New | 5.8895 | 1.0383 | 5.6724 | 0 | 0 | 0 | Fail 2-year Threshold
[11 empty] | Industrial | Efficient Lighting - Exterior | N | Lumber/Furniture/Pulp/Paper | Turnover | 5.8895 | 1.0383 | 5.6724 | 0 | 0 | 0 | Fail 2-year Threshold
[11 empty] | Industrial | HVAC Equipment Upgrades | N | Lumber/Furniture/Pulp/Paper | New | 7.0329 | 0.80388 | 8.7487 | 0 | 0 | 0 | Fail RIM
[11 empty] | Industrial | HVAC Equipment Upgrades | N | Lumber/Furniture/Pulp/Paper | Turnover | 7.0329 | 0.80388 | 8.7487 | 0 | 0 | 0 | Fail RIM
[11 empty] | Industrial | HVAC Improved Controls | N | Lumber/Furniture/Pulp/Paper | Existing | 43.3838 | 0.78532 | 55.2438 | 0 | 0 | 0 | Fail RIM
[11 empty] | Industrial | HVAC Improved Controls | N | Lumber/Furniture/Pulp/Paper | New | 43.3838 | 0.78532 | 55.2438 | 0 | 0 | 0 | Fail RIM
[11 empty] | Industrial | Efficient Lighting - High Bay | N | Lumber/Furniture/Pulp/Paper | New | 3.1741 | 0.77608 | 4.0899 | 0 | 0 | 0 | Fail RIM
[11 empty] | Industrial | Efficient Lighting - High Bay | N | Lumber/Furniture/Pulp/Paper | Turnover | 3.1741 | 0.77608 | 4.0899 | 0 | 0 | 0 | Fail RIM
[11 empty] | Industrial | Efficient Lighting - Other Interior Lighting | N | Lumber/Furniture/Pulp/Paper | New | 1.8113 | 0.78153 | 2.3177 | 0 | 0 | 0 | Fail RIM
[11 empty] | Industrial | Efficient Lighting - Other Interior Lighting | N | Lumber/Furniture/Pulp/Paper | Turnover | 1.8113 | 0.78153 | 2.3177 | 0 | 0 | 0 | Fail RIM
[11 empty] | Industrial | Lighting Controls | N | Lumber/Furniture/Pulp/Paper | Existing | 2.9242 | 0.74597 | 3.92 | 0 | 0 | 0 | Fail RIM
[11 empty] | Industrial | Lighting Controls | N | Lumber/Furniture/Pulp/Paper | New | 2.9242 | 0.74597 | 3.92 | 0 | 0 | 0 | Fail RIM
[11 empty] | Industrial | Fan Equipment Upgrades | N | Lumber/Furniture/Pulp/Paper | New | 3.214 | 0.79498 | 4.0429 | 0 | 0 | 0 | Fail RIM
[11 empty] | Industrial | Fan Equipment Upgrades | N | Lumber/Furniture/Pulp/Paper | Turnover | 3.214 | 0.79498 | 4.0429 | 0 | 0 | 0 | Fail RIM
[11 empty] | Industrial | Fan Improved Controls | N | Lumber/Furniture/Pulp/Paper | Existing | 30.2446 | 0.79498 | 38.0446 | 0 | 0 | 0 | Fail RIM
[11 empty] | Industrial | Fan Improved Controls | N | Lumber/Furniture/Pulp/Paper | New | 30.2446 | 0.79498 | 38.0446 | 0 | 0 | 0 | Fail RIM
[11 empty] | Industrial | Fan System Optimization | N | Lumber/Furniture/Pulp/Paper | Existing | 14.5398 | 0.75638 | 19.2229 | 0 | 0 | 0 | Fail RIM
[11 empty] | Industrial | Fan System Optimization | N | Lumber/Furniture/Pulp/Paper | New | 14.5398 | 0.75638 | 19.2229 | 0 | 0 | 0 | Fail RIM
[11 empty] | Industrial | Motor Equipment Upgrades | N | Lumber/Furniture/Pulp/Paper | New | 7.7684 | 0.75638 | 10.2705 | 0 | 0 | 0 | Fail RIM
[11 empty] | Industrial | Motor Equipment Upgrades | N | Lumber/Furniture/Pulp/Paper | Turnover | 7.7684 | 0.75638 | 10.2705 | 0 | 0 | 0 | Fail RIM
[11 empty] | Industrial | Motor Improved Controls | N | Lumber/Furniture/Pulp/Paper | Existing | 15.1189 | 0.79498 | 19.018 | 0 | 0 | 0 | Fail RIM
[11 empty] | Industrial | Motor Improved Controls | N | Lumber/Furniture/Pulp/Paper | New | 15.1189 | 0.79498 | 19.018 | 0 | 0 | 0 | Fail RIM
[11 empty] | Industrial | Motor Optimization | N | Lumber/Furniture/Pulp/Paper | Existing | 6.4737 | 0.75638 | 8.5588 | 0 | 0 | 0 | Fail RIM
[11 empty] | Industrial | Motor Optimization | N | Lumber/Furniture/Pulp/Paper | New | 6.4737 | 0.75638 | 8.5588 | 0 | 0 | 0 | Fail RIM
[11 empty] | Industrial | Pump Equipment Upgrade | N | Lumber/Furniture/Pulp/Paper | New | 2.3542 | 0.79498 | 2.9613 | 0 | 0 | 0 | Fail RIM
[11 empty] | Industrial | Pump Equipment Upgrade | N | Lumber/Furniture/Pulp/Paper | Turnover | 2.3542 | 0.79498 | 2.9613 | 0 | 0 | 0 | Fail RIM
[11 empty] | Industrial | Pump Improved Controls | N | Lumber/Furniture/Pulp/Paper | Existing | 11.6621 | 0.79498 | 14.6698 | 0 | 0 | 0 | Fail RIM
[11 empty] | Industrial | Pump Improved Controls | N | Lumber/Furniture/Pulp/Paper | New | 11.6621 | 0.79498 | 14.6698 | 0 | 0 | 0 | Fail RIM
[11 empty] | Industrial | Pump System Optimization | N | Lumber/Furniture/Pulp/Paper | Existing | 2.0145 | 0.75638 | 2.6634 | 0 | 0 | 0 | Fail RIM
[11 empty] | Industrial | Pump System Optimization | N | Lumber/Furniture/Pulp/Paper | New | 2.0145 | 0.75638 | 2.6634 | 0 | 0 | 0 | Fail RIM
[11 empty] | Industrial | Process Refrig Controls | N | Lumber/Furniture/Pulp/Paper | Existing | 0.84643 | 0.79136 | 1.0696 | 0 | 0 | 0 | Fail RIM
[11 empty] | Industrial | Process Refrig Controls | N | Lumber/Furniture/Pulp/Paper | New | 0.84643 | 0.79136 | 1.0696 | 0 | 0 | 0 | Fail RIM
[11 empty] | Industrial | Process Refrig Equipment Upgrade | N | Lumber/Furniture/Pulp/Paper | New | 2.1308 | 0.7526 | 2.8313 | 0 | 0 | 0 | Fail RIM
[11 empty] | Industrial | Process Refrig Equipment Upgrade | N | Lumber/Furniture/Pulp/Paper | Turnover | 2.1308 | 0.7526 | 2.8313 | 0 | 0 | 0 | Fail RIM
[11 empty] | Industrial | Process Heat Improved Controls | N | Lumber/Furniture/Pulp/Paper | Existing | 0.82999 | 0.79136 | 1.0488 | 0 | 0 | 0 | Fail RIM
[11 empty] | Industrial | Process Heat Improved Controls | N | Lumber/Furniture/Pulp/Paper | New | 0.82999 | 0.79136 | 1.0488 | 0 | 0 | 0 | Fail RIM
[11 empty] | Industrial | Process Heat System Optimization | N | Lumber/Furniture/Pulp/Paper | Existing | 0.41679 | 0.77099 | 0.54059 | 0 | 0 | 0 | Fail RIM
[11 empty] | Industrial | Process Heat System Optimization | N | Lumber/Furniture/Pulp/Paper | New | 0.41679 | 0.77099 | 0.54059 | 0 | 0 | 0 | Fail RIM
[11 empty] | Industrial | Process Other Equipment Upgrades | N | Lumber/Furniture/Pulp/Paper | New | 5.8307 | 0.7526 | 7.7475 | 0 | 0 | 0 | Fail RIM
[11 empty] | Industrial | Process Other Equipment Upgrades | N | Lumber/Furniture/Pulp/Paper | Turnover | 5.8307 | 0.7526 | 7.7475 | 0 | 0 | 0 | Fail RIM
[11 empty] | Industrial | Process Other Systems Optimization | N | Lumber/Furniture/Pulp/Paper | Existing | 2.4181 | 0.73341 | 3.2971 | 0 | 0 | 0 | Fail RIM
[11 empty] | Industrial | Process Other Systems Optimization | N | Lumber/Furniture/Pulp/Paper | New | 2.4181 | 0.73341 | 3.2971 | 0 | 0 | 0 | Fail RIM
[11 empty] | Industrial | Compressed Air Controls | N | Metal Products and Machinery | Existing | 12.5164 | 0.7779 | 16.09 | 0 | 0 | 0 | Fail RIM
[11 empty] | Industrial | Compressed Air Controls | N | Metal Products and Machinery | New | 12.5164 | 0.7779 | 16.09 | 0 | 0 | 0 | Fail RIM
[11 empty] | Industrial | Compressed Air Equipment | N | Metal Products and Machinery | New | 7.5404 | 0.79498 | 9.4851 | 0 | 0 | 0 | Fail RIM
[11 empty] | Industrial | Compressed Air Equipment | N | Metal Products and Machinery | Turnover | 7.5404 | 0.79498 | 9.4851 | 0 | 0 | 0 | Fail RIM
[11 empty] | Industrial | Compressed Air System Optimization | N | Metal Products and Machinery | Existing | 10.7035 | 0.75638 | 14.151 | 0 | 0 | 0 | Fail RIM
[11 empty] | Industrial | Compressed Air System Optimization | N | Metal Products and Machinery | New | 10.7035 | 0.75638 | 14.151 | 0 | 0 | 0 | Fail RIM
[11 empty] | Industrial | Plant Energy Management | N | Metal Products and Machinery | Existing | 4.8216 | 0.75751 | 6.365 | 0 | 0 | 0 | Fail RIM
[11 empty] | Industrial | Plant Energy Management | N | Metal Products and Machinery | New | 4.8216 | 0.75751 | 6.365 | 0 | 0 | 0 | Fail RIM
[11 empty] | Industrial | Efficient Lighting - Exterior | N | Metal Products and Machinery | New | 5.8895 | 1.0383 | 5.6724 | 0 | 0 | 0 | Fail 2-year Threshold
[11 empty] | Industrial | Efficient Lighting - Exterior | N | Metal Products and Machinery | Turnover | 5.8895 | 1.0383 | 5.6724 | 0 | 0 | 0 | Fail 2-year Threshold
[11 empty] | Industrial | Building Envelope Improvements | N | Metal Products and Machinery | Existing | 5.7838 | 0.78532 | 7.365 | 0 | 0 | 0 | Fail RIM
[11 empty] | Industrial | Building Envelope Improvements | N | Metal Products and Machinery | New | 5.7838 | 0.78532 | 7.365 | 0 | 0 | 0 | Fail RIM
[11 empty] | Industrial | HVAC Equipment Upgrades | N | Metal Products and Machinery | New | 5.892 | 0.80388 | 7.3295 | 0 | 0 | 0 | Fail RIM
[11 empty] | Industrial | HVAC Equipment Upgrades | N | Metal Products and Machinery | Turnover | 5.892 | 0.80388 | 7.3295 | 0 | 0 | 0 | Fail RIM
[11 empty] | Industrial | HVAC Improved Controls | N | Metal Products and Machinery | Existing | 12.7255 | 0.78532 | 16.2043 | 0 | 0 | 0 | Fail RIM
[11 empty] | Industrial | HVAC Improved Controls | N | Metal Products and Machinery | New | 12.7255 | 0.78532 | 16.2043 | 0 | 0 | 0 | Fail RIM
[11 empty] | Industrial | HVAC Recommissioning | N | Metal Products and Machinery | Existing | 0.43814 | 0.74631 | 0.58707 | 0 | 0 | 0 | Fail RIM
[11 empty] | Industrial | HVAC Recommissioning | N | Metal Products and Machinery | New | 0.43814 | 0.74631 | 0.58707 | 0 | 0 | 0 | Fail RIM
[11 empty] | Industrial | Efficient Lighting - High Bay | N | Metal Products and Machinery | New | 3.1741 | 0.77608 | 4.0899 | 0 | 0 | 0 | Fail RIM
[11 empty] | Industrial | Efficient Lighting - High Bay | N | Metal Products and Machinery | Turnover | 3.1741 | 0.77608 | 4.0899 | 0 | 0 | 0 | Fail RIM
[11 empty] | Industrial | Efficient Lighting - Other Interior Lighting | N | Metal Products and Machinery | New | 1.8113 | 0.78153 | 2.3177 | 0 | 0 | 0 | Fail RIM
[11 empty] | Industrial | Efficient Lighting - Other Interior Lighting | N | Metal Products and Machinery | Turnover | 1.8113 | 0.78153 | 2.3177 | 0 | 0 | 0 | Fail RIM
[11 empty] | Industrial | Lighting Controls | N | Metal Products and Machinery | Existing | 3.2062 | 0.74597 | 4.298 | 0 | 0 | 0 | Fail RIM
[11 empty] | Industrial | Lighting Controls | N | Metal Products and Machinery | New | 3.2062 | 0.74597 | 4.298 | 0 | 0 | 0 | Fail RIM
[11 empty] | Industrial | Fan Equipment Upgrades | N | Metal Products and Machinery | New | 5.0648 | 0.79498 | 6.371 | 0 | 0 | 0 | Fail RIM
[11 empty] | Industrial | Fan Equipment Upgrades | N | Metal Products and Machinery | Turnover | 5.0648 | 0.79498 | 6.371 | 0 | 0 | 0 | Fail RIM
[11 empty] | Industrial | Fan Improved Controls | N | Metal Products and Machinery | Existing | 30.2446 | 0.79498 | 38.0446 | 0 | 0 | 0 | Fail RIM
[11 empty] | Industrial | Fan Improved Controls | N | Metal Products and Machinery | New | 30.2446 | 0.79498 | 38.0446 | 0 | 0 | 0 | Fail RIM
[11 empty] | Industrial | Fan System Optimization | N | Metal Products and Machinery | Existing | 24.7305 | 0.75638 | 32.6959 | 0 | 0 | 0 | Fail RIM
[11 empty] | Industrial | Fan System Optimization | N | Metal Products and Machinery | New | 24.7305 | 0.75638 | 32.6959 | 0 | 0 | 0 | Fail RIM
[11 empty] | Industrial | Motor Equipment Upgrades | N | Metal Products and Machinery | New | 2.7831 | 0.75638 | 3.6795 | 0 | 0 | 0 | Fail RIM
[11 empty] | Industrial | Motor Equipment Upgrades | N | Metal Products and Machinery | Turnover | 2.7831 | 0.75638 | 3.6795 | 0 | 0 | 0 | Fail RIM
[11 empty] | Industrial | Motor Improved Controls | N | Metal Products and Machinery | Existing | 16.4126 | 0.79498 | 20.6453 | 0 | 0 | 0 | Fail RIM
[11 empty] | Industrial | Motor Improved Controls | N | Metal Products and Machinery | New | 16.4126 | 0.79498 | 20.6453 | 0 | 0 | 0 | Fail RIM
[11 empty] | Industrial | Motor Optimization | N | Metal Products and Machinery | Existing | 6.2872 | 0.75638 | 8.3122 | 0 | 0 | 0 | Fail RIM
[11 empty] | Industrial | Motor Optimization | N | Metal Products and Machinery | New | 6.2872 | 0.75638 | 8.3122 | 0 | 0 | 0 | Fail RIM
[11 empty] | Industrial | Pump Equipment Upgrade | N | Metal Products and Machinery | New | 5.0648 | 0.79498 | 6.371 | 0 | 0 | 0 | Fail RIM
[11 empty] | Industrial | Pump Equipment Upgrade | N | Metal Products and Machinery | Turnover | 5.0648 | 0.79498 | 6.371 | 0 | 0 | 0 | Fail RIM
[11 empty] | Industrial | Pump Improved Controls | N | Metal Products and Machinery | Existing | 11.6621 | 0.79498 | 14.6698 | 0 | 0 | 0 | Fail RIM
[11 empty] | Industrial | Pump Improved Controls | N | Metal Products and Machinery | New | 11.6621 | 0.79498 | 14.6698 | 0 | 0 | 0 | Fail RIM
[11 empty] | Industrial | Pump System Optimization | N | Metal Products and Machinery | Existing | 17.4546 | 0.75638 | 23.0765 | 0 | 0 | 0 | Fail RIM
[11 empty] | Industrial | Pump System Optimization | N | Metal Products and Machinery | New | 17.4546 | 0.75638 | 23.0765 | 0 | 0 | 0 | Fail RIM
[11 empty] | Industrial | Process Refrig Controls | N | Metal Products and Machinery | Existing | 1.2518 | 0.79136 | 1.5819 | 0 | 0 | 0 | Fail RIM
[11 empty] | Industrial | Process Refrig Controls | N | Metal Products and Machinery | New | 1.2518 | 0.79136 | 1.5819 | 0 | 0 | 0 | Fail RIM
[11 empty] | Industrial | Process Refrig Equipment Upgrade | N | Metal Products and Machinery | New | 2.6082 | 0.7526 | 3.4655 | 0 | 0 | 0 | Fail RIM
[11 empty] | Industrial | Process Refrig Equipment Upgrade | N | Metal Products and Machinery | Turnover | 2.6082 | 0.7526 | 3.4655 | 0 | 0 | 0 | Fail RIM
[11 empty] | Industrial | Process Refrig System Optimization | N | Metal Products and Machinery | Existing | 45.376 | 0.73511 | 61.7269 | 0 | 0 | 0 | Fail RIM
[11 empty] | Industrial | Process Refrig System Optimization | N | Metal Products and Machinery | New | 45.376 | 0.73511 | 61.7269 | 0 | 0 | 0 | Fail RIM
[11 empty] | Industrial | Process Heat Equipment Upgrade | N | Metal Products and Machinery | New | 4.9886 | 0.7526 | 6.6285 | 0 | 0 | 0 | Fail RIM
[11 empty] | Industrial | Process Heat Equipment Upgrade | N | Metal Products and Machinery | Turnover | 4.9886 | 0.7526 | 6.6285 | 0 | 0 | 0 | Fail RIM
[11 empty] | Industrial | Process Heat Improved Controls | N | Metal Products and Machinery | Existing | 0.82796 | 0.79136 | 1.0463 | 0 | 0 | 0 | Fail RIM
[11 empty] | Industrial | Process Heat Improved Controls | N | Metal Products and Machinery | New | 0.82796 | 0.79136 | 1.0463 | 0 | 0 | 0 | Fail RIM
[11 empty] | Industrial | Process Heat System Optimization | N | Metal Products and Machinery | Existing | 0.61634 | 0.77099 | 0.79941 | 0 | 0 | 0 | Fail RIM
[11 empty] | Industrial | Process Heat System Optimization | N | Metal Products and Machinery | New | 0.61634 | 0.77099 | 0.79941 | 0 | 0 | 0 | Fail RIM
[11 empty] | Industrial | Process Other Systems Optimization | N | Metal Products and Machinery | Existing | 1.6071 | 0.73341 | 2.1913 | 0 | 0 | 0 | Fail RIM
[11 empty] | Industrial | Process Other Systems Optimization | N | Metal Products and Machinery | New | 1.6071 | 0.73341 | 2.1913 | 0 | 0 | 0 | Fail RIM
[11 empty] | Industrial | Compressed Air Controls | N | Miscellaneous Manufacturing | Existing | 96.9413 | 0.7779 | 124.62 | 0 | 0 | 0 | Fail RIM
[11 empty] | Industrial | Compressed Air Controls | N | Miscellaneous Manufacturing | New | 96.9413 | 0.7779 | 124.62 | 0 | 0 | 0 | Fail RIM
[11 empty] | Industrial | Compressed Air Equipment | N | Miscellaneous Manufacturing | New | 51.6187 | 0.79498 | 64.9312 | 0 | 0 | 0 | Fail RIM
[11 empty] | Industrial | Compressed Air Equipment | N | Miscellaneous Manufacturing | Turnover | 51.6187 | 0.79498 | 64.9312 | 0 | 0 | 0 | Fail RIM
[11 empty] | Industrial | Compressed Air System Optimization | N | Miscellaneous Manufacturing | Existing | 6.8956 | 0.75638 | 9.1166 | 0 | 0 | 0 | Fail RIM
[11 empty] | Industrial | Compressed Air System Optimization | N | Miscellaneous Manufacturing | New | 6.8956 | 0.75638 | 9.1166 | 0 | 0 | 0 | Fail RIM
[11 empty] | Industrial | Plant Energy Management | N | Miscellaneous Manufacturing | Existing | 23.0587 | 0.75751 | 30.44 | 0 | 0 | 0 | Fail RIM
[11 empty] | Industrial | Plant Energy Management | N | Miscellaneous Manufacturing | New | 23.0587 | 0.75751 | 30.44 | 0 | 0 | 0 | Fail RIM
[11 empty] | Industrial | Efficient Lighting - Exterior | N | Miscellaneous Manufacturing | New | 5.8895 | 1.0383 | 5.6724 | 0 | 0 | 0 | Fail 2-year Threshold
[11 empty] | Industrial | Efficient Lighting - Exterior | N | Miscellaneous Manufacturing | Turnover | 5.8895 | 1.0383 | 5.6724 | 0 | 0 | 0 | Fail 2-year Threshold
[11 empty] | Industrial | Lighting Controls - Exterior | N | Miscellaneous Manufacturing | Existing | 4.5493 | 1.0174 | 4.4715 | 0 | 0 | 0 | Fail 2-year Threshold
[11 empty] | Industrial | Lighting Controls - Exterior | N | Miscellaneous Manufacturing | New | 4.5493 | 1.0174 | 4.4715 | 0 | 0 | 0 | Fail 2-year Threshold
[11 empty] | Industrial | Building Envelope Improvements | N | Miscellaneous Manufacturing | Existing | 7.4698 | 0.78532 | 9.5119 | 0 | 0 | 0 | Fail RIM
[11 empty] | Industrial | Building Envelope Improvements | N | Miscellaneous Manufacturing | New | 7.4698 | 0.78532 | 9.5119 | 0 | 0 | 0 | Fail RIM
[11 empty] | Industrial | HVAC Equipment Upgrades | N | Miscellaneous Manufacturing | New | 2.6947 | 0.80388 | 3.3521 | 0 | 0 | 0 | Fail RIM
[11 empty] | Industrial | HVAC Equipment Upgrades | N | Miscellaneous Manufacturing | Turnover | 2.6947 | 0.80388 | 3.3521 | 0 | 0 | 0 | Fail RIM
[11 empty] | Industrial | HVAC Improved Controls | N | Miscellaneous Manufacturing | Existing | 119.5305 | 0.78532 | 152.2069 | 0 | 0 | 0 | Fail RIM
[11 empty] | Industrial | HVAC Improved Controls | N | Miscellaneous Manufacturing | New | 119.5305 | 0.78532 | 152.2069 | 0 | 0 | 0 | Fail RIM
[11 empty] | Industrial | Efficient Lighting - High Bay | N | Miscellaneous Manufacturing | New | 3.1741 | 0.77608 | 4.0899 | 0 | 0 | 0 | Fail RIM
[11 empty] | Industrial | Efficient Lighting - High Bay | N | Miscellaneous Manufacturing | Turnover | 3.1741 | 0.77608 | 4.0899 | 0 | 0 | 0 | Fail RIM
[11 empty] | Industrial | Efficient Lighting - Other Interior Lighting | N | Miscellaneous Manufacturing | New | 1.8113 | 0.78153 | 2.3177 | 0 | 0 | 0 | Fail RIM
[11 empty] | Industrial | Efficient Lighting - Other Interior Lighting | N | Miscellaneous Manufacturing | Turnover | 1.8113 | 0.78153 | 2.3177 | 0 | 0 | 0 | Fail RIM
[11 empty] | Industrial | Lighting Controls | N | Miscellaneous Manufacturing | Existing | 4.5206 | 0.74597 | 6.0601 | 0 | 0 | 0 | Fail RIM
[11 empty] | Industrial | Lighting Controls | N | Miscellaneous Manufacturing | New | 4.5206 | 0.74597 | 6.0601 | 0 | 0 | 0 | Fail RIM
[11 empty] | Industrial | Fan Equipment Upgrades | N | Miscellaneous Manufacturing | New | 4.0795 | 0.79498 | 5.1316 | 0 | 0 | 0 | Fail RIM
[11 empty] | Industrial | Fan Equipment Upgrades | N | Miscellaneous Manufacturing | Turnover | 4.0795 | 0.79498 | 5.1316 | 0 | 0 | 0 | Fail RIM
[11 empty] | Industrial | Fan Improved Controls | N | Miscellaneous Manufacturing | Existing | 30.2446 | 0.79498 | 38.0446 | 0 | 0 | 0 | Fail RIM
[11 empty] | Industrial | Fan Improved Controls | N | Miscellaneous Manufacturing | New | 30.2446 | 0.79498 | 38.0446 | 0 | 0 | 0 | Fail RIM
[11 empty] | Industrial | Motor Equipment Upgrades | N | Miscellaneous Manufacturing | New | 2.3425 | 0.75638 | 3.0971 | 0 | 0 | 0 | Fail RIM
[11 empty] | Industrial | Motor Equipment Upgrades | N | Miscellaneous Manufacturing | Turnover | 2.3425 | 0.75638 | 3.0971 | 0 | 0 | 0 | Fail RIM
[11 empty] | Industrial | Motor Improved Controls | N | Miscellaneous Manufacturing | Existing | 11.6621 | 0.79498 | 14.6698 | 0 | 0 | 0 | Fail RIM
[11 empty] | Industrial | Motor Improved Controls | N | Miscellaneous Manufacturing | New | 11.6621 | 0.79498 | 14.6698 | 0 | 0 | 0 | Fail RIM
[11 empty] | Industrial | Motor Optimization | N | Miscellaneous Manufacturing | Existing | 0.82289 | 0.75638 | 1.0879 | 0 | 0 | 0 | Fail RIM
[11 empty] | Industrial | Motor Optimization | N | Miscellaneous Manufacturing | New | 0.82289 | 0.75638 | 1.0879 | 0 | 0 | 0 | Fail RIM
[11 empty] | Industrial | Pump Equipment Upgrade | N | Miscellaneous Manufacturing | New | 5.5882 | 0.79498 | 7.0294 | 0 | 0 | 0 | Fail RIM
[11 empty] | Industrial | Pump Equipment Upgrade | N | Miscellaneous Manufacturing | Turnover | 5.5882 | 0.79498 | 7.0294 | 0 | 0 | 0 | Fail RIM
[11 empty] | Industrial | Pump Improved Controls | N | Miscellaneous Manufacturing | Existing | 11.6621 | 0.79498 | 14.6698 | 0 | 0 | 0 | Fail RIM
[11 empty] | Industrial | Pump Improved Controls | N | Miscellaneous Manufacturing | New | 11.6621 | 0.79498 | 14.6698 | 0 | 0 | 0 | Fail RIM
[11 empty] | Industrial | Pump System Optimization | N | Miscellaneous Manufacturing | Existing | 3.6245 | 0.75638 | 4.7919 | 0 | 0 | 0 | Fail RIM
[11 empty] | Industrial | Pump System Optimization | N | Miscellaneous Manufacturing | New | 3.6245 | 0.75638 | 4.7919 | 0 | 0 | 0 | Fail RIM
[11 empty] | Industrial | Process Refrig Controls | N | Miscellaneous Manufacturing | Existing | 0.84643 | 0.79136 | 1.0696 | 0 | 0 | 0 | Fail RIM
[11 empty] | Industrial | Process Refrig Controls | N | Miscellaneous Manufacturing | New | 0.84643 | 0.79136 | 1.0696 | 0 | 0 | 0 | Fail RIM
[11 empty] | Industrial | Process Refrig Equipment Upgrade | N | Miscellaneous Manufacturing | New | 2.153 | 0.7526 | 2.8607 | 0 | 0 | 0 | Fail RIM
[11 empty] | Industrial | Process Refrig Equipment Upgrade | N | Miscellaneous Manufacturing | Turnover | 2.153 | 0.7526 | 2.8607 | 0 | 0 | 0 | Fail RIM
[11 empty] | Industrial | Process Refrig System Optimization | N | Miscellaneous Manufacturing | Existing | 0.79278 | 0.73511 | 1.0785 | 0 | 0 | 0 | Fail RIM
[11 empty] | Industrial | Process Refrig System Optimization | N | Miscellaneous Manufacturing | New | 0.79278 | 0.73511 | 1.0785 | 0 | 0 | 0 | Fail RIM
[11 empty] | Industrial | Process Heat Improved Controls | N | Miscellaneous Manufacturing | Existing | 0.82999 | 0.79136 | 1.0488 | 0 | 0 | 0 | Fail RIM
[11 empty] | Industrial | Process Heat Improved Controls | N | Miscellaneous Manufacturing | New | 0.82999 | 0.79136 | 1.0488 | 0 | 0 | 0 | Fail RIM
[11 empty] | Industrial | Process Heat System Optimization | N | Miscellaneous Manufacturing | Existing | 0.7673 | 0.77099 | 0.99521 | 0 | 0 | 0 | Fail RIM
[11 empty] | Industrial | Process Heat System Optimization | N | Miscellaneous Manufacturing | New | 0.7673 | 0.77099 | 0.99521 | 0 | 0 | 0 | Fail RIM
[11 empty] | Industrial | Process Other Systems Optimization | N | Miscellaneous Manufacturing | Existing | 12.2994 | 0.73341 | 16.7701 | 0 | 0 | 0 | Fail RIM
[11 empty] | Industrial | Process Other Systems Optimization | N | Miscellaneous Manufacturing | New | 12.2994 | 0.73341 | 16.7701 | 0 | 0 | 0 | Fail RIM
[11 empty] | Industrial | Compressed Air Controls | N | Primary Resources Industries | Existing | 13.835 | 0.7779 | 17.7852 | 0 | 0 | 0 | Fail RIM
[11 empty] | Industrial | Compressed Air Controls | N | Primary Resources Industries | New | 13.835 | 0.7779 | 17.7852 | 0 | 0 | 0 | Fail RIM
[11 empty] | Industrial | Compressed Air Equipment | N | Primary Resources Industries | New | 6.1561 | 0.79498 | 7.7438 | 0 | 0 | 0 | Fail RIM
[11 empty] | Industrial | Compressed Air Equipment | N | Primary Resources Industries | Turnover | 6.1561 | 0.79498 | 7.7438 | 0 | 0 | 0 | Fail RIM
[11 empty] | Industrial | Compressed Air System Optimization | N | Primary Resources Industries | Existing | 11.1434 | 0.75638 | 14.7325 | 0 | 0 | 0 | Fail RIM
[11 empty] | Industrial | Compressed Air System Optimization | N | Primary Resources Industries | New | 11.1434 | 0.75638 | 14.7325 | 0 | 0 | 0 | Fail RIM
[11 empty] | Industrial | Plant Energy Management | N | Primary Resources Industries | Existing | 23.0587 | 0.75751 | 30.44 | 0 | 0 | 0 | Fail RIM
[11 empty] | Industrial | Plant Energy Management | N | Primary Resources Industries | New | 23.0587 | 0.75751 | 30.44 | 0 | 0 | 0 | Fail RIM
[11 empty] | Industrial | Efficient Lighting - Exterior | N | Primary Resources Industries | New | 5.8895 | 1.0383 | 5.6724 | 0 | 0 | 0 | Fail 2-year Threshold
[11 empty] | Industrial | Efficient Lighting - Exterior | N | Primary Resources Industries | Turnover | 5.8895 | 1.0383 | 5.6724 | 0 | 0 | 0 | Fail 2-year Threshold
[11 empty] | Industrial | Building Envelope Improvements | N | Primary Resources Industries | Existing | 5.739 | 0.78532 | 7.3079 | 0 | 0 | 0 | Fail RIM
[11 empty] | Industrial | Building Envelope Improvements | N | Primary Resources Industries | New | 5.739 | 0.78532 | 7.3079 | 0 | 0 | 0 | Fail RIM
[11 empty] | Industrial | HVAC Equipment Upgrades | N | Primary Resources Industries | New | 3.6549 | 0.80388 | 4.5466 | 0 | 0 | 0 | Fail RIM
[11 empty] | Industrial | HVAC Equipment Upgrades | N | Primary Resources Industries | Turnover | 3.6549 | 0.80388 | 4.5466 | 0 | 0 | 0 | Fail RIM
[11 empty] | Industrial | HVAC Improved Controls | N | Primary Resources Industries | Existing | 23.933 | 0.78532 | 30.4756 | 0 | 0 | 0 | Fail RIM
[11 empty] | Industrial | HVAC Improved Controls | N | Primary Resources Industries | New | 23.933 | 0.78532 | 30.4756 | 0 | 0 | 0 | Fail RIM
[11 empty] | Industrial | Efficient Lighting - High Bay | N | Primary Resources Industries | New | 3.1741 | 0.77608 | 4.0899 | 0 | 0 | 0 | Fail RIM
[11 empty] | Industrial | Efficient Lighting - High Bay | N | Primary Resources Industries | Turnover | 3.1741 | 0.77608 | 4.0899 | 0 | 0 | 0 | Fail RIM
[11 empty] | Industrial | Efficient Lighting - Other Interior Lighting | N | Primary Resources Industries | New | 1.8113 | 0.78153 | 2.3177 | 0 | 0 | 0 | Fail RIM
[11 empty] | Industrial | Efficient Lighting - Other Interior Lighting | N | Primary Resources Industries | Turnover | 1.8113 | 0.78153 | 2.3177 | 0 | 0 | 0 | Fail RIM
[11 empty] | Industrial | Lighting Controls | N | Primary Resources Industries | Existing | 3.4718 | 0.74597 | 4.6541 | 0 | 0 | 0 | Fail RIM
[11 empty] | Industrial | Lighting Controls | N | Primary Resources Industries | New | 3.4718 | 0.74597 | 4.6541 | 0 | 0 | 0 | Fail RIM
[11 empty] | Industrial | Fan Equipment Upgrades | N | Primary Resources Industries | New | 6.689 | 0.79498 | 8.4141 | 0 | 0 | 0 | Fail RIM
[11 empty] | Industrial | Fan Equipment Upgrades | N | Primary Resources Industries | Turnover | 6.689 | 0.79498 | 8.4141 | 0 | 0 | 0 | Fail RIM
[11 empty] | Industrial | Fan Improved Controls | N | Primary Resources Industries | Existing | 30.2446 | 0.79498 | 38.0446 | 0 | 0 | 0 | Fail RIM
[11 empty] | Industrial | Fan Improved Controls | N | Primary Resources Industries | New | 30.2446 | 0.79498 | 38.0446 | 0 | 0 | 0 | Fail RIM
[11 empty] | Industrial | Fan System Optimization | N | Primary Resources Industries | Existing | 156.5994 | 0.75638 | 207.0382 | 0 | 0 | 0 | Fail RIM
[11 empty] | Industrial | Fan System Optimization | N | Primary Resources Industries | New | 156.5994 | 0.75638 | 207.0382 | 0 | 0 | 0 | Fail RIM
[11 empty] | Industrial | Motor Equipment Upgrades | N | Primary Resources Industries | New | 2.9507 | 0.75638 | 3.9011 | 0 | 0 | 0 | Fail RIM
[11 empty] | Industrial | Motor Equipment Upgrades | N | Primary Resources Industries | Turnover | 2.9507 | 0.75638 | 3.9011 | 0 | 0 | 0 | Fail RIM
[11 empty] | Industrial | Motor Improved Controls | N | Primary Resources Industries | Existing | 11.6621 | 0.79498 | 14.6698 | 0 | 0 | 0 | Fail RIM
[11 empty] | Industrial | Motor Improved Controls | N | Primary Resources Industries | New | 11.6621 | 0.79498 | 14.6698 | 0 | 0 | 0 | Fail RIM
[11 empty] | Industrial | Motor Optimization | N | Primary Resources Industries | Existing | 8.288 | 0.75638 | 10.9574 | 0 | 0 | 0 | Fail RIM
[11 empty] | Industrial | Motor Optimization | N | Primary Resources Industries | New | 8.288 | 0.75638 | 10.9574 | 0 | 0 | 0 | Fail RIM
[11 empty] | Industrial | Pump Equipment Upgrade | N | Primary Resources Industries | New | 6.689 | 0.79498 | 8.4141 | 0 | 0 | 0 | Fail RIM
[11 empty] | Industrial | Pump Equipment Upgrade | N | Primary Resources Industries | Turnover | 6.689 | 0.79498 | 8.4141 | 0 | 0 | 0 | Fail RIM
[11 empty] | Industrial | Pump Improved Controls | N | Primary Resources Industries | Existing | 11.6621 | 0.79498 | 14.6698 | 0 | 0 | 0 | Fail RIM
[11 empty] | Industrial | Pump Improved Controls | N | Primary Resources Industries | New | 11.6621 | 0.79498 | 14.6698 | 0 | 0 | 0 | Fail RIM
[11 empty] | Industrial | Pump System Optimization | N | Primary Resources Industries | Existing | 60.8531 | 0.75638 | 80.4532 | 0 | 0 | 0 | Fail RIM
[11 empty] | Industrial | Pump System Optimization | N | Primary Resources Industries | New | 60.8531 | 0.75638 | 80.4532 | 0 | 0 | 0 | Fail RIM
[11 empty] | Industrial | Process Refrig Controls | N | Primary Resources Industries | Existing | 0.84643 | 0.79136 | 1.0696 | 0 | 0 | 0 | Fail RIM
[11 empty] | Industrial | Process Refrig Controls | N | Primary Resources Industries | New | 0.84643 | 0.79136 | 1.0696 | 0 | 0 | 0 | Fail RIM
[11 empty] | Industrial | Process Refrig Equipment Upgrade | N | Primary Resources Industries | New | 3.4694 | 0.7526 | 4.61 | 0 | 0 | 0 | Fail RIM
[11 empty] | Industrial | Process Refrig Equipment Upgrade | N | Primary Resources Industries | Turnover | 3.4694 | 0.7526 | 4.61 | 0 | 0 | 0 | Fail RIM
[11 empty] | Industrial | Process Refrig System Optimization | N | Primary Resources Industries | Existing | 45.376 | 0.73511 | 61.7269 | 0 | 0 | 0 | Fail RIM
[11 empty] | Industrial | Process Refrig System Optimization | N | Primary Resources Industries | New | 45.376 | 0.73511 | 61.7269 | 0 | 0 | 0 | Fail RIM
[11 empty] | Industrial | Process Heat Improved Controls | N | Primary Resources Industries | Existing | 0.82999 | 0.79136 | 1.0488 | 0 | 0 | 0 | Fail RIM
[11 empty] | Industrial | Process Heat Improved Controls | N | Primary Resources Industries | New | 0.82999 | 0.79136 | 1.0488 | 0 | 0 | 0 | Fail RIM
[11 empty] | Industrial | Process Heat System Optimization | N | Primary Resources Industries | Existing | 0.68491 | 0.77099 | 0.88836 | 0 | 0 | 0 | Fail RIM
[11 empty] | Industrial | Process Heat System Optimization | N | Primary Resources Industries | New | 0.68491 | 0.77099 | 0.88836 | 0 | 0 | 0 | Fail RIM
[11 empty] | Industrial | Process Other Systems Optimization | N | Primary Resources Industries | Existing | 1.4788 | 0.73341 | 2.0163 | 0 | 0 | 0 | Fail RIM
[11 empty] | Industrial | Process Other Systems Optimization | N | Primary Resources Industries | New | 1.4788 | 0.73341 | 2.0163 | 0 | 0 | 0 | Fail RIM
[11 empty] | Industrial | Compressed Air Controls | N | Stone/Clay/Glass/Concrete | Existing | 11.7935 | 0.7779 | 15.1608 | 0 | 0 | 0 | Fail RIM
[11 empty] | Industrial | Compressed Air Controls | N | Stone/Clay/Glass/Concrete | New | 11.7935 | 0.7779 | 15.1608 | 0 | 0 | 0 | Fail RIM
[11 empty] | Industrial | Compressed Air Equipment | N | Stone/Clay/Glass/Concrete | New | 3.3612 | 0.79498 | 4.2281 | 0 | 0 | 0 | Fail RIM
[11 empty] | Industrial | Compressed Air Equipment | N | Stone/Clay/Glass/Concrete | Turnover | 3.3612 | 0.79498 | 4.2281 | 0 | 0 | 0 | Fail RIM
[11 empty] | Industrial | Compressed Air System Optimization | N | Stone/Clay/Glass/Concrete | Existing | 8.2787 | 0.75638 | 10.9451 | 0 | 0 | 0 | Fail RIM
[11 empty] | Industrial | Compressed Air System Optimization | N | Stone/Clay/Glass/Concrete | New | 8.2787 | 0.75638 | 10.9451 | 0 | 0 | 0 | Fail RIM
[11 empty] | Industrial | Plant Energy Management | N | Stone/Clay/Glass/Concrete | Existing | 23.0587 | 0.75751 | 30.44 | 0 | 0 | 0 | Fail RIM
[11 empty] | Industrial | Plant Energy Management | N | Stone/Clay/Glass/Concrete | New | 23.0587 | 0.75751 | 30.44 | 0 | 0 | 0 | Fail RIM
[11 empty] | Industrial | Efficient Lighting - Exterior | N | Stone/Clay/Glass/Concrete | New | 5.8895 | 1.0383 | 5.6724 | 0 | 0 | 0 | Fail 2-year Threshold
[11 empty] | Industrial | Efficient Lighting - Exterior | N | Stone/Clay/Glass/Concrete | Turnover | 5.8895 | 1.0383 | 5.6724 | 0 | 0 | 0 | Fail 2-year Threshold
[11 empty] | Industrial | Building Envelope Improvements | N | Stone/Clay/Glass/Concrete | Existing | 4.816 | 0.78532 | 6.1325 | 0 | 0 | 0 | Fail RIM
[11 empty] | Industrial | Building Envelope Improvements | N | Stone/Clay/Glass/Concrete | New | 4.816 | 0.78532 | 6.1325 | 0 | 0 | 0 | Fail RIM
[11 empty] | Industrial | HVAC Equipment Upgrades | N | Stone/Clay/Glass/Concrete | New | 7.0329 | 0.80388 | 8.7487 | 0 | 0 | 0 | Fail RIM
[11 empty] | Industrial | HVAC Equipment Upgrades | N | Stone/Clay/Glass/Concrete | Turnover | 7.0329 | 0.80388 | 8.7487 | 0 | 0 | 0 | Fail RIM
[11 empty] | Industrial | HVAC Improved Controls | N | Stone/Clay/Glass/Concrete | Existing | 18.3126 | 0.78532 | 23.3188 | 0 | 0 | 0 | Fail RIM
[11 empty] | Industrial | HVAC Improved Controls | N | Stone/Clay/Glass/Concrete | New | 18.3126 | 0.78532 | 23.3188 | 0 | 0 | 0 | Fail RIM
[11 empty] | Industrial | Efficient Lighting - High Bay | N | Stone/Clay/Glass/Concrete | New | 3.1741 | 0.77608 | 4.0899 | 0 | 0 | 0 | Fail RIM
[11 empty] | Industrial | Efficient Lighting - High Bay | N | Stone/Clay/Glass/Concrete | Turnover | 3.1741 | 0.77608 | 4.0899 | 0 | 0 | 0 | Fail RIM
[11 empty] | Industrial | Efficient Lighting - Other Interior Lighting | N | Stone/Clay/Glass/Concrete | New | 1.8113 | 0.78153 | 2.3177 | 0 | 0 | 0 | Fail RIM
[11 empty] | Industrial | Efficient Lighting - Other Interior Lighting | N | Stone/Clay/Glass/Concrete | Turnover | 1.8113 | 0.78153 | 2.3177 | 0 | 0 | 0 | Fail RIM
[11 empty] | Industrial | Lighting Controls | N | Stone/Clay/Glass/Concrete | Existing | 3.4046 | 0.74597 | 4.5641 | 0 | 0 | 0 | Fail RIM
[11 empty] | Industrial | Lighting Controls | N | Stone/Clay/Glass/Concrete | New | 3.4046 | 0.74597 | 4.5641 | 0 | 0 | 0 | Fail RIM
[11 empty] | Industrial | Fan Equipment Upgrades | N | Stone/Clay/Glass/Concrete | New | 4.0795 | 0.79498 | 5.1316 | 0 | 0 | 0 | Fail RIM
[11 empty] | Industrial | Fan Equipment Upgrades | N | Stone/Clay/Glass/Concrete | Turnover | 4.0795 | 0.79498 | 5.1316 | 0 | 0 | 0 | Fail RIM
[11 empty] | Industrial | Fan Improved Controls | N | Stone/Clay/Glass/Concrete | Existing | 30.2446 | 0.79498 | 38.0446 | 0 | 0 | 0 | Fail RIM
[11 empty] | Industrial | Fan Improved Controls | N | Stone/Clay/Glass/Concrete | New | 30.2446 | 0.79498 | 38.0446 | 0 | 0 | 0 | Fail RIM
[11 empty] | Industrial | Motor Equipment Upgrades | N | Stone/Clay/Glass/Concrete | New | 8.3272 | 0.75638 | 11.0093 | 0 | 0 | 0 | Fail RIM
[11 empty] | Industrial | Motor Equipment Upgrades | N | Stone/Clay/Glass/Concrete | Turnover | 8.3272 | 0.75638 | 11.0093 | 0 | 0 | 0 | Fail RIM
[11 empty] | Industrial | Motor Improved Controls | N | Stone/Clay/Glass/Concrete | Existing | 11.6621 | 0.79498 | 14.6698 | 0 | 0 | 0 | Fail RIM
[11 empty] | Industrial | Motor Improved Controls | N | Stone/Clay/Glass/Concrete | New | 11.6621 | 0.79498 | 14.6698 | 0 | 0 | 0 | Fail RIM
[11 empty] | Industrial | Motor Optimization | N | Stone/Clay/Glass/Concrete | Existing | 7.8048 | 0.75638 | 10.3186 | 0 | 0 | 0 | Fail RIM
[11 empty] | Industrial | Motor Optimization | N | Stone/Clay/Glass/Concrete | New | 7.8048 | 0.75638 | 10.3186 | 0 | 0 | 0 | Fail RIM
[11 empty] | Industrial | Pump Equipment Upgrade | N | Stone/Clay/Glass/Concrete | New | 4.0795 | 0.79498 | 5.1316 | 0 | 0 | 0 | Fail RIM
[11 empty] | Industrial | Pump Equipment Upgrade | N | Stone/Clay/Glass/Concrete | Turnover | 4.0795 | 0.79498 | 5.1316 | 0 | 0 | 0 | Fail RIM
[11 empty] | Industrial | Pump Improved Controls | N | Stone/Clay/Glass/Concrete | Existing | 11.6621 | 0.79498 | 14.6698 | 0 | 0 | 0 | Fail RIM
[11 empty] | Industrial | Pump Improved Controls | N | Stone/Clay/Glass/Concrete | New | 11.6621 | 0.79498 | 14.6698 | 0 | 0 | 0 | Fail RIM
[11 empty] | Industrial | Pump System Optimization | N | Stone/Clay/Glass/Concrete | Existing | 56.1588 | 0.75638 | 74.2469 | 0 | 0 | 0 | Fail RIM
[11 empty] | Industrial | Pump System Optimization | N | Stone/Clay/Glass/Concrete | New | 56.1588 | 0.75638 | 74.2469 | 0 | 0 | 0 | Fail RIM
[11 empty] | Industrial | Process Refrig Controls | N | Stone/Clay/Glass/Concrete | Existing | 0.84643 | 0.79136 | 1.0696 | 0 | 0 | 0 | Fail RIM
[11 empty] | Industrial | Process Refrig Controls | N | Stone/Clay/Glass/Concrete | New | 0.84643 | 0.79136 | 1.0696 | 0 | 0 | 0 | Fail RIM
[11 empty] | Industrial | Process Refrig Equipment Upgrade | N | Stone/Clay/Glass/Concrete | New | 1.98 | 0.7526 | 2.6308 | 0 | 0 | 0 | Fail RIM
[11 empty] | Industrial | Process Refrig Equipment Upgrade | N | Stone/Clay/Glass/Concrete | Turnover | 1.98 | 0.7526 | 2.6308 | 0 | 0 | 0 | Fail RIM
[11 empty] | Industrial | Process Heat Equipment Upgrade | N | Stone/Clay/Glass/Concrete | New | 2.1985 | 0.7526 | 2.9213 | 0 | 0 | 0 | Fail RIM
[11 empty] | Industrial | Process Heat Equipment Upgrade | N | Stone/Clay/Glass/Concrete | Turnover | 2.1985 | 0.7526 | 2.9213 | 0 | 0 | 0 | Fail RIM
[11 empty] | Industrial | Process Heat Improved Controls | N | Stone/Clay/Glass/Concrete | Existing | 0.82999 | 0.79136 | 1.0488 | 0 | 0 | 0 | Fail RIM
[11 empty] | Industrial | Process Heat Improved Controls | N | Stone/Clay/Glass/Concrete | New | 0.82999 | 0.79136 | 1.0488 | 0 | 0 | 0 | Fail RIM
[11 empty] | Industrial | Process Heat System Optimization | N | Stone/Clay/Glass/Concrete | Existing | 0.36467 | 0.77099 | 0.47299 | 0 | 0 | 0 | Fail RIM
[11 empty] | Industrial | Process Heat System Optimization | N | Stone/Clay/Glass/Concrete | New | 0.36467 | 0.77099 | 0.47299 | 0 | 0 | 0 | Fail RIM
[11 empty] | Industrial | Process Other Systems Optimization | N | Stone/Clay/Glass/Concrete | Existing | 12.2994 | 0.73341 | 16.7701 | 0 | 0 | 0 | Fail RIM
[11 empty] | Industrial | Process Other Systems Optimization | N | Stone/Clay/Glass/Concrete | New | 12.2994 | 0.73341 | 16.7701 | 0 | 0 | 0 | Fail RIM
[11 empty] | Industrial | Compressed Air Controls | N | Textiles and Leather | Existing | 11.477 | 0.7779 | 14.754 | 0 | 0 | 0 | Fail RIM
[11 empty] | Industrial | Compressed Air Controls | N | Textiles and Leather | New | 11.477 | 0.7779 | 14.754 | 0 | 0 | 0 | Fail RIM
[11 empty] | Industrial | Compressed Air Equipment | N | Textiles and Leather | New | 5.9099 | 0.79498 | 7.434 | 0 | 0 | 0 | Fail RIM
[11 empty] | Industrial | Compressed Air Equipment | N | Textiles and Leather | Turnover | 5.9099 | 0.79498 | 7.434 | 0 | 0 | 0 | Fail RIM
[11 empty] | Industrial | Compressed Air System Optimization | N | Textiles and Leather | Existing | 10.1999 | 0.75638 | 13.4852 | 0 | 0 | 0 | Fail RIM
[11 empty] | Industrial | Compressed Air System Optimization | N | Textiles and Leather | New | 10.1999 | 0.75638 | 13.4852 | 0 | 0 | 0 | Fail RIM
[11 empty] | Industrial | Efficient Lighting - Exterior | N | Textiles and Leather | New | 5.8895 | 1.0383 | 5.6724 | 0 | 0 | 0 | Fail 2-year Threshold
[11 empty] | Industrial | Efficient Lighting - Exterior | N | Textiles and Leather | Turnover | 5.8895 | 1.0383 | 5.6724 | 0 | 0 | 0 | Fail 2-year Threshold
[11 empty] | Industrial | Building Envelope Improvements | N | Textiles and Leather | Existing | 2.6477 | 0.78532 | 3.3715 | 0 | 0 | 0 | Fail RIM
[11 empty] | Industrial | Building Envelope Improvements | N | Textiles and Leather | New | 2.6477 | 0.78532 | 3.3715 | 0 | 0 | 0 | Fail RIM
[11 empty] | Industrial | HVAC Equipment Upgrades | N | Textiles and Leather | New | 6.8596 | 0.80388 | 8.5332 | 0 | 0 | 0 | Fail RIM
[11 empty] | Industrial | HVAC Equipment Upgrades | N | Textiles and Leather | Turnover | 6.8596 | 0.80388 | 8.5332 | 0 | 0 | 0 | Fail RIM
[11 empty] | Industrial | HVAC Improved Controls | N | Textiles and Leather | Existing | 227.7327 | 0.78532 | 289.9887 | 0 | 0 | 0 | Fail RIM
[11 empty] | Industrial | HVAC Improved Controls | N | Textiles and Leather | New | 227.7327 | 0.78532 | 289.9887 | 0 | 0 | 0 | Fail RIM
[11 empty] | Industrial | HVAC Recommissioning | N | Textiles and Leather | Existing | 8.5969 | 0.74631 | 11.5192 | 0 | 0 | 0 | Fail RIM
[11 empty] | Industrial | HVAC Recommissioning | N | Textiles and Leather | New | 8.5969 | 0.74631 | 11.5192 | 0 | 0 | 0 | Fail RIM
[11 empty] | Industrial | Efficient Lighting - High Bay | N | Textiles and Leather | New | 3.1741 | 0.77608 | 4.0899 | 0 | 0 | 0 | Fail RIM
[11 empty] | Industrial | Efficient Lighting - High Bay | N | Textiles and Leather | Turnover | 3.1741 | 0.77608 | 4.0899 | 0 | 0 | 0 | Fail RIM
[11 empty] | Industrial | Efficient Lighting - Other Interior Lighting | N | Textiles and Leather | New | 1.8113 | 0.78153 | 2.3177 | 0 | 0 | 0 | Fail RIM
[11 empty] | Industrial | Efficient Lighting - Other Interior Lighting | N | Textiles and Leather | Turnover | 1.8113 | 0.78153 | 2.3177 | 0 | 0 | 0 | Fail RIM
[11 empty] | Industrial | Lighting Controls | N | Textiles and Leather | Existing | 3.9745 | 0.74597 | 5.3279 | 0 | 0 | 0 | Fail RIM
[11 empty] | Industrial | Lighting Controls | N | Textiles and Leather | New | 3.9745 | 0.74597 | 5.3279 | 0 | 0 | 0 | Fail RIM
[11 empty] | Industrial | Fan Equipment Upgrades | N | Textiles and Leather | New | 5.8186 | 0.79498 | 7.3192 | 0 | 0 | 0 | Fail RIM
[11 empty] | Industrial | Fan Equipment Upgrades | N | Textiles and Leather | Turnover | 5.8186 | 0.79498 | 7.3192 | 0 | 0 | 0 | Fail RIM
[11 empty] | Industrial | Fan Improved Controls | N | Textiles and Leather | Existing | 30.2446 | 0.79498 | 38.0446 | 0 | 0 | 0 | Fail RIM
[11 empty] | Industrial | Fan Improved Controls | N | Textiles and Leather | New | 30.2446 | 0.79498 | 38.0446 | 0 | 0 | 0 | Fail RIM
[11 empty] | Industrial | Motor Equipment Upgrades | N | Textiles and Leather | New | 3.6235 | 0.75638 | 4.7906 | 0 | 0 | 0 | Fail RIM
[11 empty] | Industrial | Motor Equipment Upgrades | N | Textiles and Leather | Turnover | 3.6235 | 0.75638 | 4.7906 | 0 | 0 | 0 | Fail RIM
[11 empty] | Industrial | Motor Improved Controls | N | Textiles and Leather | Existing | 11.6621 | 0.79498 | 14.6698 | 0 | 0 | 0 | Fail RIM
[11 empty] | Industrial | Motor Improved Controls | N | Textiles and Leather | New | 11.6621 | 0.79498 | 14.6698 | 0 | 0 | 0 | Fail RIM
[11 empty] | Industrial | Motor Optimization | N | Textiles and Leather | Existing | 1.6645 | 0.75638 | 2.2007 | 0 | 0 | 0 | Fail RIM
[11 empty] | Industrial | Motor Optimization | N | Textiles and Leather | New | 1.6645 | 0.75638 | 2.2007 | 0 | 0 | 0 | Fail RIM
[11 empty] | Industrial | Pump Equipment Upgrade | N | Textiles and Leather | New | 5.8186 | 0.79498 | 7.3192 | 0 | 0 | 0 | Fail RIM
[11 empty] | Industrial | Pump Equipment Upgrade | N | Textiles and Leather | Turnover | 5.8186 | 0.79498 | 7.3192 | 0 | 0 | 0 | Fail RIM
[11 empty] | Industrial | Pump Improved Controls | N | Textiles and Leather | Existing | 11.6621 | 0.79498 | 14.6698 | 0 | 0 | 0 | Fail RIM
[11 empty] | Industrial | Pump Improved Controls | N | Textiles and Leather | New | 11.6621 | 0.79498 | 14.6698 | 0 | 0 | 0 | Fail RIM
[11 empty] | Industrial | Process Refrig Controls | N | Textiles and Leather | Existing | 0.84643 | 0.79136 | 1.0696 | 0 | 0 | 0 | Fail RIM
[11 empty] | Industrial | Process Refrig Controls | N | Textiles and Leather | New | 0.84643 | 0.79136 | 1.0696 | 0 | 0 | 0 | Fail RIM
[11 empty] | Industrial | Process Refrig Equipment Upgrade | N | Textiles and Leather | New | 3.0983 | 0.7526 | 4.1168 | 0 | 0 | 0 | Fail RIM
[11 empty] | Industrial | Process Refrig Equipment Upgrade | N | Textiles and Leather | Turnover | 3.0983 | 0.7526 | 4.1168 | 0 | 0 | 0 | Fail RIM
[11 empty] | Industrial | Process Heat Equipment Upgrade | N | Textiles and Leather | New | 13.6538 | 0.7526 | 18.1422 | 0 | 0 | 0 | Fail RIM
[11 empty] | Industrial | Process Heat Equipment Upgrade | N | Textiles and Leather | Turnover | 13.6538 | 0.7526 | 18.1422 | 0 | 0 | 0 | Fail RIM
[11 empty] | Industrial | Process Heat System Optimization | N | Textiles and Leather | Existing | 0.11222 | 0.77099 | 0.14556 | 0 | 0 | 0 | Fail RIM
[11 empty] | Industrial | Process Heat System Optimization | N | Textiles and Leather | New | 0.11222 | 0.77099 | 0.14556 | 0 | 0 | 0 | Fail RIM
[11 empty] | Industrial | Process Other Systems Optimization | N | Textiles and Leather | Existing | 5.2184 | 0.73341 | 7.1152 | 0 | 0 | 0 | Fail RIM
[11 empty] | Industrial | Process Other Systems Optimization | N | Textiles and Leather | New | 5.2184 | 0.73341 | 7.1152 | 0 | 0 | 0 | Fail RIM
[11 empty] | Industrial | Compressed Air Controls | N | Transportation Equipment | Existing | 9.2536 | 0.7779 | 11.8957 | 0 | 0 | 0 | Fail RIM
[11 empty] | Industrial | Compressed Air Controls | N | Transportation Equipment | New | 9.2536 | 0.7779 | 11.8957 | 0 | 0 | 0 | Fail RIM
[11 empty] | Industrial | Compressed Air Equipment | N | Transportation Equipment | New | 8.586 | 0.79498 | 10.8004 | 0 | 0 | 0 | Fail RIM
[11 empty] | Industrial | Compressed Air Equipment | N | Transportation Equipment | Turnover | 8.586 | 0.79498 | 10.8004 | 0 | 0 | 0 | Fail RIM
[11 empty] | Industrial | Compressed Air System Optimization | N | Transportation Equipment | Existing | 8.3469 | 0.75638 | 11.0354 | 0 | 0 | 0 | Fail RIM
[11 empty] | Industrial | Compressed Air System Optimization | N | Transportation Equipment | New | 8.3469 | 0.75638 | 11.0354 | 0 | 0 | 0 | Fail RIM
[11 empty] | Industrial | Plant Energy Management | N | Transportation Equipment | Existing | 23.0587 | 0.75751 | 30.44 | 0 | 0 | 0 | Fail RIM
[11 empty] | Industrial | Plant Energy Management | N | Transportation Equipment | New | 23.0587 | 0.75751 | 30.44 | 0 | 0 | 0 | Fail RIM
[11 empty] | Industrial | Efficient Lighting - Exterior | N | Transportation Equipment | New | 5.8895 | 1.0383 | 5.6724 | 0 | 0 | 0 | Fail 2-year Threshold
[11 empty] | Industrial | Efficient Lighting - Exterior | N | Transportation Equipment | Turnover | 5.8895 | 1.0383 | 5.6724 | 0 | 0 | 0 | Fail 2-year Threshold
[11 empty] | Industrial | Building Envelope Improvements | N | Transportation Equipment | Existing | 5.5042 | 0.78532 | 7.0089 | 0 | 0 | 0 | Fail RIM
[11 empty] | Industrial | Building Envelope Improvements | N | Transportation Equipment | New | 5.5042 | 0.78532 | 7.0089 | 0 | 0 | 0 | Fail RIM
[11 empty] | Industrial | HVAC Equipment Upgrades | N | Transportation Equipment | New | 7.0329 | 0.80388 | 8.7487 | 0 | 0 | 0 | Fail RIM
[11 empty] | Industrial | HVAC Equipment Upgrades | N | Transportation Equipment | Turnover | 7.0329 | 0.80388 | 8.7487 | 0 | 0 | 0 | Fail RIM
[11 empty] | Industrial | HVAC Improved Controls | N | Transportation Equipment | Existing | 49.5311 | 0.78532 | 63.0715 | 0 | 0 | 0 | Fail RIM
[11 empty] | Industrial | HVAC Improved Controls | N | Transportation Equipment | New | 49.5311 | 0.78532 | 63.0715 | 0 | 0 | 0 | Fail RIM
[11 empty] | Industrial | HVAC Recommissioning | N | Transportation Equipment | Existing | 2.1916 | 0.74631 | 2.9366 | 0 | 0 | 0 | Fail RIM
[11 empty] | Industrial | HVAC Recommissioning | N | Transportation Equipment | New | 2.1916 | 0.74631 | 2.9366 | 0 | 0 | 0 | Fail RIM
[11 empty] | Industrial | Efficient Lighting - High Bay | N | Transportation Equipment | New | 3.1741 | 0.77608 | 4.0899 | 0 | 0 | 0 | Fail RIM
[11 empty] | Industrial | Efficient Lighting - High Bay | N | Transportation Equipment | Turnover | 3.1741 | 0.77608 | 4.0899 | 0 | 0 | 0 | Fail RIM
[11 empty] | Industrial | Efficient Lighting - Other Interior Lighting | N | Transportation Equipment | New | 1.8113 | 0.78153 | 2.3177 | 0 | 0 | 0 | Fail RIM
[11 empty] | Industrial | Efficient Lighting - Other Interior Lighting | N | Transportation Equipment | Turnover | 1.8113 | 0.78153 | 2.3177 | 0 | 0 | 0 | Fail RIM
[11 empty] | Industrial | Lighting Controls | N | Transportation Equipment | Existing | 3.8823 | 0.74597 | 5.2044 | 0 | 0 | 0 | Fail RIM
[11 empty] | Industrial | Lighting Controls | N | Transportation Equipment | New | 3.8823 | 0.74597 | 5.2044 | 0 | 0 | 0 | Fail RIM
[11 empty] | Industrial | Fan Equipment Upgrades | N | Transportation Equipment | New | 2.932 | 0.79498 | 3.6882 | 0 | 0 | 0 | Fail RIM
[11 empty] | Industrial | Fan Equipment Upgrades | N | Transportation Equipment | Turnover | 2.932 | 0.79498 | 3.6882 | 0 | 0 | 0 | Fail RIM
[11 empty] | Industrial | Fan Improved Controls | N | Transportation Equipment | Existing | 75.4784 | 0.79498 | 94.9442 | 0 | 0 | 0 | Fail RIM
[11 empty] | Industrial | Fan Improved Controls | N | Transportation Equipment | New | 75.4784 | 0.79498 | 94.9442 | 0 | 0 | 0 | Fail RIM
[11 empty] | Industrial | Fan System Optimization | N | Transportation Equipment | Existing | 14.5398 | 0.75638 | 19.2229 | 0 | 0 | 0 | Fail RIM
[11 empty] | Industrial | Fan System Optimization | N | Transportation Equipment | New | 14.5398 | 0.75638 | 19.2229 | 0 | 0 | 0 | Fail RIM
[11 empty] | Industrial | Motor Equipment Upgrades | N | Transportation Equipment | New | 16.2063 | 0.75638 | 21.4261 | 0 | 0 | 0 | Fail RIM
[11 empty] | Industrial | Motor Equipment Upgrades | N | Transportation Equipment | Turnover | 16.2063 | 0.75638 | 21.4261 | 0 | 0 | 0 | Fail RIM
[11 empty] | Industrial | Motor Improved Controls | N | Transportation Equipment | Existing | 11.6621 | 0.79498 | 14.6698 | 0 | 0 | 0 | Fail RIM
[11 empty] | Industrial | Motor Improved Controls | N | Transportation Equipment | New | 11.6621 | 0.79498 | 14.6698 | 0 | 0 | 0 | Fail RIM
[11 empty] | Industrial | Motor Optimization | N | Transportation Equipment | Existing | 6.0852 | 0.75638 | 8.0452 | 0 | 0 | 0 | Fail RIM
[11 empty] | Industrial | Motor Optimization | N | Transportation Equipment | New | 6.0852 | 0.75638 | 8.0452 | 0 | 0 | 0 | Fail RIM
[11 empty] | Industrial | Pump Equipment Upgrade | N | Transportation Equipment | New | 2.932 | 0.79498 | 3.6882 | 0 | 0 | 0 | Fail RIM
[11 empty] | Industrial | Pump Equipment Upgrade | N | Transportation Equipment | Turnover | 2.932 | 0.79498 | 3.6882 | 0 | 0 | 0 | Fail RIM
[11 empty] | Industrial | Pump Improved Controls | N | Transportation Equipment | Existing | 11.6621 | 0.79498 | 14.6698 | 0 | 0 | 0 | Fail RIM
[11 empty] | Industrial | Pump Improved Controls | N | Transportation Equipment | New | 11.6621 | 0.79498 | 14.6698 | 0 | 0 | 0 | Fail RIM
[11 empty] | Industrial | Pump System Optimization | N | Transportation Equipment | Existing | 6.5081 | 0.75638 | 8.6043 | 0 | 0 | 0 | Fail RIM
[11 empty] | Industrial | Pump System Optimization | N | Transportation Equipment | New | 6.5081 | 0.75638 | 8.6043 | 0 | 0 | 0 | Fail RIM
[11 empty] | Industrial | Process Refrig Controls | N | Transportation Equipment | Existing | 0.84643 | 0.79136 | 1.0696 | 0 | 0 | 0 | Fail RIM
[11 empty] | Industrial | Process Refrig Controls | N | Transportation Equipment | New | 0.84643 | 0.79136 | 1.0696 | 0 | 0 | 0 | Fail RIM
[11 empty] | Industrial | Process Refrig Equipment Upgrade | N | Transportation Equipment | New | 4.1684 | 0.7526 | 5.5386 | 0 | 0 | 0 | Fail RIM
[11 empty] | Industrial | Process Refrig Equipment Upgrade | N | Transportation Equipment | Turnover | 4.1684 | 0.7526 | 5.5386 | 0 | 0 | 0 | Fail RIM
[11 empty] | Industrial | Process Heat Improved Controls | N | Transportation Equipment | Existing | 0.82999 | 0.79136 | 1.0488 | 0 | 0 | 0 | Fail RIM
[11 empty] | Industrial | Process Heat Improved Controls | N | Transportation Equipment | New | 0.82999 | 0.79136 | 1.0488 | 0 | 0 | 0 | Fail RIM
[11 empty] | Industrial | Process Heat System Optimization | N | Transportation Equipment | Existing | 1.281 | 0.77099 | 1.6615 | 0 | 0 | 0 | Fail RIM
[11 empty] | Industrial | Process Heat System Optimization | N | Transportation Equipment | New | 1.281 | 0.77099 | 1.6615 | 0 | 0 | 0 | Fail RIM
[11 empty] | Industrial | Process Other Systems Optimization | N | Transportation Equipment | Existing | 12.2994 | 0.73341 | 16.7701 | 0 | 0 | 0 | Fail RIM
[11 empty] | Industrial | Process Other Systems Optimization | N | Transportation Equipment | New | 12.2994 | 0.73341 | 16.7701 | 0 | 0 | 0 | Fail RIM
[11 empty] | Industrial | Compressed Air Controls | N | Water and Wastewater | Existing | 11.3913 | 0.7779 | 14.6438 | 0 | 0 | 0 | Fail RIM
[11 empty] | Industrial | Compressed Air Controls | N | Water and Wastewater | New | 11.3913 | 0.7779 | 14.6438 | 0 | 0 | 0 | Fail RIM
[11 empty] | Industrial | Compressed Air Equipment | N | Water and Wastewater | New | 7.1863 | 0.79498 | 9.0396 | 0 | 0 | 0 | Fail RIM
[11 empty] | Industrial | Compressed Air Equipment | N | Water and Wastewater | Turnover | 7.1863 | 0.79498 | 9.0396 | 0 | 0 | 0 | Fail RIM
[11 empty] | Industrial | Compressed Air System Optimization | N | Water and Wastewater | Existing | 9.4453 | 0.75638 | 12.4875 | 0 | 0 | 0 | Fail RIM
[11 empty] | Industrial | Compressed Air System Optimization | N | Water and Wastewater | New | 9.4453 | 0.75638 | 12.4875 | 0 | 0 | 0 | Fail RIM
[11 empty] | Industrial | Plant Energy Management | N | Water and Wastewater | Existing | 23.0587 | 0.75751 | 30.44 | 0 | 0 | 0 | Fail RIM
[11 empty] | Industrial | Plant Energy Management | N | Water and Wastewater | New | 23.0587 | 0.75751 | 30.44 | 0 | 0 | 0 | Fail RIM
[11 empty] | Industrial | Efficient Lighting - Exterior | N | Water and Wastewater | New | 5.8895 | 1.0383 | 5.6724 | 0 | 0 | 0 | Fail 2-year Threshold
[11 empty] | Industrial | Efficient Lighting - Exterior | N | Water and Wastewater | Turnover | 5.8895 | 1.0383 | 5.6724 | 0 | 0 | 0 | Fail 2-year Threshold
[11 empty] | Industrial | Building Envelope Improvements | N | Water and Wastewater | Existing | 5.1644 | 0.78532 | 6.5763 | 0 | 0 | 0 | Fail RIM
[11 empty] | Industrial | Building Envelope Improvements | N | Water and Wastewater | New | 5.1644 | 0.78532 | 6.5763 | 0 | 0 | 0 | Fail RIM
[11 empty] | Industrial | HVAC Equipment Upgrades | N | Water and Wastewater | New | 6.3769 | 0.80388 | 7.9326 | 0 | 0 | 0 | Fail RIM
[11 empty] | Industrial | HVAC Equipment Upgrades | N | Water and Wastewater | Turnover | 6.3769 | 0.80388 | 7.9326 | 0 | 0 | 0 | Fail RIM
[11 empty] | Industrial | HVAC Improved Controls | N | Water and Wastewater | Existing | 14.7702 | 0.78532 | 18.808 | 0 | 0 | 0 | Fail RIM
[11 empty] | Industrial | HVAC Improved Controls | N | Water and Wastewater | New | 14.7702 | 0.78532 | 18.808 | 0 | 0 | 0 | Fail RIM
[11 empty] | Industrial | HVAC Recommissioning | N | Water and Wastewater | Existing | 2.2087 | 0.74631 | 2.9595 | 0 | 0 | 0 | Fail RIM
[11 empty] | Industrial | HVAC Recommissioning | N | Water and Wastewater | New | 2.2087 | 0.74631 | 2.9595 | 0 | 0 | 0 | Fail RIM
[11 empty] | Industrial | Efficient Lighting - High Bay | N | Water and Wastewater | New | 3.1741 | 0.77608 | 4.0899 | 0 | 0 | 0 | Fail RIM
[11 empty] | Industrial | Efficient Lighting - High Bay | N | Water and Wastewater | Turnover | 3.1741 | 0.77608 | 4.0899 | 0 | 0 | 0 | Fail RIM
[11 empty] | Industrial | Efficient Lighting - Other Interior Lighting | N | Water and Wastewater | New | 1.8113 | 0.78153 | 2.3177 | 0 | 0 | 0 | Fail RIM
[11 empty] | Industrial | Efficient Lighting - Other Interior Lighting | N | Water and Wastewater | Turnover | 1.8113 | 0.78153 | 2.3177 | 0 | 0 | 0 | Fail RIM
[11 empty] | Industrial | Lighting Controls | N | Water and Wastewater | Existing | 3.6472 | 0.74597 | 4.8893 | 0 | 0 | 0 | Fail RIM
[11 empty] | Industrial | Lighting Controls | N | Water and Wastewater | New | 3.6472 | 0.74597 | 4.8893 | 0 | 0 | 0 | Fail RIM
[11 empty] | Industrial | Fan Equipment Upgrades | N | Water and Wastewater | New | 4.0795 | 0.79498 | 5.1316 | 0 | 0 | 0 | Fail RIM
[11 empty] | Industrial | Fan Equipment Upgrades | N | Water and Wastewater | Turnover | 4.0795 | 0.79498 | 5.1316 | 0 | 0 | 0 | Fail RIM
[11 empty] | Industrial | Fan Improved Controls | N | Water and Wastewater | Existing | 22.3254 | 0.79498 | 28.0831 | 0 | 0 | 0 | Fail RIM
[11 empty] | Industrial | Fan Improved Controls | N | Water and Wastewater | New | 22.3254 | 0.79498 | 28.0831 | 0 | 0 | 0 | Fail RIM
[11 empty] | Industrial | Fan System Optimization | N | Water and Wastewater | Existing | 14.4339 | 0.75638 | 19.0829 | 0 | 0 | 0 | Fail RIM
[11 empty] | Industrial | Fan System Optimization | N | Water and Wastewater | New | 14.4339 | 0.75638 | 19.0829 | 0 | 0 | 0 | Fail RIM
[11 empty] | Industrial | Motor Equipment Upgrades | N | Water and Wastewater | New | 3.0579 | 0.75638 | 4.0428 | 0 | 0 | 0 | Fail RIM
[11 empty] | Industrial | Motor Equipment Upgrades | N | Water and Wastewater | Turnover | 3.0579 | 0.75638 | 4.0428 | 0 | 0 | 0 | Fail RIM
[11 empty] | Industrial | Motor Improved Controls | N | Water and Wastewater | Existing | 7.175 | 0.79498 | 9.0254 | 0 | 0 | 0 | Fail RIM
[11 empty] | Industrial | Motor Improved Controls | N | Water and Wastewater | New | 7.175 | 0.79498 | 9.0254 | 0 | 0 | 0 | Fail RIM
[11 empty] | Industrial | Motor Optimization | N | Water and Wastewater | Existing | 1.1177 | 0.75638 | 1.4777 | 0 | 0 | 0 | Fail RIM
[11 empty] | Industrial | Motor Optimization | N | Water and Wastewater | New | 1.1177 | 0.75638 | 1.4777 | 0 | 0 | 0 | Fail RIM
[11 empty] | Industrial | Pump Equipment Upgrade | N | Water and Wastewater | New | 5.5882 | 0.79498 | 7.0294 | 0 | 0 | 0 | Fail RIM
[11 empty] | Industrial | Pump Equipment Upgrade | N | Water and Wastewater | Turnover | 5.5882 | 0.79498 | 7.0294 | 0 | 0 | 0 | Fail RIM
[11 empty] | Industrial | Pump Improved Controls | N | Water and Wastewater | Existing | 11.6621 | 0.79498 | 14.6698 | 0 | 0 | 0 | Fail RIM
[11 empty] | Industrial | Pump Improved Controls | N | Water and Wastewater | New | 11.6621 | 0.79498 | 14.6698 | 0 | 0 | 0 | Fail RIM
[11 empty] | Industrial | Pump System Optimization | N | Water and Wastewater | Existing | 7.6819 | 0.75638 | 10.1562 | 0 | 0 | 0 | Fail RIM
[11 empty] | Industrial | Pump System Optimization | N | Water and Wastewater | New | 7.6819 | 0.75638 | 10.1562 | 0 | 0 | 0 | Fail RIM
[11 empty] | Industrial | Process Refrig Controls | N | Water and Wastewater | Existing | 11.2297 | 0.79136 | 14.1904 | 0 | 0 | 0 | Fail RIM
[11 empty] | Industrial | Process Refrig Controls | N | Water and Wastewater | New | 11.2297 | 0.79136 | 14.1904 | 0 | 0 | 0 | Fail RIM
[11 empty] | Industrial | Process Refrig Equipment Upgrade | N | Water and Wastewater | New | 2.4675 | 0.7526 | 3.2787 | 0 | 0 | 0 | Fail RIM
[11 empty] | Industrial | Process Refrig Equipment Upgrade | N | Water and Wastewater | Turnover | 2.4675 | 0.7526 | 3.2787 | 0 | 0 | 0 | Fail RIM
[11 empty] | Industrial | Process Refrig System Optimization | N | Water and Wastewater | Existing | 2.2346 | 0.73511 | 3.0398 | 0 | 0 | 0 | Fail RIM
[11 empty] | Industrial | Process Refrig System Optimization | N | Water and Wastewater | New | 2.2346 | 0.73511 | 3.0398 | 0 | 0 | 0 | Fail RIM
[11 empty] | Industrial | Process Heat Improved Controls | N | Water and Wastewater | Existing | 0.77345 | 0.79136 | 0.97737 | 0 | 0 | 0 | Fail RIM
[11 empty] | Industrial | Process Heat Improved Controls | N | Water and Wastewater | New | 0.77345 | 0.79136 | 0.97737 | 0 | 0 | 0 | Fail RIM
[11 empty] | Industrial | Process Heat System Optimization | N | Water and Wastewater | Existing | 0.38343 | 0.77099 | 0.49732 | 0 | 0 | 0 | Fail RIM
[11 empty] | Industrial | Process Heat System Optimization | N | Water and Wastewater | New | 0.38343 | 0.77099 | 0.49732 | 0 | 0 | 0 | Fail RIM
[11 empty] | Industrial | Process Other Systems Optimization | N | Water and Wastewater | Existing | 8.7136 | 0.73341 | 11.881 | 0 | 0 | 0 | Fail RIM
[11 empty] | Industrial | Process Other Systems Optimization | N | Water and Wastewater | New | 8.7136 | 0.73341 | 11.881 | 0 | 0 | 0 | Fail RIM
[11 empty] | Residential | PV System | Y | Single Family | New | 0.48293 | 0.60892 | 0.79309 | 0 | 0 | 0 | Fail RIM
[11 empty] | Residential | PV System | Y | Multi-Family | New | 0.48293 | 0.60892 | 0.79309 | 0 | 0 | 0 | Fail RIM
[11 empty] | Residential | Battery Storage from PV System | Y | Residential | New | 0.00064015 | 999 | 0.00064015 | 0 | 0 | 0 | Fail PCT
[11 empty] | Commercial | Solar Voltaic (17.1w/sf2) | Y | Assembly | New | 0.7208 | 0.65109 | 1.1071 | 0 | 0 | 0 | Fail RIM
[11 empty] | Commercial | Solar Voltaic (17.1w/sf2) | Y | College and University | New | 0.7208 | 0.65109 | 1.1071 | 0 | 0 | 0 | Fail RIM
[11 empty] | Commercial | Solar Voltaic (17.1w/sf2) | Y | Grocery | New | 0.7208 | 0.65109 | 1.1071 | 0 | 0 | 0 | Fail RIM
[11 empty] | Commercial | Solar Voltaic (17.1w/sf2) | Y | Healthcare | New | 0.7208 | 0.65109 | 1.1071 | 0 | 0 | 0 | Fail RIM
[11 empty] | Commercial | Solar Voltaic (17.1w/sf2) | Y | Hospitals | New | 0.7208 | 0.65109 | 1.1071 | 0 | 0 | 0 | Fail RIM
[11 empty] | Commercial | Solar Voltaic (17.1w/sf2) | Y | Institutional | New | 0.7208 | 0.65109 | 1.1071 | 0 | 0 | 0 | Fail RIM
[11 empty] | Commercial | Solar Voltaic (17.1w/sf2) | Y | Lodging/Hospitality | New | 0.7208 | 0.65109 | 1.1071 | 0 | 0 | 0 | Fail RIM
[11 empty] | Commercial | Solar Voltaic (17.1w/sf2) | Y | Miscellaneous | New | 0.7208 | 0.65109 | 1.1071 | 0 | 0 | 0 | Fail RIM
[11 empty] | Commercial | Solar Voltaic (17.1w/sf2) | Y | Offices | New | 0.7208 | 0.65109 | 1.1071 | 0 | 0 | 0 | Fail RIM
[11 empty] | Commercial | Solar Voltaic (17.1w/sf2) | Y | Restaurants | New | 0.7208 | 0.65109 | 1.1071 | 0 | 0 | 0 | Fail RIM
[11 empty] | Commercial | Solar Voltaic (17.1w/sf2) | Y | Retail | New | 0.7208 | 0.65109 | 1.1071 | 0 | 0 | 0 | Fail RIM
[11 empty] | Commercial | Solar Voltaic (17.1w/sf2) | Y | Schools K-12 | New | 0.7208 | 0.65109 | 1.1071 | 0 | 0 | 0 | Fail RIM
[11 empty] | Commercial | Solar Voltaic (17.1w/sf2) | Y | Warehouse | New | 0.7208 | 0.65109 | 1.1071 | 0 | 0 | 0 | Fail RIM
[11 empty] | Commercial | Storage with other DSM (EE and DR) - Seg 1 - 15 MWh | Y | All | New | 0.0028218 | 0.0028218 | 0.0028218 | 0 | 0 | 0 | Fail RIM
[11 empty] | Commercial | Storage with other DSM (EE and DR) - Seg 2 - 25 MWh | Y | All | New | 0.0028218 | 0.0028218 | 0.0028218 | 0 | 0 | 0 | Fail RIM
[11 empty] | Commercial | Storage with other DSM (EE and DR) - Seg 3 - 50 MWh | Y | All | New | 0.0028218 | 0.0028218 | 0.0028218 | 0 | 0 | 0 | Fail RIM
[11 empty] | Commercial | Storage with other DSM (EE and DR) - Seg 4 51+ MWh | Y | All | New | 0.0028218 | 0.0028218 | 0.0028218 | 0 | 0 | 0 | Fail RIM
[11 empty] | Commercial | 3500 kW Gas Turbine | N | All | New | 0.38006 | 0.66949 | 0.56769 | 0 | 0 | 0 | Fail RIM
[11 empty] | Commercial | 3000 kW Gas Turbine | N | All | New | 0.37315 | 0.66949 | 0.55736 | 0 | 0 | 0 | Fail RIM
[11 empty] | Commercial | 2500 kW Gas Turbine | N | All | New | 0.36611 | 0.66949 | 0.54686 | 0 | 0 | 0 | Fail RIM
[11 empty] | Commercial | 4500 kW Reciprocating Engine | N | All | New | 0.48185 | 0.68885 | 0.69951 | 0 | 0 | 0 | Fail RIM
[11 empty] | Commercial | 3000 kW Reciprocating Engine | N | All | New | 0.47797 | 0.68885 | 0.69387 | 0 | 0 | 0 | Fail RIM
[11 empty] | Commercial | 1125 kW Fuel Cell | N | All | New | 0.40048 | 0.61197 | 0.65441 | 0 | 0 | 0 | Fail RIM
[11 empty] | Commercial | 1250 kW Reciprocating Engine | N | All | New | 0.42349 | 0.68885 | 0.61478 | 0 | 0 | 0 | Fail RIM
[11 empty] | Commercial | 500 kW Fuel Cell | N | All | New | 0.31008 | 0.61197 | 0.50669 | 0 | 0 | 0 | Fail RIM
[11 empty] | Commercial | 350 kW Reciprocating Engine | N | All | New | 0.36792 | 0.68885 | 0.53412 | 0 | 0 | 0 | Fail RIM
[11 empty] | Commercial | 175 kW Fuel Cell | N | All | New | 0.17673 | 0.61197 | 0.28878 | 0 | 0 | 0 | Fail RIM
[11 empty] | Commercial | 200 kW Micro Turbine | N | All | New | 0.19888 | 0.61096 | 0.32552 | 0 | 0 | 0 | Fail RIM
[11 empty] | Commercial | 150 kW Reciprocating Engine | N | All | New | 0.35092 | 0.68885 | 0.50944 | 0 | 0 | 0 | Fail RIM
[11 empty] | Commercial | 100 kW Micro Turbine | N | All | New | 0.19412 | 0.61096 | 0.31774 | 0 | 0 | 0 | Fail RIM
[11 empty] | Commercial | 50 kW Micro Turbine | N | All | New | 0.18784 | 0.61096 | 0.30746 | 0 | 0 | 0 | Fail RIM
[11 empty] | Industrial | 5500 kW Steam Turbine-Biomass | N | All | New | 0.54573 | 0.86294 | 0.6324 | 0 | 0 | 0 | Fail RIM
[11 empty] | Industrial | 3500 kW Steam Turbine-Biomass | N | All | New | 0.5123 | 0.86294 | 0.59367 | 0 | 0 | 0 | Fail RIM
[11 empty] | Industrial | 3500 kW Gas Turbine | N | All | New | 0.38006 | 0.81826 | 0.46448 | 0 | 0 | 0 | Fail RIM
[11 empty] | Industrial | 3000 kW Gas Turbine | N | All | New | 0.37315 | 0.81826 | 0.45603 | 0 | 0 | 0 | Fail RIM
[11 empty] | Industrial | 2500 kW Gas Turbine | N | All | New | 0.36611 | 0.81826 | 0.44743 | 0 | 0 | 0 | Fail RIM
[11 empty] | Industrial | 4500 kW Reciprocating Engine | N | All | New | 0.48185 | 0.67646 | 0.71232 | 0 | 0 | 0 | Fail RIM
[11 empty] | Industrial | 1500 kW Steam Turbine-Biomass | N | All | New | 0.5537 | 0.86294 | 0.64165 | 0 | 0 | 0 | Fail RIM
[11 empty] | Industrial | 3000 kW Reciprocating Engine | N | All | New | 0.47797 | 0.67646 | 0.70657 | 0 | 0 | 0 | Fail RIM
[11 empty] | Industrial | 1125 kW Fuel Cell | N | All | New | 0.40048 | 0.72328 | 0.55369 | 0 | 0 | 0 | Fail RIM
[11 empty] | Industrial | 800 kW Fuel Cell-Biogas | N | All | New | 0.35756 | 0.72328 | 0.49436 | 0 | 0 | 0 | Fail RIM
[11 empty] | Industrial | 1250 kW Reciprocating Engine | N | All | New | 0.42349 | 0.67646 | 0.62604 | 0 | 0 | 0 | Fail RIM
[11 empty] | Industrial | 1250 kW Reciprocating Engine-Biogas | N | All | New | 0.41192 | 0.67646 | 0.60893 | 0 | 0 | 0 | Fail RIM
[11 empty] | Industrial | 500 kW Fuel Cell | N | All | New | 0.31008 | 0.72328 | 0.42871 | 0 | 0 | 0 | Fail RIM
[11 empty] | Industrial | 350 kW Reciprocating Engine | N | All | New | 0.36792 | 0.67646 | 0.54389 | 0 | 0 | 0 | Fail RIM
[11 empty] | Industrial | 175 kW Fuel Cell | N | All | New | 0.17673 | 0.72328 | 0.24434 | 0 | 0 | 0 | Fail RIM
[11 empty] | Industrial | 200 kW Micro Turbine | N | All | New | 0.19888 | 0.64551 | 0.3081 | 0 | 0 | 0 | Fail RIM
[11 empty] | Industrial | 150 kW Reciprocating Engine | N | All | New | 0.35092 | 0.67646 | 0.51876 | 0 | 0 | 0 | Fail RIM
[11 empty] | Industrial | 100 kW Micro Turbine | N | All | New | 0.19412 | 0.64551 | 0.30073 | 0 | 0 | 0 | Fail RIM
[11 empty] | Industrial | 100 kW Micro Turbine- Biogas | N | All | New | 0.18851 | 0.64551 | 0.29203 | 0 | 0 | 0 | Fail RIM
[11 empty] | Industrial | 50 kW Micro Turbine | N | All | New | 0.18784 | 0.64551 | 0.291 | 0 | 0 | 0 | Fail RIM

## 41-AP
Achievable Potential - RIM | [10 empty] | Achievable Potential - RIM | [11 empty] | Achievable Potential - TRC | [10 empty] | Achievable Potential - TRC
Passing Measures Results | [10 empty] | Falling Measures Results | [11 empty] | Passing Measures Results | [10 empty] | Falling Measures Results
[Economic Potential or Achievable Potential] – [TRC or RIM] | [10 empty] | [Economic Potential or Achievable Potential] – [TRC or RIM] | [11 empty] | [Economic Potential or Achievable Potential] – [TRC or RIM] | [10 empty] | [Economic Potential or Achievable Potential] – [TRC or RIM]
Customer | Measure | Included | Segment | Vintage | TRC | RIM | PCT | Summer | Winter | Energy | Customer | Measure | Included | Segment | Vintage | TRC | RIM | PCT | Summer | Winter | Energy | Reason For | Customer | Measure | Included | Segment | Vintage | TRC | RIM | PCT | Summer | Winter | Energy | Customer | Measure | Included | Segment | Vintage | TRC | RIM | PCT | Summer | Winter | Energy | Reason For
Class | Name | (Y/N) | [5 empty] | (MW) | (MW) | (GWh) | Class | Name | (Y/N) | [5 empty] | (MW) | (MW) | (GWh) | Failure | Class | Name | (Y/N) | [5 empty] | (MW) | (MW) | (GWh) | Class | Name | (Y/N) | [5 empty] | (MW) | (MW) | (GWh) | Failure
Large C&I | Auto DR | N | 0-50 kW | New | 1 | 1 | N/A | 0 | 0 | 6.1074e-07 | Industrial | Lighting Controls - Exterior | N | Agriculture and Assembly | Existing | 3.4539 | 0.95439 | 4.0798 | 0 | 0 | 0 | Fail RIM | Residential | CFL-13W | N | Single Family | Turnover | 1.3639 | 0.49912 | 3.0873 | 1.4432 | 1.5153 | 16.4077 | Residential | High Efficiency Induction Cooktop | N | Single Family | Turnover | 0.97499 | 0.42602 | 2.6393 | 0 | 0 | 0 | Fail TRC
Large C&I | Auto DR | N | 51-300 kW | New | 1 | 1 | N/A | 0 | 0 | 6.1074e-07 | Industrial | Lighting Controls - Exterior | N | Agriculture and Assembly | New | 3.4539 | 0.95439 | 4.0798 | 0 | 0 | 0 | Fail RIM | Residential | CFL-13W | N | Multi-Family | Turnover | 1.3639 | 0.49912 | 3.0873 | 0.21816 | 0.22906 | 2.4802 | Residential | High Efficiency Induction Cooktop | N | Multi-Family | Turnover | 0.97499 | 0.42602 | 2.6393 | 0 | 0 | 0 | Fail TRC
Large C&I | Auto DR | N | 301-500 kW | New | 1 | 1 | N/A | 0 | 0 | 6.1074e-07 | Industrial | Lighting Controls - Exterior | N | Chemicals and Plastics | Existing | 3.1342 | 0.92822 | 3.7499 | 0 | 0 | 0 | Fail RIM | Residential | CFL-13W | N | Manufactured Home | Turnover | 1.3639 | 0.49912 | 3.0873 | 0.016782 | 0.01762 | 0.19079 | Residential | High Efficiency Induction Cooktop | N | Manufactured Home | Turnover | 0.97499 | 0.42602 | 2.6393 | 0 | 0 | 0 | Fail TRC
Large C&I | Auto DR | N | 501 kW + | Existing (Interruptible) | 1 | 1 | N/A | 0 | 0 | 6.1074e-07 | Industrial | Lighting Controls - Exterior | N | Chemicals and Plastics | New | 3.1342 | 0.92822 | 3.7499 | 0 | 0 | 0 | Fail RIM | Residential | CFL-13W | N | Single Family | New | 1.3639 | 0.49912 | 3.0873 | 0.20434 | 0.21455 | 2.3231 | Residential | High Efficiency Induction Cooktop | N | Single Family | New | 0.97499 | 0.42602 | 2.6393 | 0 | 0 | 0 | Fail TRC
Large C&I | CPP | N | 0-50 kW | New | 1 | 1 | N/A | 0 | 0 | 6.1074e-07 | Industrial | Lighting Controls - Exterior | N | Construction | Existing | 3.1669 | 0.93107 | 3.7831 | 0 | 0 | 0 | Fail RIM | Residential | CFL-13W | N | Multi-Family | New | 1.3639 | 0.49912 | 3.0873 | 0.030889 | 0.032431 | 0.35116 | Residential | High Efficiency Induction Cooktop | N | Multi-Family | New | 0.97499 | 0.42602 | 2.6393 | 0 | 0 | 0 | Fail TRC
Large C&I | CPP | N | 51-300 kW | New | 1 | 1 | N/A | 0 | 0 | 6.1074e-07 | Industrial | Lighting Controls - Exterior | N | Construction | New | 3.1669 | 0.93107 | 3.7831 | 0 | 0 | 0 | Fail RIM | Residential | CFL-13W | N | Manufactured Home | New | 1.3639 | 0.49912 | 3.0873 | 0.0023761 | 0.0024947 | 0.027013 | Residential | High Efficiency Induction Cooktop | N | Manufactured Home | New | 0.97499 | 0.42602 | 2.6393 | 0 | 0 | 0 | Fail TRC
Large C&I | CPP | N | 301-500 kW | New | 1 | 1 | N/A | 0 | 0 | 6.1074e-07 | Industrial | Lighting Controls - Exterior | N | Electrical and Electronic Equip. | Existing | 3.0801 | 0.92342 | 3.6952 | 0 | 0 | 0 | Fail RIM | Residential | LED - 9W Flood | N | Single Family | Turnover | 1.5467 | 0.50163 | 3.46 | 2.9838 | 3.1329 | 33.9223 | Residential | 21 SEER ASHP from base electric resistance heating | N | Single Family | Turnover | 0.82185 | 0.3792 | 2.4986 | 0 | 0 | 0 | Fail TRC
Large C&I | CPP | N | 501 kW + | New | 1 | 1 | N/A | 0 | 0 | 6.1074e-07 | Industrial | Lighting Controls - Exterior | N | Electrical and Electronic Equip. | New | 3.0801 | 0.92342 | 3.6952 | 0 | 0 | 0 | Fail RIM | Residential | LED - 9W Flood | N | Multi-Family | Turnover | 1.5467 | 0.50163 | 3.46 | 0.45105 | 0.47357 | 5.1278 | Residential | 21 SEER ASHP from base electric resistance heating | N | Manufactured Home | Turnover | 0.82185 | 0.3792 | 2.4986 | 0 | 0 | 0 | Fail TRC
Large C&I | Firm Service Level | N | 0-50 kW | New | 1 | 1 | N/A | 0 | 0 | 6.1074e-07 | Industrial | Lighting Controls - Exterior | N | Lumber/Furniture/Pulp/Paper | Existing | 2.61 | 0.87612 | 3.2314 | 0 | 0 | 0 | Fail RIM | Residential | LED - 9W Flood | N | Manufactured Home | Turnover | 1.5467 | 0.50163 | 3.46 | 0.034696 | 0.036429 | 0.39445 | Residential | 21 SEER ASHP from base electric resistance heating | N | Single Family | New | 0.82185 | 0.3792 | 2.4986 | 0 | 0 | 0 | Fail TRC
Large C&I | Firm Service Level | N | 51-300 kW | New | 1 | 1 | N/A | 0 | 0 | 6.1074e-07 | Industrial | Lighting Controls - Exterior | N | Lumber/Furniture/Pulp/Paper | New | 2.61 | 0.87612 | 3.2314 | 0 | 0 | 0 | Fail RIM | Residential | LED - 9W Flood | N | Single Family | New | 1.5467 | 0.50163 | 3.46 | 0.42144 | 0.44248 | 4.7912 | Residential | Variable Speed Pool Pump | N | Single Family | Turnover | 0.8337 | 0.41571 | 2.207 | 0 | 0 | 0 | Fail TRC
Large C&I | Firm Service Level | N | 301-500 kW | New | 1 | 1 | N/A | 0 | 0 | 6.1074e-07 | Industrial | Lighting Controls - Exterior | N | Metal Products and Machinery | Existing | 2.8309 | 0.89968 | 3.4466 | 0 | 0 | 0 | Fail RIM | Residential | LED - 9W Flood | N | Multi-Family | New | 1.5467 | 0.50163 | 3.46 | 0.063705 | 0.066887 | 0.72424 | Residential | Variable Speed Pool Pump | N | Multi-Family | Turnover | 0.8337 | 0.41571 | 2.207 | 0 | 0 | 0 | Fail TRC
Large C&I | Firm Service Level | N | 501 kW + | Existing (Curtailable) | 1 | 1 | N/A | 0 | 0 | 6.1074e-07 | Industrial | Lighting Controls - Exterior | N | Metal Products and Machinery | New | 2.8309 | 0.89968 | 3.4466 | 0 | 0 | 0 | Fail RIM | Residential | LED - 9W Flood | N | Manufactured Home | New | 1.5467 | 0.50163 | 3.46 | 0.0049004 | 0.0051451 | 0.055711 | Residential | Variable Speed Pool Pump | N | Manufactured Home | Turnover | 0.8337 | 0.41571 | 2.207 | 0 | 0 | 0 | Fail TRC
Large C&I | Guaranteed Load Drop | N | 0-50 kW | New | 1 | 1 | N/A | 0 | 0 | 6.1074e-07 | Industrial | Lighting Controls - Exterior | N | Primary Resources Industries | Existing | 3.0346 | 0.91928 | 3.6492 | 0 | 0 | 0 | Fail RIM | Residential | LED Specialty Lamps-5W Chandelier | N | Single Family | Turnover | 1.628 | 0.50988 | 3.614 | 0.10635 | 0.11167 | 1.2091 | Residential | Variable Speed Pool Pump | N | Single Family | New | 0.8337 | 0.41571 | 2.207 | 0 | 0 | 0 | Fail TRC
Large C&I | Guaranteed Load Drop | N | 51-300 kW | New | 1 | 1 | N/A | 0 | 0 | 6.1074e-07 | Industrial | Lighting Controls - Exterior | N | Primary Resources Industries | New | 3.0346 | 0.91928 | 3.6492 | 0 | 0 | 0 | Fail RIM | Residential | LED Specialty Lamps-5W Chandelier | N | Multi-Family | Turnover | 1.628 | 0.50988 | 3.614 | 0.016077 | 0.01688 | 0.18277 | Residential | Variable Speed Pool Pump | N | Multi-Family | New | 0.8337 | 0.41571 | 2.207 | 0 | 0 | 0 | Fail TRC
Large C&I | Guaranteed Load Drop | N | 301-500 kW | New | 1 | 1 | N/A | 0 | 0 | 6.1074e-07 | Industrial | Lighting Controls - Exterior | N | Stone/Clay/Glass/Concrete | Existing | 2.9835 | 0.91454 | 3.598 | 0 | 0 | 0 | Fail RIM | Residential | LED Specialty Lamps-5W Chandelier | N | Manufactured Home | Turnover | 1.628 | 0.50988 | 3.614 | 0.0012367 | 0.0012984 | 0.014059 | Residential | Variable Speed Pool Pump | N | Manufactured Home | New | 0.8337 | 0.41571 | 2.207 | 0 | 0 | 0 | Fail TRC
Large C&I | Guaranteed Load Drop | N | 501 kW + | New | 1 | 1 | N/A | 0 | 0 | 6.1074e-07 | Industrial | Lighting Controls - Exterior | N | Stone/Clay/Glass/Concrete | New | 2.9835 | 0.91454 | 3.598 | 0 | 0 | 0 | Fail RIM | Residential | LED Specialty Lamps-5W Chandelier | N | Single Family | New | 1.628 | 0.50988 | 3.614 | 0.019515 | 0.020489 | 0.22186 | Residential | Thermostatic Shower Restriction Valve | N | Multi-Family | Existing | 0.90077 | 0.40329 | 2.6908 | 0 | 0 | 0 | Fail TRC
[11 empty] | Industrial | Lighting Controls - Exterior | N | Textiles and Leather | Existing | 3.4091 | 0.95093 | 4.0328 | 0 | 0 | 0 | Fail RIM | Residential | LED Specialty Lamps-5W Chandelier | N | Multi-Family | New | 1.628 | 0.50988 | 3.614 | 0.0029499 | 0.0030972 | 0.033536 | Residential | Thermostatic Shower Restriction Valve | N | Manufactured Home | Existing | 0.89552 | 0.40224 | 2.6773 | 0 | 0 | 0 | Fail TRC
[11 empty] | Industrial | Lighting Controls - Exterior | N | Textiles and Leather | New | 3.4091 | 0.95093 | 4.0328 | 0 | 0 | 0 | Fail RIM | Residential | LED Specialty Lamps-5W Chandelier | N | Manufactured Home | New | 1.628 | 0.50988 | 3.614 | 0.00022692 | 0.00023825 | 0.0025797 | Residential | Thermostatic Shower Restriction Valve | N | Multi-Family | New | 0.90077 | 0.40329 | 2.6908 | 0 | 0 | 0 | Fail TRC
[11 empty] | Industrial | Lighting Controls - Exterior | N | Transportation Equipment | Existing | 3.3415 | 0.94559 | 3.9625 | 0 | 0 | 0 | Fail RIM | Residential | Solar Pool Heater | N | Single Family | Turnover | 1.7075 | 0.52053 | 4.0472 | 0 | 0 | 1.5012 | Residential | Thermostatic Shower Restriction Valve | N | Manufactured Home | New | 0.89552 | 0.40224 | 2.6773 | 0 | 0 | 0 | Fail TRC
[11 empty] | Industrial | Lighting Controls - Exterior | N | Transportation Equipment | New | 3.3415 | 0.94559 | 3.9625 | 0 | 0 | 0 | Fail RIM | Residential | Solar Pool Heater | N | Multi-Family | Turnover | 1.7075 | 0.52053 | 4.0472 | 0 | 0 | 0 | Residential | Ceiling Insulation(R12 to R38) | N | Single Family | Existing | 0.8686 | 0.40933 | 2.3445 | 0 | 0 | 0 | Fail TRC
[11 empty] | Industrial | Lighting Controls - Exterior | N | Water and Wastewater | Existing | 3.1669 | 0.93107 | 3.7831 | 0 | 0 | 0 | Fail RIM | Residential | Solar Pool Heater | N | Manufactured Home | Turnover | 1.7075 | 0.52053 | 4.0472 | 0 | 0 | 0 | Residential | Ceiling Insulation(R12 to R38) | N | Single Family | New | 0.8686 | 0.40933 | 2.3445 | 0 | 0 | 0 | Fail TRC
[11 empty] | Industrial | Lighting Controls - Exterior | N | Water and Wastewater | New | 3.1669 | 0.93107 | 3.7831 | 0 | 0 | 0 | Fail RIM | Residential | Solar Pool Heater | N | Single Family | New | 1.7075 | 0.52053 | 4.0472 | 0 | 0 | 0.1499 | Residential | Duct Repair | N | Multi-Family | Existing | 0.80561 | 0.39219 | 2.4461 | 0 | 0 | 0 | Fail TRC
[11 empty] | Residential | Central air conditioner - Load Shed |  | All | New | 0.32413 | 0.32413 | N/A | 0 | 0 | 0 | Fail RIM | Residential | Solar Pool Heater | N | Multi-Family | New | 1.7075 | 0.52053 | 4.0472 | 0 | 0 | 0 | Residential | Programmable Thermostat | N | Multi-Family | New | 0.83984 | 0.38243 | 2.7273 | 0 | 0 | 0 | Fail TRC
[11 empty] | Residential | Central Heating - Load Shed |  | All | New | 0.036877 | 0.036877 | N/A | 0 | 0 | 0 | Fail RIM | Residential | Solar Pool Heater | N | Manufactured Home | New | 1.7075 | 0.52053 | 4.0472 | 0 | 0 | 0 | Residential | Smart Thermostat | N | Single Family | New | 0.77613 | 0.36865 | 2.5442 | 0 | 0 | 0 | Fail TRC
[11 empty] | Residential | Central air conditioner - 50% cycling |  | All | New | 0.16572 | 0.16572 | N/A | 0 | 0 | 0 | Fail RIM | Residential | Thermostatic Shower Restriction Valve | N | Single Family | Existing | 1.0674 | 0.43359 | 3.1509 | 0.0054871 | 0.011812 | 0.06092 | Residential | Smart Thermostat | N | Manufactured Home | New | 0.76395 | 0.36588 | 2.5106 | 0 | 0 | 0 | Fail TRC
[11 empty] | Residential | Central Heating - 50% cycling |  | All | New | 0.018439 | 0.018439 | N/A | 0 | 0 | 0 | Fail RIM | Residential | Thermostatic Shower Restriction Valve | N | Single Family | New | 1.0674 | 0.43359 | 3.1509 | 0.0054239 | 0.011675 | 0.060218 | Commercial | High Efficiency PTHP | N | Warehouse | Turnover | 0.97515 | 0.44964 | 2.2309 | 0 | 0 | 0 | Fail TRC
[11 empty] | Residential | Water heater switches |  | All | New | 0.044795 | 0.044795 | N/A | 0 | 0 | 0 | Fail RIM | Residential | Ceiling Insulation(R2 to R38) | Y | Single Family | Existing | 1.9732 | 0.54419 | 5.2852 | 1.6646 | 1.5318 | 5.0735 | Commercial | High Efficiency PTHP | N | Warehouse | New | 0.97515 | 0.44964 | 2.2309 | 0 | 0 | 0 | Fail TRC
[11 empty] | Residential | Pool pump switches |  | All | New | 0.19791 | 0.19791 | N/A | 0 | 0 | 0 | Fail RIM | Residential | Ceiling Insulation(R2 to R38) | Y | Multi-Family | Existing | 1.6012 | 0.51143 | 4.1073 | 0.31847 | 0.37115 | 1.0616 | Commercial | Variable Refrigerant Flow (VRF) HVAC Systems | N | Restaurants | Turnover | 0.98431 | 0.44146 | 2.3007 | 0 | 0 | 0 | Fail TRC
[11 empty] | Residential | Room AC control |  | All | New | 0.045769 | 0.045769 | N/A | 0 | 0 | 0 | Fail RIM | Residential | Ceiling Insulation(R2 to R38) | Y | Manufactured Home | Existing | 1.5751 | 0.50874 | 4.0339 | 0.018074 | 0.027138 | 0.065833 | Commercial | Variable Refrigerant Flow (VRF) HVAC Systems | N | Restaurants | New | 0.98431 | 0.44146 | 2.3007 | 0 | 0 | 0 | Fail TRC
[11 empty] | Residential | Smart thermostats - Utility Installation |  | All | New | 0.16918 | 0.13705 | N/A | 0 | 0 | 0 | Fail RIM | Residential | Ceiling Insulation(R2 to R38) | Y | Single Family | New | 1.9732 | 0.54419 | 5.2852 | 0 | 0 | 0 | Commercial | Efficient Battery Charger | N | Assembly | Turnover | 0.97431 | 0.45273 | 2.2619 | 0 | 0 | 0 | Fail TRC
[11 empty] | Residential | Smart thermostats - BYOT |  | All | New | 0.17456 | 0.17456 | N/A | 0 | 0 | 0 | Fail RIM | Residential | Ceiling Insulation(R2 to R38) | Y | Multi-Family | New | 1.6012 | 0.51143 | 4.1073 | 0 | 0 | 0 | Commercial | Efficient Battery Charger | N | College and University | Turnover | 0.97431 | 0.45273 | 2.2619 | 0 | 0 | 0 | Fail TRC
[11 empty] | Residential | CPP + Tech |  | All | New | 0.28159 | 0.22921 | N/A | 0 | 0 | 0 | Fail RIM | Residential | Ceiling Insulation(R2 to R38) | Y | Manufactured Home | New | 1.5751 | 0.50874 | 4.0339 | 0 | 0 | 0 | Commercial | Efficient Battery Charger | N | Grocery | Turnover | 0.97431 | 0.45273 | 2.2619 | 0 | 0 | 0 | Fail TRC
[11 empty] | Small C&I | Central air conditioner - Load Shed |  | 0-15,000 kWh | New | 0.10038 | 0.10038 | N/A | 0 | 0 | 0 | Fail RIM | Residential | Duct Repair | N | Single Family | Existing | 1.0944 | 0.45322 | 3.2239 | 1.6958 | 0.94073 | 3.8034 | Commercial | Efficient Battery Charger | N | Healthcare | Turnover | 0.97431 | 0.45273 | 2.2619 | 0 | 0 | 0 | Fail TRC
[11 empty] | Small C&I | Central air conditioner - Load Shed |  | 15,001-25,000 kWh | New | 0.45419 | 0.45419 | N/A | 0 | 0 | 0 | Fail RIM | Residential | Duct Repair | N | Manufactured Home | Existing | 1.0628 | 0.44377 | 3.1754 | 0.091484 | 0.050764 | 0.2052 | Commercial | Efficient Battery Charger | N | Hospitals | Turnover | 0.97431 | 0.45273 | 2.2619 | 0 | 0 | 0 | Fail TRC
[11 empty] | Small C&I | Central air conditioner - Load Shed |  | 25,001-50,000 kWh | New | 0.3468 | 0.3468 | N/A | 0 | 0 | 0 | Fail RIM | Residential | Energy Star Windows | N | Single Family | Existing | 1.1542 | 0.4449 | 3.0844 | 0.65164 | 0.83532 | 4.3086 | Commercial | Efficient Battery Charger | N | Institutional | Turnover | 0.97431 | 0.45273 | 2.2619 | 0 | 0 | 0 | Fail TRC
[11 empty] | Small C&I | Central air conditioner - Load Shed |  | 50,001 kWh + | New | 0.94603 | 0.94603 | N/A | 0 | 0 | 0 | Fail RIM | Residential | Energy Star Windows | N | Multi-Family | Existing | 1.1542 | 0.4449 | 3.0844 | 0.20329 | 0.14564 | 1.224 | Commercial | Efficient Battery Charger | N | Lodging/Hospitality | Turnover | 0.97431 | 0.45273 | 2.2619 | 0 | 0 | 0 | Fail TRC
[11 empty] | Small C&I | Central Heating - Load Shed |  | 0-15,000 kWh | New | 0.0096888 | 0.0096888 | N/A | 0 | 0 | 0 | Fail RIM | Residential | Energy Star Windows | N | Manufactured Home | Existing | 1.1542 | 0.4449 | 3.0844 | 0.011384 | 0.0070019 | 0.067335 | Commercial | Efficient Battery Charger | N | Miscellaneous | Turnover | 0.97431 | 0.45273 | 2.2619 | 0 | 0 | 0 | Fail TRC
[11 empty] | Small C&I | Central Heating - Load Shed |  | 15,001-25,000 kWh | New | 0.025342 | 0.025342 | N/A | 0 | 0 | 0 | Fail RIM | Residential | Programmable Thermostat | N | Single Family | New | 1.1082 | 0.42983 | 3.6563 | 0.017868 | 0 | 0.015557 | Commercial | Efficient Battery Charger | N | Offices | Turnover | 0.97431 | 0.45273 | 2.2619 | 0 | 0 | 0 | Fail TRC
[11 empty] | Small C&I | Central Heating - Load Shed |  | 25,001-50,000 kWh | New | 0.040546 | 0.040546 | N/A | 0 | 0 | 0 | Fail RIM | Residential | Programmable Thermostat | N | Manufactured Home | New | 1.0937 | 0.42763 | 3.5984 | 0.001156 | 0 | 0.00068452 | Commercial | Efficient Battery Charger | N | Restaurants | Turnover | 0.97431 | 0.45273 | 2.2619 | 0 | 0 | 0 | Fail TRC
[11 empty] | Small C&I | Central Heating - Load Shed |  | 50,001 kWh + | New | 0.062808 | 0.062808 | N/A | 0 | 0 | 0 | Fail RIM | Commercial | Efficient Exhaust Hood | N | Assembly | Turnover | 2.8719 | 0.61753 | 4.9802 | 0 | 0 | 0 | Commercial | Efficient Battery Charger | N | Retail | Turnover | 0.97431 | 0.45273 | 2.2619 | 0 | 0 | 0 | Fail TRC
[11 empty] | Small C&I | Central air conditioner - 50% cycling |  | 0-15,000 kWh | New | 0.05054 | 0.05054 | N/A | 0 | 0 | 0 | Fail RIM | Commercial | Efficient Exhaust Hood | N | College and University | Turnover | 2.8719 | 0.61753 | 4.9802 | 0.039137 | 0.015361 | 0.17902 | Commercial | Efficient Battery Charger | N | Schools K-12 | Turnover | 0.97431 | 0.45273 | 2.2619 | 0 | 0 | 0 | Fail TRC
[11 empty] | Small C&I | Central air conditioner - 50% cycling |  | 15,001-25,000 kWh | New | 0.22866 | 0.22866 | N/A | 0 | 0 | 0 | Fail RIM | Commercial | Efficient Exhaust Hood | N | Grocery | Turnover | 2.8719 | 0.61753 | 4.9802 | 0 | 0 | 0 | Commercial | Efficient Battery Charger | N | Warehouse | Turnover | 0.97431 | 0.45273 | 2.2619 | 0 | 0 | 0 | Fail TRC
[11 empty] | Small C&I | Central air conditioner - 50% cycling |  | 25,001-50,000 kWh | New | 0.17447 | 0.17447 | N/A | 0 | 0 | 0 | Fail RIM | Commercial | Efficient Exhaust Hood | N | Healthcare | Turnover | 2.8719 | 0.61753 | 4.9802 | 0.019627 | 0.0077034 | 0.089775 | Commercial | Efficient Battery Charger | N | Assembly | New | 0.97431 | 0.45273 | 2.2619 | 0 | 0 | 0 | Fail TRC
[11 empty] | Small C&I | Central air conditioner - 50% cycling |  | 50,001 kWh + | New | 0.47632 | 0.47632 | N/A | 0 | 0 | 0 | Fail RIM | Commercial | Efficient Exhaust Hood | N | Hospitals | Turnover | 2.8719 | 0.61753 | 4.9802 | 0.043882 | 0.017224 | 0.20072 | Commercial | Efficient Battery Charger | N | College and University | New | 0.97431 | 0.45273 | 2.2619 | 0 | 0 | 0 | Fail TRC
[11 empty] | Small C&I | Central Heating - 50% cycling |  | 0-15,000 kWh | New | 0.0048444 | 0.0048444 | N/A | 0 | 0 | 0 | Fail RIM | Commercial | Efficient Exhaust Hood | N | Institutional | Turnover | 2.8719 | 0.61753 | 4.9802 | 0 | 0 | 0 | Commercial | Efficient Battery Charger | N | Grocery | New | 0.97431 | 0.45273 | 2.2619 | 0 | 0 | 0 | Fail TRC
[11 empty] | Small C&I | Central Heating - 50% cycling |  | 15,001-25,000 kWh | New | 0.012671 | 0.012671 | N/A | 0 | 0 | 0 | Fail RIM | Commercial | Efficient Exhaust Hood | N | Lodging/Hospitality | Turnover | 2.8719 | 0.61753 | 4.9802 | 0.060856 | 0.023886 | 0.27836 | Commercial | Efficient Battery Charger | N | Healthcare | New | 0.97431 | 0.45273 | 2.2619 | 0 | 0 | 0 | Fail TRC
[11 empty] | Small C&I | Central Heating - 50% cycling |  | 25,001-50,000 kWh | New | 0.020273 | 0.020273 | N/A | 0 | 0 | 0 | Fail RIM | Commercial | Efficient Exhaust Hood | N | Miscellaneous | Turnover | 2.8719 | 0.61753 | 4.9802 | 0 | 0 | 0 | Commercial | Efficient Battery Charger | N | Hospitals | New | 0.97431 | 0.45273 | 2.2619 | 0 | 0 | 0 | Fail TRC
[11 empty] | Small C&I | Central Heating - 50% cycling |  | 50,001 kWh + | New | 0.031404 | 0.031404 | N/A | 0 | 0 | 0 | Fail RIM | Commercial | Efficient Exhaust Hood | N | Offices | Turnover | 2.8719 | 0.61753 | 4.9802 | 0 | 0 | 0 | Commercial | Efficient Battery Charger | N | Institutional | New | 0.97431 | 0.45273 | 2.2619 | 0 | 0 | 0 | Fail TRC
[11 empty] | Small C&I | Smart thermostats - Utility Installation |  | 0-15,000 kWh | New | 0.052103 | 0.044006 | N/A | 0 | 0 | 0 | Fail RIM | Commercial | Efficient Exhaust Hood | N | Restaurants | Turnover | 2.8719 | 0.61753 | 4.9802 | 0.36269 | 0.14235 | 1.659 | Commercial | Efficient Battery Charger | N | Lodging/Hospitality | New | 0.97431 | 0.45273 | 2.2619 | 0 | 0 | 0 | Fail TRC
[11 empty] | Small C&I | Smart thermostats - Utility Installation |  | 15,001-25,000 kWh | New | 0.22928 | 0.12878 | N/A | 0 | 0 | 0 | Fail RIM | Commercial | Efficient Exhaust Hood | N | Retail | Turnover | 2.8719 | 0.61753 | 4.9802 | 0 | 0 | 0 | Commercial | Efficient Battery Charger | N | Miscellaneous | New | 0.97431 | 0.45273 | 2.2619 | 0 | 0 | 0 | Fail TRC
[11 empty] | Small C&I | Smart thermostats - Utility Installation |  | 25,001-50,000 kWh | New | 0.17213 | 0.078863 | N/A | 0 | 0 | 0 | Fail RIM | Commercial | Efficient Exhaust Hood | N | Schools K-12 | Turnover | 2.8719 | 0.61753 | 4.9802 | 0.027909 | 0.010954 | 0.12766 | Commercial | Efficient Battery Charger | N | Offices | New | 0.97431 | 0.45273 | 2.2619 | 0 | 0 | 0 | Fail TRC
[11 empty] | Small C&I | Smart thermostats - Utility Installation |  | 50,001 kWh + | New | 0.48402 | 0.11985 | N/A | 0 | 0 | 0 | Fail RIM | Commercial | Efficient Exhaust Hood | N | Warehouse | Turnover | 2.8719 | 0.61753 | 4.9802 | 0 | 0 | 0 | Commercial | Efficient Battery Charger | N | Restaurants | New | 0.97431 | 0.45273 | 2.2619 | 0 | 0 | 0 | Fail TRC
[11 empty] | Small C&I | Smart thermostats - BYOT |  | 0-15,000 kWh | New | 0.049824 | 0.049824 | N/A | 0 | 0 | 0 | Fail RIM | Commercial | Efficient Exhaust Hood | N | Assembly | New | 2.8719 | 0.61753 | 4.9802 | 0 | 0 | 0 | Commercial | Efficient Battery Charger | N | Retail | New | 0.97431 | 0.45273 | 2.2619 | 0 | 0 | 0 | Fail TRC
[11 empty] | Small C&I | Smart thermostats - BYOT |  | 15,001-25,000 kWh | New | 0.18194 | 0.18194 | N/A | 0 | 0 | 0 | Fail RIM | Commercial | Efficient Exhaust Hood | N | College and University | New | 2.8719 | 0.61753 | 4.9802 | 0.0066115 | 0.002595 | 0.030242 | Commercial | Efficient Battery Charger | N | Schools K-12 | New | 0.97431 | 0.45273 | 2.2619 | 0 | 0 | 0 | Fail TRC
[11 empty] | Small C&I | Smart thermostats - BYOT |  | 25,001-50,000 kWh | New | 0.077558 | 0.077558 | N/A | 0 | 0 | 0 | Fail RIM | Commercial | Efficient Exhaust Hood | N | Grocery | New | 2.8719 | 0.61753 | 4.9802 | 0 | 0 | 0 | Commercial | Efficient Battery Charger | N | Warehouse | New | 0.97431 | 0.45273 | 2.2619 | 0 | 0 | 0 | Fail TRC
[11 empty] | Small C&I | Smart thermostats - BYOT |  | 50,001 kWh + | New | 0.4369 | 0.4369 | N/A | 0 | 0 | 0 | Fail RIM | Commercial | Efficient Exhaust Hood | N | Healthcare | New | 2.8719 | 0.61753 | 4.9802 | 0.0033156 | 0.0013014 | 0.015166 | Commercial | Hot Water Circulation Pump Control | N | Assembly | Existing | 0.99829 | 0.43104 | 2.3575 | 0 | 0 | 0 | Fail TRC
[11 empty] | Small C&I | CPP + Tech |  | 0-15,000 kWh | New | 0.052103 | 0.044716 | N/A | 0 | 0 | 0 | Fail RIM | Commercial | Efficient Exhaust Hood | N | Hospitals | New | 2.8719 | 0.61753 | 4.9802 | 0.0074132 | 0.0029096 | 0.033909 | Commercial | Hot Water Circulation Pump Control | N | Healthcare | Existing | 0.99829 | 0.43104 | 2.3575 | 0 | 0 | 0 | Fail TRC
[11 empty] | Small C&I | CPP + Tech |  | 15,001-25,000 kWh | New | 0.22928 | 0.13 | N/A | 0 | 0 | 0 | Fail RIM | Commercial | Efficient Exhaust Hood | N | Institutional | New | 2.8719 | 0.61753 | 4.9802 | 0 | 0 | 0 | Commercial | Hot Water Circulation Pump Control | N | Institutional | Existing | 0.99829 | 0.43104 | 2.3575 | 0 | 0 | 0 | Fail TRC
[11 empty] | Small C&I | CPP + Tech |  | 25,001-50,000 kWh | New | 0.17213 | 0.080627 | N/A | 0 | 0 | 0 | Fail RIM | Commercial | Efficient Exhaust Hood | N | Lodging/Hospitality | New | 2.8719 | 0.61753 | 4.9802 | 0.010281 | 0.0040351 | 0.047025 | Commercial | Hot Water Circulation Pump Control | N | Miscellaneous | Existing | 0.99829 | 0.43104 | 2.3575 | 0 | 0 | 0 | Fail TRC
[11 empty] | Small C&I | CPP + Tech |  | 50,001 kWh + | New | 0.48402 | 0.12132 | N/A | 0 | 0 | 0 | Fail RIM | Commercial | Efficient Exhaust Hood | N | Miscellaneous | New | 2.8719 | 0.61753 | 4.9802 | 0 | 0 | 0 | Commercial | Hot Water Circulation Pump Control | N | Offices | Existing | 0.99829 | 0.43104 | 2.3575 | 0 | 0 | 0 | Fail TRC
[23 empty] | Commercial | Efficient Exhaust Hood | N | Offices | New | 2.8719 | 0.61753 | 4.9802 | 0 | 0 | 0 | Commercial | Hot Water Circulation Pump Control | N | Schools K-12 | Existing | 0.99829 | 0.43104 | 2.3575 | 0 | 0 | 0 | Fail TRC
[23 empty] | Commercial | Efficient Exhaust Hood | N | Restaurants | New | 2.8719 | 0.61753 | 4.9802 | 0.06127 | 0.024048 | 0.28026 | Commercial | Hot Water Circulation Pump Control | N | Warehouse | Existing | 0.99829 | 0.43104 | 2.3575 | 0 | 0 | 0 | Fail TRC
[23 empty] | Commercial | Efficient Exhaust Hood | N | Retail | New | 2.8719 | 0.61753 | 4.9802 | 0 | 0 | 0 | Commercial | Hot Water Circulation Pump Control | N | Assembly | New | 0.99829 | 0.43104 | 2.3575 | 0 | 0 | 0 | Fail TRC
[23 empty] | Commercial | Efficient Exhaust Hood | N | Schools K-12 | New | 2.8719 | 0.61753 | 4.9802 | 0.0047148 | 0.0018506 | 0.021566 | Commercial | Hot Water Circulation Pump Control | N | Healthcare | New | 0.99829 | 0.43104 | 2.3575 | 0 | 0 | 0 | Fail TRC
[23 empty] | Commercial | Efficient Exhaust Hood | N | Warehouse | New | 2.8719 | 0.61753 | 4.9802 | 0 | 0 | 0 | Commercial | Hot Water Circulation Pump Control | N | Institutional | New | 0.99829 | 0.43104 | 2.3575 | 0 | 0 | 0 | Fail TRC
[23 empty] | Commercial | Energy Star Hot Food Holding Cabinet | N | Assembly | Turnover | 1.2782 | 0.49102 | 2.6793 | 0 | 0 | 0 | Commercial | Hot Water Circulation Pump Control | N | Miscellaneous | New | 0.99829 | 0.43104 | 2.3575 | 0 | 0 | 0 | Fail TRC
[23 empty] | Commercial | Energy Star Hot Food Holding Cabinet | N | College and University | Turnover | 1.2782 | 0.49102 | 2.6793 | 0.11417 | 0.055245 | 0.61996 | Commercial | Hot Water Circulation Pump Control | N | Offices | New | 0.99829 | 0.43104 | 2.3575 | 0 | 0 | 0 | Fail TRC
[23 empty] | Commercial | Energy Star Hot Food Holding Cabinet | N | Grocery | Turnover | 1.2782 | 0.49102 | 2.6793 | 0 | 0 | 0 | Commercial | Hot Water Circulation Pump Control | N | Schools K-12 | New | 0.99829 | 0.43104 | 2.3575 | 0 | 0 | 0 | Fail TRC
[23 empty] | Commercial | Energy Star Hot Food Holding Cabinet | N | Healthcare | Turnover | 1.2782 | 0.49102 | 2.6793 | 0.056965 | 0.027563 | 0.30932 | Commercial | Hot Water Circulation Pump Control | N | Warehouse | New | 0.99829 | 0.43104 | 2.3575 | 0 | 0 | 0 | Fail TRC
[23 empty] | Commercial | Energy Star Hot Food Holding Cabinet | N | Hospitals | Turnover | 1.2782 | 0.49102 | 2.6793 | 0.11808 | 0.057136 | 0.64119 | Commercial | Duct Sealing Repair | N | Warehouse | Existing | 0.98191 | 0.44091 | 2.2989 | 0 | 0 | 0 | Fail TRC
[23 empty] | Commercial | Energy Star Hot Food Holding Cabinet | N | Institutional | Turnover | 1.2782 | 0.49102 | 2.6793 | 0 | 0 | 0 | Commercial | Duct Sealing Repair | N | Warehouse | New | 0.98191 | 0.44091 | 2.2989 | 0 | 0 | 0 | Fail TRC
[23 empty] | Commercial | Energy Star Hot Food Holding Cabinet | N | Lodging/Hospitality | Turnover | 1.2782 | 0.49102 | 2.6793 | 0.13729 | 0.066429 | 0.74547 | Commercial | HVAC tune-up | N | Lodging/Hospitality | Existing | 0.92239 | 0.48445 | 2.057 | 0 | 0 | 0 | Fail TRC
[23 empty] | Commercial | Energy Star Hot Food Holding Cabinet | N | Miscellaneous | Turnover | 1.2782 | 0.49102 | 2.6793 | 0 | 0 | 0 | Commercial | HVAC tune-up | N | Restaurants | Existing | 0.88439 | 0.47482 | 2.0058 | 0 | 0 | 0 | Fail TRC
[23 empty] | Commercial | Energy Star Hot Food Holding Cabinet | N | Offices | Turnover | 1.2782 | 0.49102 | 2.6793 | 0 | 0 | 0 | Commercial | HVAC tune-up | N | Lodging/Hospitality | New | 0.92239 | 0.48445 | 2.057 | 0 | 0 | 0 | Fail TRC
[23 empty] | Commercial | Energy Star Hot Food Holding Cabinet | N | Restaurants | Turnover | 1.2782 | 0.49102 | 2.6793 | 0.81822 | 0.39591 | 4.4429 | Commercial | HVAC tune-up | N | Restaurants | New | 0.88439 | 0.47482 | 2.0058 | 0 | 0 | 0 | Fail TRC
[23 empty] | Commercial | Energy Star Hot Food Holding Cabinet | N | Retail | Turnover | 1.2782 | 0.49102 | 2.6793 | 0 | 0 | 0 | Commercial | HVAC tune-up_RTU | N | Lodging/Hospitality | Existing | 0.89366 | 0.4764 | 2.0187 | 0 | 0 | 0 | Fail TRC
[23 empty] | Commercial | Energy Star Hot Food Holding Cabinet | N | Schools K-12 | Turnover | 1.2782 | 0.49102 | 2.6793 | 0.08142 | 0.039397 | 0.44211 | Commercial | HVAC tune-up_RTU | N | Lodging/Hospitality | New | 0.89366 | 0.4764 | 2.0187 | 0 | 0 | 0 | Fail TRC
[23 empty] | Commercial | Energy Star Hot Food Holding Cabinet | N | Warehouse | Turnover | 1.2782 | 0.49102 | 2.6793 | 0 | 0 | 0 | Commercial | Low U-Value Windows | N | Assembly | Existing | 0.97107 | 0.44984 | 2.2067 | 0 | 0 | 0 | Fail TRC
[23 empty] | Commercial | Energy Star Hot Food Holding Cabinet | N | Assembly | New | 1.2782 | 0.49102 | 2.6793 | 0 | 0 | 0 | Commercial | Low U-Value Windows | N | College and University | Existing | 0.97107 | 0.44984 | 2.2067 | 0 | 0 | 0 | Fail TRC
[23 empty] | Commercial | Energy Star Hot Food Holding Cabinet | N | College and University | New | 1.2782 | 0.49102 | 2.6793 | 0.019288 | 0.0093328 | 0.10473 | Commercial | Low U-Value Windows | N | Grocery | Existing | 0.97107 | 0.44984 | 2.2067 | 0 | 0 | 0 | Fail TRC
[23 empty] | Commercial | Energy Star Hot Food Holding Cabinet | N | Grocery | New | 1.2782 | 0.49102 | 2.6793 | 0 | 0 | 0 | Commercial | Low U-Value Windows | N | Healthcare | Existing | 0.97107 | 0.44984 | 2.2067 | 0 | 0 | 0 | Fail TRC
[23 empty] | Commercial | Energy Star Hot Food Holding Cabinet | N | Healthcare | New | 1.2782 | 0.49102 | 2.6793 | 0.0096233 | 0.0046564 | 0.052254 | Commercial | Low U-Value Windows | N | Hospitals | Existing | 0.97107 | 0.44984 | 2.2067 | 0 | 0 | 0 | Fail TRC
[23 empty] | Commercial | Energy Star Hot Food Holding Cabinet | N | Hospitals | New | 1.2782 | 0.49102 | 2.6793 | 0.019948 | 0.0096523 | 0.10832 | Commercial | Low U-Value Windows | N | Institutional | Existing | 0.97107 | 0.44984 | 2.2067 | 0 | 0 | 0 | Fail TRC
[23 empty] | Commercial | Energy Star Hot Food Holding Cabinet | N | Institutional | New | 1.2782 | 0.49102 | 2.6793 | 0 | 0 | 0 | Commercial | Low U-Value Windows | N | Miscellaneous | Existing | 0.97717 | 0.45356 | 2.2023 | 0 | 0 | 0 | Fail TRC
[23 empty] | Commercial | Energy Star Hot Food Holding Cabinet | N | Lodging/Hospitality | New | 1.2782 | 0.49102 | 2.6793 | 0.023193 | 0.011222 | 0.12594 | Commercial | Low U-Value Windows | N | Offices | Existing | 0.97107 | 0.44984 | 2.2067 | 0 | 0 | 0 | Fail TRC
[23 empty] | Commercial | Energy Star Hot Food Holding Cabinet | N | Miscellaneous | New | 1.2782 | 0.49102 | 2.6793 | 0 | 0 | 0 | Commercial | Low U-Value Windows | N | Restaurants | Existing | 0.97107 | 0.44984 | 2.2067 | 0 | 0 | 0 | Fail TRC
[23 empty] | Commercial | Energy Star Hot Food Holding Cabinet | N | Offices | New | 1.2782 | 0.49102 | 2.6793 | 0 | 0 | 0 | Commercial | Low U-Value Windows | N | Retail | Existing | 0.97107 | 0.44984 | 2.2067 | 0 | 0 | 0 | Fail TRC
[23 empty] | Commercial | Energy Star Hot Food Holding Cabinet | N | Restaurants | New | 1.2782 | 0.49102 | 2.6793 | 0.13823 | 0.066884 | 0.75057 | Commercial | Low U-Value Windows | N | Schools K-12 | Existing | 0.97107 | 0.44984 | 2.2067 | 0 | 0 | 0 | Fail TRC
[23 empty] | Commercial | Energy Star Hot Food Holding Cabinet | N | Retail | New | 1.2782 | 0.49102 | 2.6793 | 0 | 0 | 0 | Commercial | Low U-Value Windows | N | Warehouse | Existing | 0.97717 | 0.45356 | 2.2023 | 0 | 0 | 0 | Fail TRC
[23 empty] | Commercial | Energy Star Hot Food Holding Cabinet | N | Schools K-12 | New | 1.2782 | 0.49102 | 2.6793 | 0.013755 | 0.0066555 | 0.074688 | Commercial | Smart Thermostat | N | College and University | Existing | 0.94694 | 0.44407 | 2.2182 | 0 | 0 | 0 | Fail TRC
[23 empty] | Commercial | Energy Star Hot Food Holding Cabinet | N | Warehouse | New | 1.2782 | 0.49102 | 2.6793 | 0 | 0 | 0 | Commercial | Smart Thermostat | N | College and University | New | 0.94694 | 0.44407 | 2.2182 | 0 | 0 | 0 | Fail TRC
[23 empty] | Commercial | Heat Pump Water Heater | N | Assembly | Turnover | 2.1574 | 0.57601 | 4.0306 | 0.059864 | 0.039817 | 0.35424 | Commercial | Interior Lighting Controls | N | Assembly | Existing | 0.96324 | 0.43962 | 2.2593 | 0 | 0 | 0 | Fail TRC
[23 empty] | Commercial | Heat Pump Water Heater | N | Assembly | New | 2.1574 | 0.57601 | 4.0306 | 0.0084345 | 0.00561 | 0.049911 | Commercial | Interior Lighting Controls | N | Assembly | New | 0.96324 | 0.43962 | 2.2593 | 0 | 0 | 0 | Fail TRC
[23 empty] | Commercial | Solar Water Heater | N | College and University | Turnover | 1.2872 | 0.47171 | 2.801 | 0.024817 | 0.0034842 | 0.33204 | Residential | Central air conditioner - Load Shed |  | All | New | 0.32413 | 0.32413 | N/A | 0 | 0 | 0 | Fail TRC
[23 empty] | Commercial | Solar Water Heater | N | Grocery | Turnover | 1.1252 | 0.44806 | 2.5661 | 0.049577 | 0.0069603 | 0.66331 | Residential | Central Heating - Load Shed |  | All | New | 0.036877 | 0.036877 | N/A | 0 | 0 | 0 | Fail TRC
[23 empty] | Commercial | Solar Water Heater | N | Hospitals | Turnover | 1.4948 | 0.49699 | 3.1055 | 0.0031661 | 0.00044451 | 0.042361 | Residential | Central air conditioner - 50% cycling |  | All | New | 0.16572 | 0.16572 | N/A | 0 | 0 | 0 | Fail TRC
[23 empty] | Commercial | Solar Water Heater | N | Institutional | Turnover | 1.7633 | 0.5235 | 3.5057 | 0.0019718 | 0.00027683 | 0.026382 | Residential | Central Heating - 50% cycling |  | All | New | 0.018439 | 0.018439 | N/A | 0 | 0 | 0 | Fail TRC
[23 empty] | Commercial | Solar Water Heater | N | Lodging/Hospitality | Turnover | 1.7633 | 0.5235 | 3.5057 | 0.020164 | 0.002831 | 0.26979 | Residential | Water heater switches |  | All | New | 0.044795 | 0.044795 | N/A | 0 | 0 | 0 | Fail TRC
[23 empty] | Commercial | Solar Water Heater | N | Miscellaneous | Turnover | 1.6588 | 0.51389 | 3.3491 | 0.012121 | 0.0017018 | 0.16218 | Residential | Pool pump switches |  | All | New | 0.19791 | 0.19791 | N/A | 0 | 0 | 0 | Fail TRC
[23 empty] | Commercial | Solar Water Heater | N | Offices | Turnover | 1.5418 | 0.50209 | 3.1751 | 0.015354 | 0.0021556 | 0.20543 | Residential | Room AC control |  | All | New | 0.045769 | 0.045769 | N/A | 0 | 0 | 0 | Fail TRC
[23 empty] | Commercial | Solar Water Heater | N | Retail | Turnover | 1.1144 | 0.44633 | 2.5504 | 0.049823 | 0.0069948 | 0.6666 | Residential | Smart thermostats - Utility Installation |  | All | New | 0.16918 | 0.13705 | N/A | 0 | 0 | 0 | Fail TRC
[23 empty] | Commercial | Solar Water Heater | N | Warehouse | Turnover | 1.1252 | 0.44806 | 2.5661 | 0.010209 | 0.0014332 | 0.13659 | Residential | Smart thermostats - BYOT |  | All | New | 0.17456 | 0.17456 | N/A | 0 | 0 | 0 | Fail TRC
[23 empty] | Commercial | Solar Water Heater | N | College and University | New | 1.2872 | 0.47171 | 2.801 | 0.0034966 | 0.0004909 | 0.046782 | Residential | CPP + Tech |  | All | New | 0.28159 | 0.22921 | N/A | 0 | 0 | 0 | Fail TRC
[23 empty] | Commercial | Solar Water Heater | N | Grocery | New | 1.1252 | 0.44806 | 2.5661 | 0.0069851 | 0.00098067 | 0.093456 | Small C&I | Central air conditioner - Load Shed |  | 0-15,000 kWh | New | 0.10038 | 0.10038 | N/A | 0 | 0 | 0 | Fail TRC
[23 empty] | Commercial | Solar Water Heater | N | Hospitals | New | 1.4948 | 0.49699 | 3.1055 | 0.00044609 | 6.2629e-05 | 0.0059685 | Small C&I | Central air conditioner - Load Shed |  | 15,001-25,000 kWh | New | 0.45419 | 0.45419 | N/A | 0 | 0 | 0 | Fail TRC
[23 empty] | Commercial | Solar Water Heater | N | Institutional | New | 1.7633 | 0.5235 | 3.5057 | 0.00027782 | 3.9004e-05 | 0.0037171 | Small C&I | Central air conditioner - Load Shed |  | 25,001-50,000 kWh | New | 0.3468 | 0.3468 | N/A | 0 | 0 | 0 | Fail TRC
[23 empty] | Commercial | Solar Water Heater | N | Lodging/Hospitality | New | 1.7633 | 0.5235 | 3.5057 | 0.0028411 | 0.00039887 | 0.038012 | Small C&I | Central air conditioner - Load Shed |  | 50,001 kWh + | New | 0.94603 | 0.94603 | N/A | 0 | 0 | 0 | Fail TRC
[23 empty] | Commercial | Solar Water Heater | N | Miscellaneous | New | 1.6588 | 0.51389 | 3.3491 | 0.0017078 | 0.00023977 | 0.02285 | Small C&I | Central Heating - Load Shed |  | 0-15,000 kWh | New | 0.0096888 | 0.0096888 | N/A | 0 | 0 | 0 | Fail TRC
[23 empty] | Commercial | Solar Water Heater | N | Offices | New | 1.5418 | 0.50209 | 3.1751 | 0.0021633 | 0.00030371 | 0.028943 | Small C&I | Central Heating - Load Shed |  | 15,001-25,000 kWh | New | 0.025342 | 0.025342 | N/A | 0 | 0 | 0 | Fail TRC
[23 empty] | Commercial | Solar Water Heater | N | Retail | New | 1.1144 | 0.44633 | 2.5504 | 0.0070198 | 0.00098553 | 0.09392 | Small C&I | Central Heating - Load Shed |  | 25,001-50,000 kWh | New | 0.040546 | 0.040546 | N/A | 0 | 0 | 0 | Fail TRC
[23 empty] | Commercial | Solar Water Heater | N | Warehouse | New | 1.1252 | 0.44806 | 2.5661 | 0.0014384 | 0.00020194 | 0.019244 | Small C&I | Central Heating - Load Shed |  | 50,001 kWh + | New | 0.062808 | 0.062808 | N/A | 0 | 0 | 0 | Fail TRC
[23 empty] | Commercial | High Efficiency HID Lighting | N | Assembly | Turnover | 1.5197 | 0.5123 | 3.076 | 0 | 0 | 0.032195 | Small C&I | Central air conditioner - 50% cycling |  | 0-15,000 kWh | New | 0.05054 | 0.05054 | N/A | 0 | 0 | 0 | Fail TRC
[23 empty] | Commercial | High Efficiency HID Lighting | N | College and University | Turnover | 1.5197 | 0.5123 | 3.076 | 0 | 0 | 0.028555 | Small C&I | Central air conditioner - 50% cycling |  | 15,001-25,000 kWh | New | 0.22866 | 0.22866 | N/A | 0 | 0 | 0 | Fail TRC
[23 empty] | Commercial | High Efficiency HID Lighting | N | Grocery | Turnover | 1.5197 | 0.5123 | 3.076 | 0 | 0 | 0.067205 | Small C&I | Central air conditioner - 50% cycling |  | 25,001-50,000 kWh | New | 0.17447 | 0.17447 | N/A | 0 | 0 | 0 | Fail TRC
[23 empty] | Commercial | High Efficiency HID Lighting | N | Healthcare | Turnover | 1.5197 | 0.5123 | 3.076 | 0 | 0 | 0.0035703 | Small C&I | Central air conditioner - 50% cycling |  | 50,001 kWh + | New | 0.47632 | 0.47632 | N/A | 0 | 0 | 0 | Fail TRC
[23 empty] | Commercial | High Efficiency HID Lighting | N | Hospitals | Turnover | 1.5197 | 0.5123 | 3.076 | 0 | 0 | 0.018251 | Small C&I | Central Heating - 50% cycling |  | 0-15,000 kWh | New | 0.0048444 | 0.0048444 | N/A | 0 | 0 | 0 | Fail TRC
[23 empty] | Commercial | High Efficiency HID Lighting | N | Institutional | Turnover | 1.5197 | 0.5123 | 3.076 | 0 | 0 | 0.0098676 | Small C&I | Central Heating - 50% cycling |  | 15,001-25,000 kWh | New | 0.012671 | 0.012671 | N/A | 0 | 0 | 0 | Fail TRC
[23 empty] | Commercial | High Efficiency HID Lighting | N | Lodging/Hospitality | Turnover | 1.5197 | 0.5123 | 3.076 | 0 | 0 | 0.043119 | Small C&I | Central Heating - 50% cycling |  | 25,001-50,000 kWh | New | 0.020273 | 0.020273 | N/A | 0 | 0 | 0 | Fail TRC
[23 empty] | Commercial | High Efficiency HID Lighting | N | Miscellaneous | Turnover | 1.5197 | 0.5123 | 3.076 | 0 | 0 | 0.05962 | Small C&I | Central Heating - 50% cycling |  | 50,001 kWh + | New | 0.031404 | 0.031404 | N/A | 0 | 0 | 0 | Fail TRC
[23 empty] | Commercial | High Efficiency HID Lighting | N | Offices | Turnover | 1.5197 | 0.5123 | 3.076 | 0 | 0 | 0.11655 | Small C&I | Smart thermostats - Utility Installation |  | 0-15,000 kWh | New | 0.052103 | 0.044006 | N/A | 0 | 0 | 0 | Fail TRC
[23 empty] | Commercial | High Efficiency HID Lighting | N | Restaurants | Turnover | 1.5197 | 0.5123 | 3.076 | 0 | 0 | 0.033036 | Small C&I | Smart thermostats - Utility Installation |  | 15,001-25,000 kWh | New | 0.22928 | 0.12878 | N/A | 0 | 0 | 0 | Fail TRC
[23 empty] | Commercial | High Efficiency HID Lighting | N | Retail | Turnover | 1.5197 | 0.5123 | 3.076 | 0 | 0 | 0.049272 | Small C&I | Smart thermostats - Utility Installation |  | 25,001-50,000 kWh | New | 0.17213 | 0.078863 | N/A | 0 | 0 | 0 | Fail TRC
[23 empty] | Commercial | High Efficiency HID Lighting | N | Schools K-12 | Turnover | 1.5197 | 0.5123 | 3.076 | 0 | 0 | 0.021559 | Small C&I | Smart thermostats - Utility Installation |  | 50,001 kWh + | New | 0.48402 | 0.11985 | N/A | 0 | 0 | 0 | Fail TRC
[23 empty] | Commercial | High Efficiency HID Lighting | N | Warehouse | Turnover | 1.5197 | 0.5123 | 3.076 | 0 | 0 | 0.074382 | Small C&I | Smart thermostats - BYOT |  | 0-15,000 kWh | New | 0.049824 | 0.049824 | N/A | 0 | 0 | 0 | Fail TRC
[23 empty] | Commercial | High Efficiency HID Lighting | N | Assembly | New | 1.5197 | 0.5123 | 3.076 | 0 | 0 | 0.11103 | Small C&I | Smart thermostats - BYOT |  | 15,001-25,000 kWh | New | 0.18194 | 0.18194 | N/A | 0 | 0 | 0 | Fail TRC
[23 empty] | Commercial | High Efficiency HID Lighting | N | College and University | New | 1.5197 | 0.5123 | 3.076 | 0 | 0 | 0.007247 | Small C&I | Smart thermostats - BYOT |  | 25,001-50,000 kWh | New | 0.077558 | 0.077558 | N/A | 0 | 0 | 0 | Fail TRC
[23 empty] | Commercial | High Efficiency HID Lighting | N | Grocery | New | 1.5197 | 0.5123 | 3.076 | 0 | 0 | 0.2318 | Small C&I | Smart thermostats - BYOT |  | 50,001 kWh + | New | 0.4369 | 0.4369 | N/A | 0 | 0 | 0 | Fail TRC
[23 empty] | Commercial | High Efficiency HID Lighting | N | Healthcare | New | 1.5197 | 0.5123 | 3.076 | 0 | 0 | 0.0009061 | Small C&I | CPP + Tech |  | 0-15,000 kWh | New | 0.052103 | 0.044716 | N/A | 0 | 0 | 0 | Fail TRC
[23 empty] | Commercial | High Efficiency HID Lighting | N | Hospitals | New | 1.5197 | 0.5123 | 3.076 | 0 | 0 | 0.06294 | Small C&I | CPP + Tech |  | 15,001-25,000 kWh | New | 0.22928 | 0.13 | N/A | 0 | 0 | 0 | Fail TRC
[23 empty] | Commercial | High Efficiency HID Lighting | N | Institutional | New | 1.5197 | 0.5123 | 3.076 | 0 | 0 | 0.0025044 | Small C&I | CPP + Tech |  | 25,001-50,000 kWh | New | 0.17213 | 0.080627 | N/A | 0 | 0 | 0 | Fail TRC
[23 empty] | Commercial | High Efficiency HID Lighting | N | Lodging/Hospitality | New | 1.5197 | 0.5123 | 3.076 | 0 | 0 | 0.14871 | Small C&I | CPP + Tech |  | 50,001 kWh + | New | 0.48402 | 0.12132 | N/A | 0 | 0 | 0 | Fail TRC
[23 empty] | Commercial | High Efficiency HID Lighting | N | Miscellaneous | New | 1.5197 | 0.5123 | 3.076 | 0 | 0 | 0.015131
[23 empty] | Commercial | High Efficiency HID Lighting | N | Offices | New | 1.5197 | 0.5123 | 3.076 | 0 | 0 | 0.40195
[23 empty] | Commercial | High Efficiency HID Lighting | N | Restaurants | New | 1.5197 | 0.5123 | 3.076 | 0 | 0 | 0.11395
[23 empty] | Commercial | High Efficiency HID Lighting | N | Retail | New | 1.5197 | 0.5123 | 3.076 | 0 | 0 | 0.16994
[23 empty] | Commercial | High Efficiency HID Lighting | N | Schools K-12 | New | 1.5197 | 0.5123 | 3.076 | 0 | 0 | 0.0054715
[23 empty] | Commercial | High Efficiency HID Lighting | N | Warehouse | New | 1.5197 | 0.5123 | 3.076 | 0 | 0 | 0.018878
[23 empty] | Commercial | LED Exterior Lighting | N | Assembly | Turnover | 1.6097 | 0.52214 | 3.2062 | 0 | 0 | 0
[23 empty] | Commercial | LED Exterior Lighting | N | College and University | Turnover | 1.6097 | 0.52214 | 3.2062 | 0 | 0 | 0.00050077
[23 empty] | Commercial | LED Exterior Lighting | N | Grocery | Turnover | 1.6097 | 0.52214 | 3.2062 | 0 | 0 | 0.00095452
[23 empty] | Commercial | LED Exterior Lighting | N | Healthcare | Turnover | 1.6097 | 0.52214 | 3.2062 | 0 | 0 | 5.692e-05
[23 empty] | Commercial | LED Exterior Lighting | N | Hospitals | Turnover | 1.6097 | 0.52214 | 3.2062 | 0 | 0 | 0.00017282
[23 empty] | Commercial | LED Exterior Lighting | N | Institutional | Turnover | 1.6097 | 0.52214 | 3.2062 | 0 | 0 | 0
[23 empty] | Commercial | LED Exterior Lighting | N | Lodging/Hospitality | Turnover | 1.6097 | 0.52214 | 3.2062 | 0 | 0 | 0
[23 empty] | Commercial | LED Exterior Lighting | N | Miscellaneous | Turnover | 1.6097 | 0.52214 | 3.2062 | 0 | 0 | 0.00074682
[23 empty] | Commercial | LED Exterior Lighting | N | Offices | Turnover | 1.6097 | 0.52214 | 3.2062 | 0 | 0 | 0.0016554
[23 empty] | Commercial | LED Exterior Lighting | N | Restaurants | Turnover | 1.6097 | 0.52214 | 3.2062 | 0 | 0 | 0.00037537
[23 empty] | Commercial | LED Exterior Lighting | N | Retail | Turnover | 1.6097 | 0.52214 | 3.2062 | 0 | 0 | 0
[23 empty] | Commercial | LED Exterior Lighting | N | Schools K-12 | Turnover | 1.6097 | 0.52214 | 3.2062 | 0 | 0 | 0.00037808
[23 empty] | Commercial | LED Exterior Lighting | N | Warehouse | Turnover | 1.6097 | 0.52214 | 3.2062 | 0 | 0 | 0.0011582
[23 empty] | Commercial | LED Exterior Lighting | N | Assembly | New | 1.6097 | 0.52214 | 3.2062 | 0 | 0 | 0
[23 empty] | Commercial | LED Exterior Lighting | N | College and University | New | 1.6097 | 0.52214 | 3.2062 | 0 | 0 | 9.684e-05
[23 empty] | Commercial | LED Exterior Lighting | N | Grocery | New | 1.6097 | 0.52214 | 3.2062 | 0 | 0 | 0.00019998
[23 empty] | Commercial | LED Exterior Lighting | N | Healthcare | New | 1.6097 | 0.52214 | 3.2062 | 0 | 0 | 1.1007e-05
[23 empty] | Commercial | LED Exterior Lighting | N | Hospitals | New | 1.6097 | 0.52214 | 3.2062 | 0 | 0 | 3.6204e-05
[23 empty] | Commercial | LED Exterior Lighting | N | Institutional | New | 1.6097 | 0.52214 | 3.2062 | 0 | 0 | 0
[23 empty] | Commercial | LED Exterior Lighting | N | Lodging/Hospitality | New | 1.6097 | 0.52214 | 3.2062 | 0 | 0 | 0
[23 empty] | Commercial | LED Exterior Lighting | N | Miscellaneous | New | 1.6097 | 0.52214 | 3.2062 | 0 | 0 | 0.00014442
[23 empty] | Commercial | LED Exterior Lighting | N | Offices | New | 1.6097 | 0.52214 | 3.2062 | 0 | 0 | 0.0003468
[23 empty] | Commercial | LED Exterior Lighting | N | Restaurants | New | 1.6097 | 0.52214 | 3.2062 | 0 | 0 | 7.8643e-05
[23 empty] | Commercial | LED Exterior Lighting | N | Retail | New | 1.6097 | 0.52214 | 3.2062 | 0 | 0 | 0
[23 empty] | Commercial | LED Exterior Lighting | N | Schools K-12 | New | 1.6097 | 0.52214 | 3.2062 | 0 | 0 | 7.3114e-05
[23 empty] | Commercial | LED Exterior Lighting | N | Warehouse | New | 1.6097 | 0.52214 | 3.2062 | 0 | 0 | 0.00022398
[23 empty] | Commercial | High Efficiency Chiller (Air Cooled, 50 tons) | N | Assembly | Turnover | 1.3666 | 0.50918 | 2.7885 | 0.052615 | 0.0059992 | 0.20564
[23 empty] | Commercial | High Efficiency Chiller (Air Cooled, 50 tons) | N | College and University | Turnover | 1.5065 | 0.52743 | 2.9842 | 0.074008 | 0.0084384 | 0.28925
[23 empty] | Commercial | High Efficiency Chiller (Air Cooled, 50 tons) | N | Healthcare | Turnover | 2.7824 | 0.6283 | 4.8917 | 0 | 0 | 0
[23 empty] | Commercial | High Efficiency Chiller (Air Cooled, 50 tons) | N | Hospitals | Turnover | 2.6523 | 0.62142 | 4.6864 | 0.11857 | 0.01352 | 0.46342
[23 empty] | Commercial | High Efficiency Chiller (Air Cooled, 50 tons) | N | Lodging/Hospitality | Turnover | 2.1746 | 0.591 | 3.9543 | 0.016746 | 0.0019094 | 0.06545
[23 empty] | Commercial | High Efficiency Chiller (Air Cooled, 50 tons) | N | Offices | Turnover | 1.5269 | 0.52991 | 3.0129 | 0.13001 | 0.014823 | 0.5081
[23 empty] | Commercial | High Efficiency Chiller (Air Cooled, 50 tons) | N | Restaurants | Turnover | 2.1371 | 0.58819 | 3.8982 | 0.0019432 | 0.00022156 | 0.0075946
[23 empty] | Commercial | High Efficiency Chiller (Air Cooled, 50 tons) | N | Retail | Turnover | 1.7087 | 0.55023 | 3.2715 | 0 | 0 | 0
[23 empty] | Commercial | High Efficiency Chiller (Air Cooled, 50 tons) | N | Schools K-12 | Turnover | 1.4997 | 0.52659 | 2.9746 | 0.14217 | 0.01621 | 0.55565
[23 empty] | Commercial | High Efficiency Chiller (Air Cooled, 50 tons) | N | Assembly | New | 1.3666 | 0.50918 | 2.7885 | 0.013438 | 0.0015322 | 0.05252
[23 empty] | Commercial | High Efficiency Chiller (Air Cooled, 50 tons) | N | College and University | New | 1.5065 | 0.52743 | 2.9842 | 0.020723 | 0.0023628 | 0.08099
[23 empty] | Commercial | High Efficiency Chiller (Air Cooled, 50 tons) | N | Healthcare | New | 2.7824 | 0.6283 | 4.8917 | 0 | 0 | 0
[23 empty] | Commercial | High Efficiency Chiller (Air Cooled, 50 tons) | N | Hospitals | New | 2.6523 | 0.62142 | 4.6864 | 0.033358 | 0.0038035 | 0.13037
[23 empty] | Commercial | High Efficiency Chiller (Air Cooled, 50 tons) | N | Lodging/Hospitality | New | 2.1746 | 0.591 | 3.9543 | 0.0042628 | 0.00048604 | 0.01666
[23 empty] | Commercial | High Efficiency Chiller (Air Cooled, 50 tons) | N | Offices | New | 1.5269 | 0.52991 | 3.0129 | 0.032635 | 0.003721 | 0.12755
[23 empty] | Commercial | High Efficiency Chiller (Air Cooled, 50 tons) | N | Restaurants | New | 2.1371 | 0.58819 | 3.8982 | 0.00049693 | 5.666e-05 | 0.0019422
[23 empty] | Commercial | High Efficiency Chiller (Air Cooled, 50 tons) | N | Retail | New | 1.7087 | 0.55023 | 3.2715 | 0 | 0 | 0
[23 empty] | Commercial | High Efficiency Chiller (Air Cooled, 50 tons) | N | Schools K-12 | New | 1.4997 | 0.52659 | 2.9746 | 0.037922 | 0.0043238 | 0.14821
[23 empty] | Commercial | High Efficiency Chiller (Water cooled-centrifugal, 200 tons) | N | Assembly | Turnover | 1.27 | 0.50436 | 2.6011 | 0.036115 | 0.00017575 | 0.10204
[23 empty] | Commercial | High Efficiency Chiller (Water cooled-centrifugal, 200 tons) | N | College and University | Turnover | 1.4009 | 0.52381 | 2.7763 | 0.050955 | 0.00024797 | 0.14397
[23 empty] | Commercial | High Efficiency Chiller (Water cooled-centrifugal, 200 tons) | N | Healthcare | Turnover | 2.6044 | 0.63321 | 4.484 | 0 | 0 | 0
[23 empty] | Commercial | High Efficiency Chiller (Water cooled-centrifugal, 200 tons) | N | Hospitals | Turnover | 2.4809 | 0.62564 | 4.3002 | 0.082587 | 0.00040191 | 0.23333
[23 empty] | Commercial | High Efficiency Chiller (Water cooled-centrifugal, 200 tons) | N | Lodging/Hospitality | Turnover | 2.0291 | 0.59238 | 3.6448 | 0.011614 | 5.6518e-05 | 0.032813
[23 empty] | Commercial | High Efficiency Chiller (Water cooled-centrifugal, 200 tons) | N | Offices | Turnover | 1.4201 | 0.52646 | 2.802 | 0.089377 | 0.00043495 | 0.25252
[23 empty] | Commercial | High Efficiency Chiller (Water cooled-centrifugal, 200 tons) | N | Restaurants | Turnover | 1.9937 | 0.58933 | 3.5946 | 0.001347 | 6.5553e-06 | 0.0038058
[23 empty] | Commercial | High Efficiency Chiller (Water cooled-centrifugal, 200 tons) | N | Retail | Turnover | 1.5906 | 0.54826 | 3.0335 | 0 | 0 | 0
[23 empty] | Commercial | High Efficiency Chiller (Water cooled-centrifugal, 200 tons) | N | Schools K-12 | Turnover | 1.3946 | 0.52292 | 2.7677 | 0.097879 | 0.00047633 | 0.27654
[23 empty] | Commercial | High Efficiency Chiller (Water cooled-centrifugal, 200 tons) | N | Assembly | New | 1.27 | 0.50436 | 2.6011 | 0.008471 | 4.1224e-05 | 0.023933
[23 empty] | Commercial | High Efficiency Chiller (Water cooled-centrifugal, 200 tons) | N | College and University | New | 1.4009 | 0.52381 | 2.7763 | 0.014246 | 6.9329e-05 | 0.04025
[23 empty] | Commercial | High Efficiency Chiller (Water cooled-centrifugal, 200 tons) | N | Healthcare | New | 2.6044 | 0.63321 | 4.484 | 0 | 0 | 0
[23 empty] | Commercial | High Efficiency Chiller (Water cooled-centrifugal, 200 tons) | N | Hospitals | New | 2.4809 | 0.62564 | 4.3002 | 0.0219 | 0.00010657 | 0.061873
[23 empty] | Commercial | High Efficiency Chiller (Water cooled-centrifugal, 200 tons) | N | Lodging/Hospitality | New | 2.0291 | 0.59238 | 3.6448 | 0.0028805 | 1.4018e-05 | 0.0081385
[23 empty] | Commercial | High Efficiency Chiller (Water cooled-centrifugal, 200 tons) | N | Offices | New | 1.4201 | 0.52646 | 2.802 | 0.020777 | 0.00010111 | 0.058701
[23 empty] | Commercial | High Efficiency Chiller (Water cooled-centrifugal, 200 tons) | N | Restaurants | New | 1.9937 | 0.58933 | 3.5946 | 0.00033761 | 1.6429e-06 | 0.00095385
[23 empty] | Commercial | High Efficiency Chiller (Water cooled-centrifugal, 200 tons) | N | Retail | New | 1.5906 | 0.54826 | 3.0335 | 0 | 0 | 0
[23 empty] | Commercial | High Efficiency Chiller (Water cooled-centrifugal, 200 tons) | N | Schools K-12 | New | 1.3946 | 0.52292 | 2.7677 | 0.025722 | 0.00012517 | 0.072672
[23 empty] | Commercial | High Efficiency Chiller (Water cooled-positive displacement, 100 tons) | N | Healthcare | Turnover | 1.5857 | 0.54767 | 3.0267 | 0 | 0 | 0
[23 empty] | Commercial | High Efficiency Chiller (Water cooled-positive displacement, 100 tons) | N | Hospitals | Turnover | 1.5072 | 0.53799 | 2.9198 | 0.054466 | 0.00026506 | 0.15388
[23 empty] | Commercial | High Efficiency Chiller (Water cooled-positive displacement, 100 tons) | N | Lodging/Hospitality | Turnover | 1.2228 | 0.49676 | 2.5386 | 0.0075356 | 3.6672e-05 | 0.021291
[23 empty] | Commercial | High Efficiency Chiller (Water cooled-positive displacement, 100 tons) | N | Restaurants | Turnover | 1.2008 | 0.49308 | 2.5094 | 0.00087292 | 4.248e-06 | 0.0024663
[23 empty] | Commercial | High Efficiency Chiller (Water cooled-positive displacement, 100 tons) | N | Healthcare | New | 1.5857 | 0.54767 | 3.0267 | 0 | 0 | 0
[23 empty] | Commercial | High Efficiency Chiller (Water cooled-positive displacement, 100 tons) | N | Hospitals | New | 1.5072 | 0.53799 | 2.9198 | 0.012954 | 6.3041e-05 | 0.0366
[23 empty] | Commercial | High Efficiency Chiller (Water cooled-positive displacement, 100 tons) | N | Lodging/Hospitality | New | 1.2228 | 0.49676 | 2.5386 | 0.001325 | 6.448e-06 | 0.0037435
[23 empty] | Commercial | High Efficiency Chiller (Water cooled-positive displacement, 100 tons) | N | Restaurants | New | 1.2008 | 0.49308 | 2.5094 | 0.00016562 | 8.06e-07 | 0.00046794
[23 empty] | Commercial | High Efficiency PTAC | N | Assembly | Turnover | 3.2422 | 0.66361 | 5.6699 | 0 | 0 | 0
[23 empty] | Commercial | High Efficiency PTAC | N | College and University | Turnover | 3.258 | 0.63747 | 6.0312 | 0 | 0 | 0
[23 empty] | Commercial | High Efficiency PTAC | N | Grocery | Turnover | 1.9366 | 0.58314 | 3.5797 | 0 | 0 | 0
[23 empty] | Commercial | High Efficiency PTAC | N | Institutional | Turnover | 1.8979 | 0.57959 | 3.5225 | 0 | 0 | 0
[23 empty] | Commercial | High Efficiency PTAC | N | Miscellaneous | Turnover | 1.9073 | 0.57495 | 3.5786 | 0 | 0 | 0
[23 empty] | Commercial | High Efficiency PTAC | N | Offices | Turnover | 3.485 | 0.66582 | 6.1961 | 0 | 0 | 0
[23 empty] | Commercial | High Efficiency PTAC | N | Schools K-12 | Turnover | 3.5181 | 0.67444 | 6.1558 | 0.0003229 | 0 | 0.00072194
[23 empty] | Commercial | High Efficiency PTAC | N | Assembly | New | 3.2422 | 0.66361 | 5.6699 | 0 | 0 | 0
[23 empty] | Commercial | High Efficiency PTAC | N | College and University | New | 3.258 | 0.63747 | 6.0312 | 0 | 0 | 0
[23 empty] | Commercial | High Efficiency PTAC | N | Grocery | New | 1.9366 | 0.58314 | 3.5797 | 0 | 0 | 0
[23 empty] | Commercial | High Efficiency PTAC | N | Institutional | New | 1.8979 | 0.57959 | 3.5225 | 0 | 0 | 0
[23 empty] | Commercial | High Efficiency PTAC | N | Miscellaneous | New | 1.9073 | 0.57495 | 3.5786 | 0 | 0 | 0
[23 empty] | Commercial | High Efficiency PTAC | N | Offices | New | 3.485 | 0.66582 | 6.1961 | 0 | 0 | 0
[23 empty] | Commercial | High Efficiency PTAC | N | Schools K-12 | New | 3.5181 | 0.67444 | 6.1558 | 7.0625e-05 | 0 | 0.0001579
[23 empty] | Commercial | High Efficiency PTHP | N | Assembly | Turnover | 3.3442 | 0.66777 | 5.8478 | 0.0037761 | 1.9121e-06 | 0.018092
[23 empty] | Commercial | High Efficiency PTHP | N | College and University | Turnover | 3.3478 | 0.64075 | 6.2033 | 0.00055087 | 0.00064136 | 0.0093917
[23 empty] | Commercial | High Efficiency PTHP | N | Grocery | Turnover | 2.1409 | 0.60038 | 3.8859 | 0 | 0 | 0
[23 empty] | Commercial | High Efficiency PTHP | N | Institutional | Turnover | 2.0025 | 0.58897 | 3.6777 | 0.0021667 | 5.7734e-06 | 0.03606
[23 empty] | Commercial | High Efficiency PTHP | N | Miscellaneous | Turnover | 2.0218 | 0.59063 | 3.7065 | 0.0069318 | 0 | 0.013937
[23 empty] | Commercial | High Efficiency PTHP | N | Offices | Turnover | 3.6309 | 0.67847 | 6.3597 | 0.042539 | 2.4008e-05 | 0.21736
[23 empty] | Commercial | High Efficiency PTHP | N | Assembly | New | 3.3442 | 0.66777 | 5.8478 | 0.00082377 | 4.3058e-07 | 0.0040207
[23 empty] | Commercial | High Efficiency PTHP | N | College and University | New | 3.3478 | 0.64075 | 6.2033 | 0.00012018 | 0.00014443 | 0.0021013
[23 empty] | Commercial | High Efficiency PTHP | N | Grocery | New | 2.1409 | 0.60038 | 3.8859 | 0 | 0 | 0
[23 empty] | Commercial | High Efficiency PTHP | N | Institutional | New | 2.0025 | 0.58897 | 3.6777 | 0.00046581 | 1.2812e-06 | 0.0079722
[23 empty] | Commercial | High Efficiency PTHP | N | Miscellaneous | New | 2.0218 | 0.59063 | 3.7065 | 0.0015063 | 0 | 0.0030285
[23 empty] | Commercial | High Efficiency PTHP | N | Offices | New | 3.6309 | 0.67847 | 6.3597 | 0.0092802 | 5.4064e-06 | 0.048347
[23 empty] | Commercial | Variable Refrigerant Flow (VRF) HVAC Systems | N | Healthcare | Turnover | 1.0888 | 0.46131 | 2.4476 | 0.0080402 | 0.023465 | 0.10272
[23 empty] | Commercial | Variable Refrigerant Flow (VRF) HVAC Systems | N | Hospitals | Turnover | 1.0534 | 0.45483 | 2.3976 | 0.0024804 | 0.090957 | 0.30389
[23 empty] | Commercial | Variable Refrigerant Flow (VRF) HVAC Systems | N | Healthcare | New | 1.0888 | 0.46131 | 2.4476 | 0.0013119 | 0.0050214 | 0.020638
[23 empty] | Commercial | Variable Refrigerant Flow (VRF) HVAC Systems | N | Hospitals | New | 1.0534 | 0.45483 | 2.3976 | 0.00040702 | 0.019591 | 0.065035
[23 empty] | Commercial | High Bay Fluorescent (T5) | N | Schools K-12 | Turnover | 3.2602 | 0.62616 | 5.6527 | 0 | 0 | 0
[23 empty] | Commercial | High Bay Fluorescent (T5) | N | Schools K-12 | New | 3.2602 | 0.62616 | 5.6527 | 0 | 0 | 0
[23 empty] | Commercial | High Bay LED | N | Assembly | Turnover | 2.7186 | 0.60308 | 4.8127 | 0.61959 | 0.60789 | 3.3504
[23 empty] | Commercial | High Bay LED | N | Institutional | Turnover | 3.0823 | 0.61929 | 5.3734 | 0 | 0 | 0
[23 empty] | Commercial | High Bay LED | N | Lodging/Hospitality | Turnover | 3.4641 | 0.63331 | 5.9766 | 0 | 0 | 0
[23 empty] | Commercial | High Bay LED | N | Offices | Turnover | 3.0431 | 0.61769 | 5.3124 | 0 | 0 | 0
[23 empty] | Commercial | High Bay LED | N | Restaurants | Turnover | 3.1315 | 0.62125 | 5.4503 | 0 | 0 | 0
[23 empty] | Commercial | High Bay LED | N | Schools K-12 | Turnover | 2.2803 | 0.57842 | 4.1538 | 0 | 0 | 0
[23 empty] | Commercial | High Bay LED | N | Warehouse | Turnover | 3.522 | 0.63522 | 6.0694 | 0.96246 | 0.94428 | 5.2045
[23 empty] | Commercial | High Bay LED | N | Assembly | New | 2.7186 | 0.60308 | 4.8127 | 0 | 0 | 0
[23 empty] | Commercial | High Bay LED | N | Institutional | New | 3.0823 | 0.61929 | 5.3734 | 0 | 0 | 0
[23 empty] | Commercial | High Bay LED | N | Lodging/Hospitality | New | 3.4641 | 0.63331 | 5.9766 | 0 | 0 | 0
[23 empty] | Commercial | High Bay LED | N | Offices | New | 3.0431 | 0.61769 | 5.3124 | 0 | 0 | 0
[23 empty] | Commercial | High Bay LED | N | Restaurants | New | 3.1315 | 0.62125 | 5.4503 | 0 | 0 | 0
[23 empty] | Commercial | High Bay LED | N | Schools K-12 | New | 2.2803 | 0.57842 | 4.1538 | 0 | 0 | 0
[23 empty] | Commercial | High Bay LED | N | Warehouse | New | 3.522 | 0.63522 | 6.0694 | 0 | 0 | 0
[23 empty] | Commercial | Premium T8 - Fixture Replacement | N | Grocery | Turnover | 1.171 | 0.48803 | 2.4907 | 0.067734 | 3.7108e-06 | 0.27775
[23 empty] | Commercial | Premium T8 - Fixture Replacement | N | Healthcare | Turnover | 1.0321 | 0.45341 | 2.3516 | 0.012876 | 0.0029456 | 0.053119
[23 empty] | Commercial | Premium T8 - Fixture Replacement | N | Hospitals | Turnover | 1.3716 | 0.51654 | 2.7876 | 0.020235 | 0.018769 | 0.1931
[23 empty] | Commercial | Premium T8 - Fixture Replacement | N | Retail | Turnover | 1.0593 | 0.46748 | 2.3401 | 0.10901 | 5.9719e-06 | 0.44699
[23 empty] | Commercial | Premium T8 - Fixture Replacement | N | Grocery | New | 1.171 | 0.48803 | 2.4907 | 0 | 0 | 0
[23 empty] | Commercial | Premium T8 - Fixture Replacement | N | Healthcare | New | 1.0321 | 0.45341 | 2.3516 | 0 | 0 | 0
[23 empty] | Commercial | Premium T8 - Fixture Replacement | N | Hospitals | New | 1.3716 | 0.51654 | 2.7876 | 0 | 0 | 0
[23 empty] | Commercial | Premium T8 - Fixture Replacement | N | Retail | New | 1.0593 | 0.46748 | 2.3401 | 0 | 0 | 0
[23 empty] | Commercial | Solar Pool Heater | N | Assembly | Turnover | 1.8379 | 0.52247 | 3.7695 | 0 | 1.8589e-05 | 0.00050888
[23 empty] | Commercial | Solar Pool Heater | N | College and University | Turnover | 1.8379 | 0.52247 | 3.7695 | 0 | 0 | 0
[23 empty] | Commercial | Solar Pool Heater | N | Grocery | Turnover | 1.8379 | 0.52247 | 3.7695 | 0 | 0 | 0
[23 empty] | Commercial | Solar Pool Heater | N | Healthcare | Turnover | 1.8379 | 0.52247 | 3.7695 | 0 | 0 | 0
[23 empty] | Commercial | Solar Pool Heater | N | Hospitals | Turnover | 1.8379 | 0.52247 | 3.7695 | 0 | 0 | 0
[23 empty] | Commercial | Solar Pool Heater | N | Institutional | Turnover | 1.8379 | 0.52247 | 3.7695 | 0 | 0 | 0
[23 empty] | Commercial | Solar Pool Heater | N | Lodging/Hospitality | Turnover | 1.8379 | 0.52247 | 3.7695 | 0 | 0.00032129 | 0.0087954
[23 empty] | Commercial | Solar Pool Heater | N | Miscellaneous | Turnover | 1.8379 | 0.52247 | 3.7695 | 0 | 0 | 0
[23 empty] | Commercial | Solar Pool Heater | N | Offices | Turnover | 1.8379 | 0.52247 | 3.7695 | 0 | 0 | 0
[23 empty] | Commercial | Solar Pool Heater | N | Restaurants | Turnover | 1.8379 | 0.52247 | 3.7695 | 0 | 0 | 0
[23 empty] | Commercial | Solar Pool Heater | N | Retail | Turnover | 1.8379 | 0.52247 | 3.7695 | 0 | 0 | 0
[23 empty] | Commercial | Solar Pool Heater | N | Schools K-12 | Turnover | 1.8379 | 0.52247 | 3.7695 | 0 | 0 | 0
[23 empty] | Commercial | Solar Pool Heater | N | Warehouse | Turnover | 1.8379 | 0.52247 | 3.7695 | 0 | 0 | 0
[23 empty] | Commercial | Solar Pool Heater | N | Assembly | New | 1.8379 | 0.52247 | 3.7695 | 0 | 2.0963e-06 | 5.7387e-05
[23 empty] | Commercial | Solar Pool Heater | N | College and University | New | 1.8379 | 0.52247 | 3.7695 | 0 | 0 | 0
[23 empty] | Commercial | Solar Pool Heater | N | Grocery | New | 1.8379 | 0.52247 | 3.7695 | 0 | 0 | 0
[23 empty] | Commercial | Solar Pool Heater | N | Healthcare | New | 1.8379 | 0.52247 | 3.7695 | 0 | 0 | 0
[23 empty] | Commercial | Solar Pool Heater | N | Hospitals | New | 1.8379 | 0.52247 | 3.7695 | 0 | 0 | 0
[23 empty] | Commercial | Solar Pool Heater | N | Institutional | New | 1.8379 | 0.52247 | 3.7695 | 0 | 0 | 0
[23 empty] | Commercial | Solar Pool Heater | N | Lodging/Hospitality | New | 1.8379 | 0.52247 | 3.7695 | 0 | 3.6234e-05 | 0.00099189
[23 empty] | Commercial | Solar Pool Heater | N | Miscellaneous | New | 1.8379 | 0.52247 | 3.7695 | 0 | 0 | 0
[23 empty] | Commercial | Solar Pool Heater | N | Offices | New | 1.8379 | 0.52247 | 3.7695 | 0 | 0 | 0
[23 empty] | Commercial | Solar Pool Heater | N | Restaurants | New | 1.8379 | 0.52247 | 3.7695 | 0 | 0 | 0
[23 empty] | Commercial | Solar Pool Heater | N | Retail | New | 1.8379 | 0.52247 | 3.7695 | 0 | 0 | 0
[23 empty] | Commercial | Solar Pool Heater | N | Schools K-12 | New | 1.8379 | 0.52247 | 3.7695 | 0 | 0 | 0
[23 empty] | Commercial | Solar Pool Heater | N | Warehouse | New | 1.8379 | 0.52247 | 3.7695 | 0 | 0 | 0
[23 empty] | Commercial | Variable Speed Pool Pump | N | Assembly | Turnover | 1.4168 | 0.51134 | 2.9517 | 0.0003849 | 5.9744e-05 | 0.0016355
[23 empty] | Commercial | Variable Speed Pool Pump | N | College and University | Turnover | 1.4168 | 0.51134 | 2.9517 | 0 | 0 | 0
[23 empty] | Commercial | Variable Speed Pool Pump | N | Grocery | Turnover | 1.4168 | 0.51134 | 2.9517 | 0 | 0 | 0
[23 empty] | Commercial | Variable Speed Pool Pump | N | Healthcare | Turnover | 1.4168 | 0.51134 | 2.9517 | 0 | 0 | 0
[23 empty] | Commercial | Variable Speed Pool Pump | N | Hospitals | Turnover | 1.4168 | 0.51134 | 2.9517 | 0 | 0 | 0
[23 empty] | Commercial | Variable Speed Pool Pump | N | Institutional | Turnover | 1.4168 | 0.51134 | 2.9517 | 0 | 0 | 0
[23 empty] | Commercial | Variable Speed Pool Pump | N | Lodging/Hospitality | Turnover | 1.4168 | 0.51134 | 2.9517 | 0.016037 | 0.0024892 | 0.068143
[23 empty] | Commercial | Variable Speed Pool Pump | N | Miscellaneous | Turnover | 1.4168 | 0.51134 | 2.9517 | 0 | 0 | 0
[23 empty] | Commercial | Variable Speed Pool Pump | N | Offices | Turnover | 1.4168 | 0.51134 | 2.9517 | 0 | 0 | 0
[23 empty] | Commercial | Variable Speed Pool Pump | N | Restaurants | Turnover | 1.4168 | 0.51134 | 2.9517 | 0 | 0 | 0
[23 empty] | Commercial | Variable Speed Pool Pump | N | Retail | Turnover | 1.4168 | 0.51134 | 2.9517 | 0 | 0 | 0
[23 empty] | Commercial | Variable Speed Pool Pump | N | Schools K-12 | Turnover | 1.4168 | 0.51134 | 2.9517 | 0 | 0 | 0
[23 empty] | Commercial | Variable Speed Pool Pump | N | Assembly | New | 1.4168 | 0.51134 | 2.9517 | 4.3419e-05 | 6.7395e-06 | 0.00018449
[23 empty] | Commercial | Variable Speed Pool Pump | N | College and University | New | 1.4168 | 0.51134 | 2.9517 | 0 | 0 | 0
[23 empty] | Commercial | Variable Speed Pool Pump | N | Grocery | New | 1.4168 | 0.51134 | 2.9517 | 0 | 0 | 0
[23 empty] | Commercial | Variable Speed Pool Pump | N | Healthcare | New | 1.4168 | 0.51134 | 2.9517 | 0 | 0 | 0
[23 empty] | Commercial | Variable Speed Pool Pump | N | Hospitals | New | 1.4168 | 0.51134 | 2.9517 | 0 | 0 | 0
[23 empty] | Commercial | Variable Speed Pool Pump | N | Institutional | New | 1.4168 | 0.51134 | 2.9517 | 0 | 0 | 0
[23 empty] | Commercial | Variable Speed Pool Pump | N | Lodging/Hospitality | New | 1.4168 | 0.51134 | 2.9517 | 0.0018088 | 0.00028076 | 0.0076857
[23 empty] | Commercial | Variable Speed Pool Pump | N | Miscellaneous | New | 1.4168 | 0.51134 | 2.9517 | 0 | 0 | 0
[23 empty] | Commercial | Variable Speed Pool Pump | N | Offices | New | 1.4168 | 0.51134 | 2.9517 | 0 | 0 | 0
[23 empty] | Commercial | Variable Speed Pool Pump | N | Restaurants | New | 1.4168 | 0.51134 | 2.9517 | 0 | 0 | 0
[23 empty] | Commercial | Variable Speed Pool Pump | N | Retail | New | 1.4168 | 0.51134 | 2.9517 | 0 | 0 | 0
[23 empty] | Commercial | Variable Speed Pool Pump | N | Schools K-12 | New | 1.4168 | 0.51134 | 2.9517 | 0 | 0 | 0
[23 empty] | Commercial | Energy Star Uninterruptable Power Supply | N | Assembly | Turnover | 1.6328 | 0.53244 | 3.2256 | 0 | 0 | 0
[23 empty] | Commercial | Energy Star Uninterruptable Power Supply | N | College and University | Turnover | 1.6328 | 0.53244 | 3.2256 | 0.00072632 | 0.00072632 | 0.0063626
[23 empty] | Commercial | Energy Star Uninterruptable Power Supply | N | Grocery | Turnover | 1.6328 | 0.53244 | 3.2256 | 0 | 0 | 0
[23 empty] | Commercial | Energy Star Uninterruptable Power Supply | N | Healthcare | Turnover | 1.6328 | 0.53244 | 3.2256 | 0.00015627 | 0.00015627 | 0.0013689
[23 empty] | Commercial | Energy Star Uninterruptable Power Supply | N | Hospitals | Turnover | 1.6328 | 0.53244 | 3.2256 | 0.00042671 | 0.00042671 | 0.003738
[23 empty] | Commercial | Energy Star Uninterruptable Power Supply | N | Institutional | Turnover | 1.6328 | 0.53244 | 3.2256 | 0.00018285 | 0.00018285 | 0.0016018
[23 empty] | Commercial | Energy Star Uninterruptable Power Supply | N | Lodging/Hospitality | Turnover | 1.6328 | 0.53244 | 3.2256 | 0.00066046 | 0.00066046 | 0.0057856
[23 empty] | Commercial | Energy Star Uninterruptable Power Supply | N | Miscellaneous | Turnover | 1.6328 | 0.53244 | 3.2256 | 0.0011 | 0.0011 | 0.0096364
[23 empty] | Commercial | Energy Star Uninterruptable Power Supply | N | Offices | Turnover | 1.6328 | 0.53244 | 3.2256 | 0.0081928 | 0.0081928 | 0.071769
[23 empty] | Commercial | Energy Star Uninterruptable Power Supply | N | Restaurants | Turnover | 1.6328 | 0.53244 | 3.2256 | 0 | 0 | 0
[23 empty] | Commercial | Energy Star Uninterruptable Power Supply | N | Retail | Turnover | 1.6328 | 0.53244 | 3.2256 | 0 | 0 | 0
[23 empty] | Commercial | Energy Star Uninterruptable Power Supply | N | Schools K-12 | Turnover | 1.6328 | 0.53244 | 3.2256 | 0.00061526 | 0.00061526 | 0.0053897
[23 empty] | Commercial | Energy Star Uninterruptable Power Supply | N | Warehouse | Turnover | 1.6328 | 0.53244 | 3.2256 | 0 | 0 | 0
[23 empty] | Commercial | Energy Star Uninterruptable Power Supply | N | Assembly | New | 1.6328 | 0.53244 | 3.2256 | 0 | 0 | 0
[23 empty] | Commercial | Energy Star Uninterruptable Power Supply | N | College and University | New | 1.6328 | 0.53244 | 3.2256 | 0.00010241 | 0.00010241 | 0.00089709
[23 empty] | Commercial | Energy Star Uninterruptable Power Supply | N | Grocery | New | 1.6328 | 0.53244 | 3.2256 | 0 | 0 | 0
[23 empty] | Commercial | Energy Star Uninterruptable Power Supply | N | Healthcare | New | 1.6328 | 0.53244 | 3.2256 | 2.2033e-05 | 2.2033e-05 | 0.00019301
[23 empty] | Commercial | Energy Star Uninterruptable Power Supply | N | Hospitals | New | 1.6328 | 0.53244 | 3.2256 | 6.0163e-05 | 6.0163e-05 | 0.00052702
[23 empty] | Commercial | Energy Star Uninterruptable Power Supply | N | Institutional | New | 1.6328 | 0.53244 | 3.2256 | 2.5782e-05 | 2.5782e-05 | 0.00022585
[23 empty] | Commercial | Energy Star Uninterruptable Power Supply | N | Lodging/Hospitality | New | 1.6328 | 0.53244 | 3.2256 | 9.3122e-05 | 9.3122e-05 | 0.00081575
[23 empty] | Commercial | Energy Star Uninterruptable Power Supply | N | Miscellaneous | New | 1.6328 | 0.53244 | 3.2256 | 0.0001551 | 0.0001551 | 0.0013587
[23 empty] | Commercial | Energy Star Uninterruptable Power Supply | N | Offices | New | 1.6328 | 0.53244 | 3.2256 | 0.0011551 | 0.0011551 | 0.010119
[23 empty] | Commercial | Energy Star Uninterruptable Power Supply | N | Restaurants | New | 1.6328 | 0.53244 | 3.2256 | 0 | 0 | 0
[23 empty] | Commercial | Energy Star Uninterruptable Power Supply | N | Retail | New | 1.6328 | 0.53244 | 3.2256 | 0 | 0 | 0
[23 empty] | Commercial | Energy Star Uninterruptable Power Supply | N | Schools K-12 | New | 1.6328 | 0.53244 | 3.2256 | 8.6749e-05 | 8.6749e-05 | 0.00075992
[23 empty] | Commercial | Energy Star Uninterruptable Power Supply | N | Warehouse | New | 1.6328 | 0.53244 | 3.2256 | 0 | 0 | 0
[23 empty] | Commercial | Energy Star Commercial Solid Door Refrigerator | N | Assembly | Turnover | 2.8502 | 0.61438 | 5.0587 | 0 | 0 | 0
[23 empty] | Commercial | Energy Star Commercial Solid Door Refrigerator | N | College and University | Turnover | 2.8295 | 0.61133 | 5.0468 | 0 | 0 | 0
[23 empty] | Commercial | Energy Star Commercial Solid Door Refrigerator | N | Grocery | Turnover | 2.8502 | 0.61438 | 5.0587 | 2.7628 | 1.2346 | 18.4972
[23 empty] | Commercial | Energy Star Commercial Solid Door Refrigerator | N | Healthcare | Turnover | 2.8295 | 0.61133 | 5.0468 | 0 | 0 | 0
[23 empty] | Commercial | Energy Star Commercial Solid Door Refrigerator | N | Hospitals | Turnover | 2.8295 | 0.61133 | 5.0468 | 0 | 0 | 0
[23 empty] | Commercial | Energy Star Commercial Solid Door Refrigerator | N | Institutional | Turnover | 2.8502 | 0.61438 | 5.0587 | 0 | 0 | 0
[23 empty] | Commercial | Energy Star Commercial Solid Door Refrigerator | N | Lodging/Hospitality | Turnover | 2.8295 | 0.61133 | 5.0468 | 0 | 0 | 0
[23 empty] | Commercial | Energy Star Commercial Solid Door Refrigerator | N | Miscellaneous | Turnover | 2.8502 | 0.61438 | 5.0587 | 0 | 0 | 0
[23 empty] | Commercial | Energy Star Commercial Solid Door Refrigerator | N | Offices | Turnover | 2.8502 | 0.61438 | 5.0587 | 0 | 0 | 0
[23 empty] | Commercial | Energy Star Commercial Solid Door Refrigerator | N | Restaurants | Turnover | 2.8295 | 0.61133 | 5.0468 | 0 | 0 | 0
[23 empty] | Commercial | Energy Star Commercial Solid Door Refrigerator | N | Retail | Turnover | 2.8502 | 0.61438 | 5.0587 | 0.037433 | 0.016727 | 0.25062
[23 empty] | Commercial | Energy Star Commercial Solid Door Refrigerator | N | Schools K-12 | Turnover | 2.8295 | 0.61133 | 5.0468 | 0 | 0 | 0
[23 empty] | Commercial | Energy Star Commercial Solid Door Refrigerator | N | Warehouse | Turnover | 2.8502 | 0.61438 | 5.0587 | 0 | 0 | 0
[23 empty] | Commercial | Energy Star Commercial Solid Door Refrigerator | N | Assembly | New | 2.8502 | 0.61438 | 5.0587 | 0 | 0 | 0
[23 empty] | Commercial | Energy Star Commercial Solid Door Refrigerator | N | College and University | New | 2.8295 | 0.61133 | 5.0468 | 0 | 0 | 0
[23 empty] | Commercial | Energy Star Commercial Solid Door Refrigerator | N | Grocery | New | 2.8502 | 0.61438 | 5.0587 | 0.49431 | 0.22089 | 3.3095
[23 empty] | Commercial | Energy Star Commercial Solid Door Refrigerator | N | Healthcare | New | 2.8295 | 0.61133 | 5.0468 | 0 | 0 | 0
[23 empty] | Commercial | Energy Star Commercial Solid Door Refrigerator | N | Hospitals | New | 2.8295 | 0.61133 | 5.0468 | 0 | 0 | 0
[23 empty] | Commercial | Energy Star Commercial Solid Door Refrigerator | N | Institutional | New | 2.8502 | 0.61438 | 5.0587 | 0 | 0 | 0
[23 empty] | Commercial | Energy Star Commercial Solid Door Refrigerator | N | Lodging/Hospitality | New | 2.8295 | 0.61133 | 5.0468 | 0 | 0 | 0
[23 empty] | Commercial | Energy Star Commercial Solid Door Refrigerator | N | Miscellaneous | New | 2.8502 | 0.61438 | 5.0587 | 0 | 0 | 0
[23 empty] | Commercial | Energy Star Commercial Solid Door Refrigerator | N | Offices | New | 2.8502 | 0.61438 | 5.0587 | 0 | 0 | 0
[23 empty] | Commercial | Energy Star Commercial Solid Door Refrigerator | N | Restaurants | New | 2.8295 | 0.61133 | 5.0468 | 0 | 0 | 0
[23 empty] | Commercial | Energy Star Commercial Solid Door Refrigerator | N | Retail | New | 2.8502 | 0.61438 | 5.0587 | 0.0066973 | 0.0029928 | 0.044839
[23 empty] | Commercial | Energy Star Commercial Solid Door Refrigerator | N | Schools K-12 | New | 2.8295 | 0.61133 | 5.0468 | 0 | 0 | 0
[23 empty] | Commercial | Energy Star Commercial Solid Door Refrigerator | N | Warehouse | New | 2.8502 | 0.61438 | 5.0587 | 0 | 0 | 0
[23 empty] | Commercial | Refrigerated Display Case LED Lighting | N | Assembly | Turnover | 1.1554 | 0.48587 | 2.4677 | 0 | 0 | 0
[23 empty] | Commercial | Refrigerated Display Case LED Lighting | N | College and University | Turnover | 1.1408 | 0.48066 | 2.463 | 0 | 0 | 0
[23 empty] | Commercial | Refrigerated Display Case LED Lighting | N | Grocery | Turnover | 1.1554 | 0.48587 | 2.4677 | 0.14509 | 0.079031 | 0.97315
[23 empty] | Commercial | Refrigerated Display Case LED Lighting | N | Healthcare | Turnover | 1.1408 | 0.48066 | 2.463 | 0 | 0 | 0
[23 empty] | Commercial | Refrigerated Display Case LED Lighting | N | Hospitals | Turnover | 1.1408 | 0.48066 | 2.463 | 0 | 0 | 0
[23 empty] | Commercial | Refrigerated Display Case LED Lighting | N | Institutional | Turnover | 1.1554 | 0.48587 | 2.4677 | 0 | 0 | 0
[23 empty] | Commercial | Refrigerated Display Case LED Lighting | N | Lodging/Hospitality | Turnover | 1.1408 | 0.48066 | 2.463 | 0 | 0 | 0
[23 empty] | Commercial | Refrigerated Display Case LED Lighting | N | Miscellaneous | Turnover | 1.1554 | 0.48587 | 2.4677 | 0 | 0 | 0
[23 empty] | Commercial | Refrigerated Display Case LED Lighting | N | Offices | Turnover | 1.1554 | 0.48587 | 2.4677 | 0 | 0 | 0
[23 empty] | Commercial | Refrigerated Display Case LED Lighting | N | Restaurants | Turnover | 1.1408 | 0.48066 | 2.463 | 0 | 0 | 0
[23 empty] | Commercial | Refrigerated Display Case LED Lighting | N | Retail | Turnover | 1.1554 | 0.48587 | 2.4677 | 0 | 0 | 0
[23 empty] | Commercial | Refrigerated Display Case LED Lighting | N | Schools K-12 | Turnover | 1.1408 | 0.48066 | 2.463 | 0 | 0 | 0
[23 empty] | Commercial | Refrigerated Display Case LED Lighting | N | Warehouse | Turnover | 1.1554 | 0.48587 | 2.4677 | 0 | 0 | 0
[23 empty] | Commercial | High Speed Fans | N | Assembly | Turnover | 1.0919 | 0.48499 | 2.4383 | 1.6785e-06 | 1.5376e-07 | 1.206e-05
[23 empty] | Commercial | High Speed Fans | N | College and University | Turnover | 1.0819 | 0.48102 | 2.4359 | 0 | 0 | 0
[23 empty] | Commercial | High Speed Fans | N | Grocery | Turnover | 1.0919 | 0.48499 | 2.4383 | 3.3829e-05 | 3.099e-06 | 0.00024306
[23 empty] | Commercial | High Speed Fans | N | Healthcare | Turnover | 1.0819 | 0.48102 | 2.4359 | 2.5645e-05 | 2.1481e-05 | 0.0001978
[23 empty] | Commercial | High Speed Fans | N | Hospitals | Turnover | 1.0819 | 0.48102 | 2.4359 | 0.00080145 | 0.00067132 | 0.0061814
[23 empty] | Commercial | High Speed Fans | N | Institutional | Turnover | 1.0919 | 0.48499 | 2.4383 | 0 | 0 | 0
[23 empty] | Commercial | High Speed Fans | N | Lodging/Hospitality | Turnover | 1.0819 | 0.48102 | 2.4359 | 6.0591e-05 | 5.0752e-05 | 0.00046732
[23 empty] | Commercial | High Speed Fans | N | Miscellaneous | Turnover | 1.0919 | 0.48499 | 2.4383 | 7.0651e-06 | 6.4722e-07 | 5.0761e-05
[23 empty] | Commercial | High Speed Fans | N | Offices | Turnover | 1.0919 | 0.48499 | 2.4383 | 4.236e-05 | 3.8805e-06 | 0.00030435
[23 empty] | Commercial | High Speed Fans | N | Restaurants | Turnover | 1.0819 | 0.48102 | 2.4359 | 1.1534e-05 | 9.6614e-06 | 8.8961e-05
[23 empty] | Commercial | High Speed Fans | N | Retail | Turnover | 1.0919 | 0.48499 | 2.4383 | 0.0001446 | 1.3246e-05 | 0.0010389
[23 empty] | Commercial | High Speed Fans | N | Schools K-12 | Turnover | 1.0819 | 0.48102 | 2.4359 | 7.7054e-05 | 6.4543e-05 | 0.0005943
[23 empty] | Commercial | High Speed Fans | N | Warehouse | Turnover | 1.0919 | 0.48499 | 2.4383 | 5.5079e-07 | 5.0457e-08 | 3.9573e-06
[23 empty] | Commercial | High Speed Fans | N | Assembly | New | 1.0919 | 0.48499 | 2.4383 | 3.7993e-07 | 3.4805e-08 | 2.7297e-06
[23 empty] | Commercial | High Speed Fans | N | College and University | New | 1.0819 | 0.48102 | 2.4359 | 0 | 0 | 0
[23 empty] | Commercial | High Speed Fans | N | Grocery | New | 1.0919 | 0.48499 | 2.4383 | 7.9981e-06 | 7.3269e-07 | 5.7465e-05
[23 empty] | Commercial | High Speed Fans | N | Healthcare | New | 1.0819 | 0.48102 | 2.4359 | 6.0631e-06 | 5.0786e-06 | 4.6764e-05
[23 empty] | Commercial | High Speed Fans | N | Hospitals | New | 1.0819 | 0.48102 | 2.4359 | 0.00018948 | 0.00015871 | 0.0014614
[23 empty] | Commercial | High Speed Fans | N | Institutional | New | 1.0919 | 0.48499 | 2.4383 | 0 | 0 | 0
[23 empty] | Commercial | High Speed Fans | N | Lodging/Hospitality | New | 1.0819 | 0.48102 | 2.4359 | 1.366e-05 | 1.1442e-05 | 0.00010535
[23 empty] | Commercial | High Speed Fans | N | Miscellaneous | New | 1.0919 | 0.48499 | 2.4383 | 1.6643e-06 | 1.5246e-07 | 1.1958e-05
[23 empty] | Commercial | High Speed Fans | N | Offices | New | 1.0919 | 0.48499 | 2.4383 | 9.824e-06 | 8.9996e-07 | 7.0584e-05
[23 empty] | Commercial | High Speed Fans | N | Restaurants | New | 1.0819 | 0.48102 | 2.4359 | 2.727e-06 | 2.2842e-06 | 2.1033e-05
[23 empty] | Commercial | High Speed Fans | N | Retail | New | 1.0919 | 0.48499 | 2.4383 | 3.2244e-05 | 2.9538e-06 | 0.00023167
[23 empty] | Commercial | High Speed Fans | N | Schools K-12 | New | 1.0819 | 0.48102 | 2.4359 | 1.8217e-05 | 1.5259e-05 | 0.00014051
[23 empty] | Commercial | High Speed Fans | N | Warehouse | New | 1.0919 | 0.48499 | 2.4383 | 1.3022e-07 | 1.1929e-08 | 9.356e-07
[23 empty] | Commercial | Hot Water Circulation Pump Control | N | College and University | Existing | 1.025 | 0.43976 | 2.3727 | 0.007862 | 0.007862 | 0.063133
[23 empty] | Commercial | Hot Water Circulation Pump Control | N | Hospitals | Existing | 1.025 | 0.43976 | 2.3727 | 0.0035017 | 0.0035017 | 0.028119
[23 empty] | Commercial | Hot Water Circulation Pump Control | N | College and University | New | 1.025 | 0.43976 | 2.3727 | 0 | 0 | 0
[23 empty] | Commercial | Hot Water Circulation Pump Control | N | Hospitals | New | 1.025 | 0.43976 | 2.3727 | 0 | 0 | 0
[23 empty] | Commercial | Bi-Level Lighting Control (Exterior) | N | Assembly | Existing | 1.4623 | 0.52655 | 2.9116 | 0 | 0 | 0.0745
[23 empty] | Commercial | Bi-Level Lighting Control (Exterior) | N | College and University | Existing | 1.4623 | 0.52655 | 2.9116 | 0 | 0 | 0.1007
[23 empty] | Commercial | Bi-Level Lighting Control (Exterior) | N | Grocery | Existing | 1.4623 | 0.52655 | 2.9116 | 0 | 0 | 0.1556
[23 empty] | Commercial | Bi-Level Lighting Control (Exterior) | N | Healthcare | Existing | 1.4623 | 0.52655 | 2.9116 | 0 | 0 | 0.01258
[23 empty] | Commercial | Bi-Level Lighting Control (Exterior) | N | Hospitals | Existing | 1.4623 | 0.52655 | 2.9116 | 0 | 0 | 0.067542
[23 empty] | Commercial | Bi-Level Lighting Control (Exterior) | N | Institutional | Existing | 1.4623 | 0.52655 | 2.9116 | 0 | 0 | 0.021692
[23 empty] | Commercial | Bi-Level Lighting Control (Exterior) | N | Lodging/Hospitality | Existing | 1.4623 | 0.52655 | 2.9116 | 0 | 0 | 0.16025
[23 empty] | Commercial | Bi-Level Lighting Control (Exterior) | N | Miscellaneous | Existing | 1.4623 | 0.52655 | 2.9116 | 0 | 0 | 0.13129
[23 empty] | Commercial | Bi-Level Lighting Control (Exterior) | N | Offices | Existing | 1.4623 | 0.52655 | 2.9116 | 0 | 0 | 0.43296
[23 empty] | Commercial | Bi-Level Lighting Control (Exterior) | N | Restaurants | Existing | 1.4623 | 0.52655 | 2.9116 | 0 | 0 | 0.03066
[23 empty] | Commercial | Bi-Level Lighting Control (Exterior) | N | Retail | Existing | 1.4623 | 0.52655 | 2.9116 | 0 | 0 | 0.18322
[23 empty] | Commercial | Bi-Level Lighting Control (Exterior) | N | Schools K-12 | Existing | 1.4623 | 0.52655 | 2.9116 | 0 | 0 | 0.047423
[23 empty] | Commercial | Bi-Level Lighting Control (Exterior) | N | Warehouse | Existing | 1.4623 | 0.52655 | 2.9116 | 0 | 0 | 0.233
[23 empty] | Commercial | Bi-Level Lighting Control (Exterior) | N | Assembly | New | 1.4623 | 0.52655 | 2.9116 | 0 | 0 | 0.0072977
[23 empty] | Commercial | Bi-Level Lighting Control (Exterior) | N | College and University | New | 1.4623 | 0.52655 | 2.9116 | 0 | 0 | 0.01075
[23 empty] | Commercial | Bi-Level Lighting Control (Exterior) | N | Grocery | New | 1.4623 | 0.52655 | 2.9116 | 0 | 0 | 0.015173
[23 empty] | Commercial | Bi-Level Lighting Control (Exterior) | N | Healthcare | New | 1.4623 | 0.52655 | 2.9116 | 0 | 0 | 0.0013455
[23 empty] | Commercial | Bi-Level Lighting Control (Exterior) | N | Hospitals | New | 1.4623 | 0.52655 | 2.9116 | 0 | 0 | 0.0066324
[23 empty] | Commercial | Bi-Level Lighting Control (Exterior) | N | Institutional | New | 1.4623 | 0.52655 | 2.9116 | 0 | 0 | 0.002312
[23 empty] | Commercial | Bi-Level Lighting Control (Exterior) | N | Lodging/Hospitality | New | 1.4623 | 0.52655 | 2.9116 | 0 | 0 | 0.015633
[23 empty] | Commercial | Bi-Level Lighting Control (Exterior) | N | Miscellaneous | New | 1.4623 | 0.52655 | 2.9116 | 0 | 0 | 0.013981
[23 empty] | Commercial | Bi-Level Lighting Control (Exterior) | N | Offices | New | 1.4623 | 0.52655 | 2.9116 | 0 | 0 | 0.04228
[23 empty] | Commercial | Bi-Level Lighting Control (Exterior) | N | Restaurants | New | 1.4623 | 0.52655 | 2.9116 | 0 | 0 | 0.0029889
[23 empty] | Commercial | Bi-Level Lighting Control (Exterior) | N | Retail | New | 1.4623 | 0.52655 | 2.9116 | 0 | 0 | 0.01785
[23 empty] | Commercial | Bi-Level Lighting Control (Exterior) | N | Schools K-12 | New | 1.4623 | 0.52655 | 2.9116 | 0 | 0 | 0.0050627
[23 empty] | Commercial | Bi-Level Lighting Control (Exterior) | N | Warehouse | New | 1.4623 | 0.52655 | 2.9116 | 0 | 0 | 0.024829
[23 empty] | Commercial | Outdoor Lighting Controls | N | Assembly | Existing | 1.5791 | 0.53883 | 3.1163 | 0 | 0 | 0.099857
[23 empty] | Commercial | Outdoor Lighting Controls | N | College and University | Existing | 1.5791 | 0.53883 | 3.1163 | 0 | 0 | 0.084191
[23 empty] | Commercial | Outdoor Lighting Controls | N | Grocery | Existing | 1.5791 | 0.53883 | 3.1163 | 0 | 0 | 0.47127
[23 empty] | Commercial | Outdoor Lighting Controls | N | Healthcare | Existing | 1.5791 | 0.53883 | 3.1163 | 0 | 0 | 0.010518
[23 empty] | Commercial | Outdoor Lighting Controls | N | Hospitals | Existing | 1.5791 | 0.53883 | 3.1163 | 0 | 0 | 0.1276
[23 empty] | Commercial | Outdoor Lighting Controls | N | Institutional | Existing | 1.5791 | 0.53883 | 3.1163 | 0 | 0 | 0.065699
[23 empty] | Commercial | Outdoor Lighting Controls | N | Lodging/Hospitality | Existing | 1.5791 | 0.53883 | 3.1163 | 0 | 0 | 0.13398
[23 empty] | Commercial | Outdoor Lighting Controls | N | Miscellaneous | Existing | 1.5791 | 0.53883 | 3.1163 | 0 | 0 | 0.17598
[23 empty] | Commercial | Outdoor Lighting Controls | N | Offices | Existing | 1.5791 | 0.53883 | 3.1163 | 0 | 0 | 0.36197
[23 empty] | Commercial | Outdoor Lighting Controls | N | Restaurants | Existing | 1.5791 | 0.53883 | 3.1163 | 0 | 0 | 0.23169
[23 empty] | Commercial | Outdoor Lighting Controls | N | Retail | Existing | 1.5791 | 0.53883 | 3.1163 | 0 | 0 | 0.15318
[23 empty] | Commercial | Outdoor Lighting Controls | N | Schools K-12 | Existing | 1.5791 | 0.53883 | 3.1163 | 0 | 0 | 0.063564
[23 empty] | Commercial | Outdoor Lighting Controls | N | Warehouse | Existing | 1.5791 | 0.53883 | 3.1163 | 0 | 0 | 0.1948
[23 empty] | Commercial | Outdoor Lighting Controls | N | Assembly | New | 1.5791 | 0.53883 | 3.1163 | 0 | 0 | 0.024979
[23 empty] | Commercial | Outdoor Lighting Controls | N | College and University | New | 1.5791 | 0.53883 | 3.1163 | 0 | 0 | 0.021021
[23 empty] | Commercial | Outdoor Lighting Controls | N | Grocery | New | 1.5791 | 0.53883 | 3.1163 | 0 | 0 | 0.051948
[23 empty] | Commercial | Outdoor Lighting Controls | N | Healthcare | New | 1.5791 | 0.53883 | 3.1163 | 0 | 0 | 0.002631
[23 empty] | Commercial | Outdoor Lighting Controls | N | Hospitals | New | 1.5791 | 0.53883 | 3.1163 | 0 | 0 | 0.01416
[23 empty] | Commercial | Outdoor Lighting Controls | N | Institutional | New | 1.5791 | 0.53883 | 3.1163 | 0 | 0 | 0.0072476
[23 empty] | Commercial | Outdoor Lighting Controls | N | Lodging/Hospitality | New | 1.5791 | 0.53883 | 3.1163 | 0 | 0 | 0.033381
[23 empty] | Commercial | Outdoor Lighting Controls | N | Miscellaneous | New | 1.5791 | 0.53883 | 3.1163 | 0 | 0 | 0.043829
[23 empty] | Commercial | Outdoor Lighting Controls | N | Offices | New | 1.5791 | 0.53883 | 3.1163 | 0 | 0 | 0.090279
[23 empty] | Commercial | Outdoor Lighting Controls | N | Restaurants | New | 1.5791 | 0.53883 | 3.1163 | 0 | 0 | 0.025533
[23 empty] | Commercial | Outdoor Lighting Controls | N | Retail | New | 1.5791 | 0.53883 | 3.1163 | 0 | 0 | 0.038119
[23 empty] | Commercial | Outdoor Lighting Controls | N | Schools K-12 | New | 1.5791 | 0.53883 | 3.1163 | 0 | 0 | 0.015871
[23 empty] | Commercial | Outdoor Lighting Controls | N | Warehouse | New | 1.5791 | 0.53883 | 3.1163 | 0 | 0 | 0.048594
[23 empty] | Commercial | Ceiling Insulation(R2 to R38) | N | Assembly | Existing | 2.1275 | 0.55008 | 4.1978 | 0 | 0 | 0
[23 empty] | Commercial | Ceiling Insulation(R2 to R38) | N | College and University | Existing | 2.739 | 0.63432 | 4.7416 | 0 | 0 | 0
[23 empty] | Commercial | Ceiling Insulation(R2 to R38) | N | Grocery | Existing | 2.5266 | 0.59795 | 4.6372 | 0 | 0 | 0
[23 empty] | Commercial | Ceiling Insulation(R2 to R38) | N | Healthcare | Existing | 2.3327 | 0.56288 | 4.5456 | 0.0096096 | 0.14593 | 0.80375
[23 empty] | Commercial | Ceiling Insulation(R2 to R38) | N | Hospitals | Existing | 2.739 | 0.63432 | 4.7416 | 0 | 0 | 0
[23 empty] | Commercial | Ceiling Insulation(R2 to R38) | N | Institutional | Existing | 2.3327 | 0.56288 | 4.5456 | 0 | 0 | 0
[23 empty] | Commercial | Ceiling Insulation(R2 to R38) | N | Lodging/Hospitality | Existing | 2.739 | 0.63432 | 4.7416 | 0 | 0 | 0
[23 empty] | Commercial | Ceiling Insulation(R2 to R38) | N | Miscellaneous | Existing | 2.3327 | 0.56288 | 4.5456 | 0 | 0 | 0
[23 empty] | Commercial | Ceiling Insulation(R2 to R38) | N | Offices | Existing | 2.3327 | 0.56288 | 4.5456 | 0.018556 | 0.13578 | 1.2283
[23 empty] | Commercial | Ceiling Insulation(R2 to R38) | N | Restaurants | Existing | 2.5266 | 0.59795 | 4.6372 | 0 | 0 | 0
[23 empty] | Commercial | Ceiling Insulation(R2 to R38) | N | Retail | Existing | 2.5266 | 0.59795 | 4.6372 | 0 | 0 | 0
[23 empty] | Commercial | Ceiling Insulation(R2 to R38) | N | Schools K-12 | Existing | 2.3327 | 0.56288 | 4.5456 | 0 | 0 | 0
[23 empty] | Commercial | Ceiling Insulation(R2 to R38) | N | Warehouse | Existing | 1.8024 | 0.53884 | 3.5582 | 0 | 0 | 0
[23 empty] | Commercial | Ceiling Insulation(R2 to R38) | N | Assembly | New | 2.1275 | 0.55008 | 4.1978 | 0 | 0 | 0
[23 empty] | Commercial | Ceiling Insulation(R2 to R38) | N | College and University | New | 2.6477 | 0.62929 | 4.6015 | 0 | 0 | 0
[23 empty] | Commercial | Ceiling Insulation(R2 to R38) | N | Grocery | New | 2.4424 | 0.5931 | 4.501 | 0 | 0 | 0
[23 empty] | Commercial | Ceiling Insulation(R2 to R38) | N | Healthcare | New | 2.2549 | 0.55823 | 4.4128 | 0 | 0 | 0
[23 empty] | Commercial | Ceiling Insulation(R2 to R38) | N | Hospitals | New | 2.6477 | 0.62929 | 4.6015 | 0 | 0 | 0
[23 empty] | Commercial | Ceiling Insulation(R2 to R38) | N | Institutional | New | 2.2549 | 0.55823 | 4.4128 | 0 | 0 | 0
[23 empty] | Commercial | Ceiling Insulation(R2 to R38) | N | Lodging/Hospitality | New | 2.6477 | 0.62929 | 4.6015 | 0 | 0 | 0
[23 empty] | Commercial | Ceiling Insulation(R2 to R38) | N | Miscellaneous | New | 2.2549 | 0.55823 | 4.4128 | 0 | 0 | 0
[23 empty] | Commercial | Ceiling Insulation(R2 to R38) | N | Offices | New | 2.2549 | 0.55823 | 4.4128 | 0 | 0 | 0
[23 empty] | Commercial | Ceiling Insulation(R2 to R38) | N | Restaurants | New | 2.4424 | 0.5931 | 4.501 | 0 | 0 | 0
[23 empty] | Commercial | Ceiling Insulation(R2 to R38) | N | Retail | New | 2.4424 | 0.5931 | 4.501 | 0 | 0 | 0
[23 empty] | Commercial | Ceiling Insulation(R2 to R38) | N | Schools K-12 | New | 2.2549 | 0.55823 | 4.4128 | 0 | 0 | 0
[23 empty] | Commercial | Ceiling Insulation(R2 to R38) | N | Warehouse | New | 1.8024 | 0.53884 | 3.5582 | 0 | 0 | 0
[23 empty] | Commercial | Chilled Water System - Variable Speed Drives | N | Assembly | Existing | 2.5565 | 0.59218 | 5.0123 | 0.064645 | 0.007263 | 0.62991
[23 empty] | Commercial | Chilled Water System - Variable Speed Drives | N | College and University | Existing | 2.5565 | 0.59218 | 5.0123 | 0.021391 | 0.0024033 | 0.20844
[23 empty] | Commercial | Chilled Water System - Variable Speed Drives | N | Grocery | Existing | 2.5565 | 0.59218 | 5.0123 | 0 | 0 | 0
[23 empty] | Commercial | Chilled Water System - Variable Speed Drives | N | Healthcare | Existing | 2.5565 | 0.59218 | 5.0123 | 0 | 0 | 0
[23 empty] | Commercial | Chilled Water System - Variable Speed Drives | N | Hospitals | Existing | 2.5565 | 0.59218 | 5.0123 | 0.14881 | 0.01672 | 1.4501
[23 empty] | Commercial | Chilled Water System - Variable Speed Drives | N | Institutional | Existing | 2.5565 | 0.59218 | 5.0123 | 0.084209 | 0.0094611 | 0.82055
[23 empty] | Commercial | Chilled Water System - Variable Speed Drives | N | Lodging/Hospitality | Existing | 2.5565 | 0.59218 | 5.0123 | 0.068721 | 0.0077209 | 0.66963
[23 empty] | Commercial | Chilled Water System - Variable Speed Drives | N | Miscellaneous | Existing | 2.5565 | 0.59218 | 5.0123 | 0.057856 | 0.0065002 | 0.56376
[23 empty] | Commercial | Chilled Water System - Variable Speed Drives | N | Offices | Existing | 2.5565 | 0.59218 | 5.0123 | 0.40146 | 0.045105 | 3.9119
[23 empty] | Commercial | Chilled Water System - Variable Speed Drives | N | Restaurants | Existing | 2.5565 | 0.59218 | 5.0123 | 0.0069871 | 0.00078502 | 0.068084
[23 empty] | Commercial | Chilled Water System - Variable Speed Drives | N | Retail | Existing | 2.5565 | 0.59218 | 5.0123 | 0 | 0 | 0
[23 empty] | Commercial | Chilled Water System - Variable Speed Drives | N | Schools K-12 | Existing | 2.5565 | 0.59218 | 5.0123 | 0.30674 | 0.034463 | 2.9889
[23 empty] | Commercial | Chilled Water System - Variable Speed Drives | N | Warehouse | Existing | 2.5565 | 0.59218 | 5.0123 | 0 | 0 | 0
[23 empty] | Commercial | Chilled Water System - Variable Speed Drives | N | Assembly | New | 2.5565 | 0.59218 | 5.0123 | 0.029027 | 0.0032613 | 0.28285
[23 empty] | Commercial | Chilled Water System - Variable Speed Drives | N | College and University | New | 2.5565 | 0.59218 | 5.0123 | 0.0035743 | 0.00040158 | 0.034829
[23 empty] | Commercial | Chilled Water System - Variable Speed Drives | N | Grocery | New | 2.5565 | 0.59218 | 5.0123 | 0 | 0 | 0
[23 empty] | Commercial | Chilled Water System - Variable Speed Drives | N | Healthcare | New | 2.5565 | 0.59218 | 5.0123 | 0 | 0 | 0
[23 empty] | Commercial | Chilled Water System - Variable Speed Drives | N | Hospitals | New | 2.5565 | 0.59218 | 5.0123 | 0.024484 | 0.0027508 | 0.23858
[23 empty] | Commercial | Chilled Water System - Variable Speed Drives | N | Institutional | New | 2.5565 | 0.59218 | 5.0123 | 0.01378 | 0.0015482 | 0.13428
[23 empty] | Commercial | Chilled Water System - Variable Speed Drives | N | Lodging/Hospitality | New | 2.5565 | 0.59218 | 5.0123 | 0.011457 | 0.0012872 | 0.11164
[23 empty] | Commercial | Chilled Water System - Variable Speed Drives | N | Miscellaneous | New | 2.5565 | 0.59218 | 5.0123 | 0.0096034 | 0.001079 | 0.093577
[23 empty] | Commercial | Chilled Water System - Variable Speed Drives | N | Offices | New | 2.5565 | 0.59218 | 5.0123 | 0.066929 | 0.0075196 | 0.65217
[23 empty] | Commercial | Chilled Water System - Variable Speed Drives | N | Restaurants | New | 2.5565 | 0.59218 | 5.0123 | 0.0011519 | 0.00012942 | 0.011224
[23 empty] | Commercial | Chilled Water System - Variable Speed Drives | N | Retail | New | 2.5565 | 0.59218 | 5.0123 | 0 | 0 | 0
[23 empty] | Commercial | Chilled Water System - Variable Speed Drives | N | Schools K-12 | New | 2.5565 | 0.59218 | 5.0123 | 0.051254 | 0.0057586 | 0.49943
[23 empty] | Commercial | Chilled Water System - Variable Speed Drives | N | Warehouse | New | 2.5565 | 0.59218 | 5.0123 | 0 | 0 | 0
[23 empty] | Commercial | Dedicated Outdoor Air System on VRF unit | N | Healthcare | Existing | 1.2712 | 0.49118 | 2.7086 | 0.0058792 | 0.011801 | 0.05769
[23 empty] | Commercial | Dedicated Outdoor Air System on VRF unit | N | Hospitals | Existing | 1.2152 | 0.48258 | 2.6278 | 0.001823 | 0.046178 | 0.15613
[23 empty] | Commercial | Dedicated Outdoor Air System on VRF unit | N | Restaurants | Existing | 1.0204 | 0.44857 | 2.3512 | 0.00081611 | 0.0069404 | 0.025248
[23 empty] | Commercial | Dedicated Outdoor Air System on VRF unit | N | Healthcare | New | 1.2712 | 0.49118 | 2.7086 | 0.00096283 | 0.0019519 | 0.0095107
[23 empty] | Commercial | Dedicated Outdoor Air System on VRF unit | N | Hospitals | New | 1.2152 | 0.48258 | 2.6278 | 0.00029995 | 0.0076406 | 0.025828
[23 empty] | Commercial | Dedicated Outdoor Air System on VRF unit | N | Restaurants | New | 1.0204 | 0.44857 | 2.3512 | 0.00013462 | 0.0011513 | 0.0041856
[23 empty] | Commercial | Duct Sealing Repair | N | Assembly | Existing | 1.9021 | 0.56326 | 3.6621 | 0 | 0 | 0
[23 empty] | Commercial | Duct Sealing Repair | N | College and University | Existing | 2.7318 | 0.61893 | 5.0343 | 0 | 0 | 0
[23 empty] | Commercial | Duct Sealing Repair | N | Retail | Existing | 3.2179 | 0.64086 | 5.9111 | 0.16459 | 0.035293 | 0.88597
[23 empty] | Commercial | Duct Sealing Repair | N | Schools K-12 | Existing | 2.7318 | 0.61893 | 5.0343 | 0 | 0 | 0
[23 empty] | Commercial | Duct Sealing Repair | N | Assembly | New | 1.9021 | 0.56326 | 3.6621 | 0 | 0 | 0
[23 empty] | Commercial | Duct Sealing Repair | N | College and University | New | 2.7318 | 0.61893 | 5.0343 | 0 | 0 | 0
[23 empty] | Commercial | Duct Sealing Repair | N | Retail | New | 3.2179 | 0.64086 | 5.9111 | 0 | 0 | 0
[23 empty] | Commercial | Duct Sealing Repair | N | Schools K-12 | New | 2.7318 | 0.61893 | 5.0343 | 0 | 0 | 0
[23 empty] | Commercial | ECM Motors on Furnaces | N | Assembly | Existing | 2.5395 | 0.59566 | 4.845 | 0 | 0 | 4.6921e-05
[23 empty] | Commercial | ECM Motors on Furnaces | N | College and University | Existing | 2.4879 | 0.58356 | 4.845 | 0 | 0 | 0
[23 empty] | Commercial | ECM Motors on Furnaces | N | Institutional | Existing | 2.2581 | 0.57875 | 4.3528 | 0 | 0 | 0.00045567
[23 empty] | Commercial | ECM Motors on Furnaces | N | Lodging/Hospitality | Existing | 2.5807 | 0.58425 | 5.0603 | 0 | 1.0313e-05 | 9.0345e-05
[23 empty] | Commercial | ECM Motors on Furnaces | N | Miscellaneous | Existing | 1.5037 | 0.51281 | 3.1224 | 0 | 0 | 0.0022387
[23 empty] | Commercial | ECM Motors on Furnaces | N | Offices | Existing | 1.5827 | 0.52168 | 3.2455 | 0 | 0 | 0.0040037
[23 empty] | Commercial | ECM Motors on Furnaces | N | Warehouse | Existing | 1.5037 | 0.51281 | 3.1224 | 0 | 0 | 0.0012868
[23 empty] | Commercial | ECM Motors on Furnaces | N | Assembly | New | 2.5395 | 0.59566 | 4.845 | 0 | 0 | 5.9085e-05
[23 empty] | Commercial | ECM Motors on Furnaces | N | College and University | New | 2.4879 | 0.58356 | 4.845 | 0 | 0 | 0
[23 empty] | Commercial | ECM Motors on Furnaces | N | Institutional | New | 2.2581 | 0.57875 | 4.3528 | 0 | 0 | 9.2615e-05
[23 empty] | Commercial | ECM Motors on Furnaces | N | Lodging/Hospitality | New | 2.5807 | 0.58425 | 5.0603 | 0 | 2.1337e-06 | 1.8691e-05
[23 empty] | Commercial | ECM Motors on Furnaces | N | Miscellaneous | New | 1.5037 | 0.51281 | 3.1224 | 0 | 0 | 0.00045648
[23 empty] | Commercial | ECM Motors on Furnaces | N | Offices | New | 1.5827 | 0.52168 | 3.2455 | 0 | 0 | 0.00081359
[23 empty] | Commercial | ECM Motors on Furnaces | N | Warehouse | New | 1.5037 | 0.51281 | 3.1224 | 0 | 0 | 0.00026666
[23 empty] | Commercial | Facility Energy Management System | N | College and University | Existing | 1.3793 | 0.49319 | 2.8738 | 0.0072432 | 0.0041685 | 0.05291
[23 empty] | Commercial | Facility Energy Management System | N | Healthcare | Existing | 3.4803 | 0.6321 | 6.0195 | 0.00091416 | 3.9523e-05 | 0.0048629
[23 empty] | Commercial | Facility Energy Management System | N | Hospitals | Existing | 3.429 | 0.62726 | 5.9757 | 0.023862 | 0.010041 | 0.16911
[23 empty] | Commercial | Facility Energy Management System | N | Lodging/Hospitality | Existing | 2.094 | 0.56884 | 3.8538 | 0.010612 | 0.0015513 | 0.043474
[23 empty] | Commercial | Facility Energy Management System | N | Miscellaneous | Existing | 2.7382 | 0.60245 | 4.8556 | 0.047652 | 0.003552 | 0.2414
[23 empty] | Commercial | Facility Energy Management System | N | Offices | Existing | 3.5793 | 0.63529 | 6.1791 | 0.058232 | 0.0030983 | 0.28835
[23 empty] | Commercial | Facility Energy Management System | N | Retail | Existing | 1.7204 | 0.53714 | 3.3179 | 0.16239 | 0.022232 | 0.65044
[23 empty] | Commercial | Facility Energy Management System | N | Schools K-12 | Existing | 1.3999 | 0.49776 | 2.8903 | 0.010742 | 0.0002605 | 0.054535
[23 empty] | Commercial | Facility Energy Management System | N | College and University | New | 1.3793 | 0.49319 | 2.8738 | 0.0058471 | 0.0033847 | 0.042795
[23 empty] | Commercial | Facility Energy Management System | N | Healthcare | New | 3.4803 | 0.6321 | 6.0195 | 0.0028623 | 0.00012383 | 0.015238
[23 empty] | Commercial | Facility Energy Management System | N | Hospitals | New | 3.429 | 0.62726 | 5.9757 | 0.0070044 | 0.0029484 | 0.049659
[23 empty] | Commercial | Facility Energy Management System | N | Lodging/Hospitality | New | 2.094 | 0.56884 | 3.8538 | 0.01225 | 0.0029385 | 0.049267
[23 empty] | Commercial | Facility Energy Management System | N | Miscellaneous | New | 2.7382 | 0.60245 | 4.8556 | 0.017494 | 0.0013044 | 0.088664
[23 empty] | Commercial | Facility Energy Management System | N | Offices | New | 3.5793 | 0.63529 | 6.1791 | 0.014196 | 0.00075474 | 0.07028
[23 empty] | Commercial | Facility Energy Management System | N | Retail | New | 1.7204 | 0.53714 | 3.3179 | 0.031584 | 0.0073385 | 0.12491
[23 empty] | Commercial | Facility Energy Management System | N | Schools K-12 | New | 1.3999 | 0.49776 | 2.8903 | 0.011676 | 0.00049118 | 0.058429
[23 empty] | Commercial | Hotel Card Energy Control Systems | N | Lodging/Hospitality | Existing | 1.5018 | 0.52213 | 3.0549 | 0.0068526 | -0.0023732 | 0.93602
[23 empty] | Commercial | Hotel Card Energy Control Systems | N | Lodging/Hospitality | New | 1.5018 | 0.52213 | 3.0549 | 0.0011233 | -0.0003972 | 0.1537
[23 empty] | Commercial | HVAC tune-up | N | Healthcare | Existing | 1.1617 | 0.54322 | 2.3924 | 0.0011053 | 1.5078e-05 | 0.0035004
[23 empty] | Commercial | HVAC tune-up | N | Hospitals | Existing | 1.1056 | 0.52779 | 2.3259 | 0.0003757 | 1.4268e-05 | 0.0011058
[23 empty] | Commercial | HVAC tune-up | N | Healthcare | New | 1.1617 | 0.54322 | 2.3924 | 0.00017188 | 2.3448e-06 | 0.00054436
[23 empty] | Commercial | HVAC tune-up | N | Hospitals | New | 1.1056 | 0.52779 | 2.3259 | 5.8697e-05 | 2.2291e-06 | 0.00017276
[23 empty] | Commercial | HVAC tune-up_RTU | N | Healthcare | Existing | 1.127 | 0.53552 | 2.3419 | 0.13441 | 0.0018335 | 0.42568
[23 empty] | Commercial | HVAC tune-up_RTU | N | Hospitals | Existing | 1.0723 | 0.52009 | 2.2778 | 0.12774 | 0.0048511 | 0.37597
[23 empty] | Commercial | HVAC tune-up_RTU | N | Healthcare | New | 1.127 | 0.53552 | 2.3419 | 0.024288 | 0.00033133 | 0.076921
[23 empty] | Commercial | HVAC tune-up_RTU | N | Hospitals | New | 1.0723 | 0.52009 | 2.2778 | 0.023177 | 0.00088016 | 0.068215
[23 empty] | Commercial | Low U-Value Windows | N | Lodging/Hospitality | Existing | 1.0133 | 0.46706 | 2.2179 | 0.75024 | -0.015535 | 1.8567
[23 empty] | Commercial | Programmable Thermostat | N | Healthcare | Existing | 1.4361 | 0.56365 | 2.7147 | 0 | 0 | 0
[23 empty] | Commercial | Programmable Thermostat | N | Hospitals | Existing | 1.3726 | 0.51963 | 2.828 | 0 | 0 | 0
[23 empty] | Commercial | Programmable Thermostat | N | Institutional | Existing | 1.6354 | 0.59196 | 2.9822 | 0 | 0 | 0
[23 empty] | Commercial | Programmable Thermostat | N | Miscellaneous | Existing | 1.1866 | 0.52068 | 2.3907 | 0 | 0 | 0
[23 empty] | Commercial | Programmable Thermostat | N | Offices | Existing | 1.5356 | 0.57836 | 2.8473 | 0 | 0 | 0
[23 empty] | Commercial | Programmable Thermostat | N | Restaurants | Existing | 3.1687 | 0.78942 | 4.6732 | 0.077057 | -1.9229e-05 | 0.23528
[23 empty] | Commercial | Programmable Thermostat | N | Healthcare | New | 1.4361 | 0.56365 | 2.7147 | 0 | 0 | 0
[23 empty] | Commercial | Programmable Thermostat | N | Hospitals | New | 1.3726 | 0.51963 | 2.828 | 0 | 0 | 0
[23 empty] | Commercial | Programmable Thermostat | N | Institutional | New | 1.6354 | 0.59196 | 2.9822 | 0 | 0 | 0
[23 empty] | Commercial | Programmable Thermostat | N | Miscellaneous | New | 1.1866 | 0.52068 | 2.3907 | 0 | 0 | 0
[23 empty] | Commercial | Programmable Thermostat | N | Offices | New | 1.5356 | 0.57836 | 2.8473 | 0 | 0 | 0
[23 empty] | Commercial | Programmable Thermostat | N | Restaurants | New | 3.1687 | 0.78942 | 4.6732 | 0.012814 | -3.2166e-06 | 0.039152
[23 empty] | Commercial | Smart Thermostat | N | Healthcare | Existing | 2.3694 | 0.66672 | 4.0419 | 0.0057437 | -0.014929 | 0.57458
[23 empty] | Commercial | Smart Thermostat | N | Hospitals | Existing | 2.2568 | 0.61013 | 4.2429 | 0.087312 | 0.002264 | 1.1362
[23 empty] | Commercial | Smart Thermostat | N | Institutional | Existing | 2.6721 | 0.68868 | 4.5165 | 0.0018125 | -0.0043268 | 0.17898
[23 empty] | Commercial | Smart Thermostat | N | Lodging/Hospitality | Existing | 1.1402 | 0.43533 | 2.8039 | -0.044498 | 0.38191 | 1.517
[23 empty] | Commercial | Smart Thermostat | N | Miscellaneous | Existing | 1.9818 | 0.63195 | 3.4672 | 0.003341 | -0.014694 | 0.3708
[23 empty] | Commercial | Smart Thermostat | N | Offices | Existing | 2.5213 | 0.67822 | 4.2771 | 0.041553 | -0.052038 | 3.8162
[23 empty] | Commercial | Smart Thermostat | N | Retail | Existing | 1.3793 | 0.59659 | 2.4231 | 0.91559 | -0.00010526 | 2.6204
[23 empty] | Commercial | Smart Thermostat | N | Schools K-12 | Existing | 1.0351 | 0.48925 | 2.1997 | 0.021485 | -0.024345 | 1.9576
[23 empty] | Commercial | Smart Thermostat | N | Healthcare | New | 2.3694 | 0.66672 | 4.0419 | 0.0009598 | -0.0025093 | 0.096105
[23 empty] | Commercial | Smart Thermostat | N | Hospitals | New | 2.2568 | 0.61013 | 4.2429 | 0.014043 | 0.00038051 | 0.18341
[23 empty] | Commercial | Smart Thermostat | N | Institutional | New | 2.6721 | 0.68868 | 4.5165 | 0.00080968 | -0.0019456 | 0.080031
[23 empty] | Commercial | Smart Thermostat | N | Lodging/Hospitality | New | 1.1402 | 0.43533 | 2.8039 | -0.0071956 | 0.063076 | 0.24575
[23 empty] | Commercial | Smart Thermostat | N | Miscellaneous | New | 1.9818 | 0.63195 | 3.4672 | 0.00054094 | -0.0024552 | 0.060499
[23 empty] | Commercial | Smart Thermostat | N | Offices | New | 2.5213 | 0.67822 | 4.2771 | 0.0067533 | -0.0086233 | 0.62123
[23 empty] | Commercial | Smart Thermostat | N | Retail | New | 1.3793 | 0.59659 | 2.4231 | 0.15241 | -1.7616e-05 | 0.43633
[23 empty] | Commercial | Smart Thermostat | N | Schools K-12 | New | 1.0351 | 0.48925 | 2.1997 | 0.0033566 | -0.0040883 | 0.30757
[23 empty] | Commercial | Wall Insulation | N | Assembly | Existing | 1.6899 | 0.51556 | 3.4813 | 0 | 0 | 0
[23 empty] | Commercial | Wall Insulation | N | College and University | Existing | 1.9317 | 0.57835 | 3.5432 | 0 | 0 | 0
[23 empty] | Commercial | Wall Insulation | N | Grocery | Existing | 1.8059 | 0.54635 | 3.5084 | 0 | 0 | 0
[23 empty] | Commercial | Wall Insulation | N | Healthcare | Existing | 1.6236 | 0.50921 | 3.3756 | 0.0032791 | 0.0072377 | 0.17992
[23 empty] | Commercial | Wall Insulation | N | Hospitals | Existing | 1.9577 | 0.58065 | 3.5803 | 0 | 0 | 0
[23 empty] | Commercial | Wall Insulation | N | Institutional | Existing | 1.6452 | 0.51132 | 3.4099 | 0 | 0 | 0
[23 empty] | Commercial | Wall Insulation | N | Lodging/Hospitality | Existing | 1.9317 | 0.57835 | 3.5432 | 0 | 0 | 0
[23 empty] | Commercial | Wall Insulation | N | Miscellaneous | Existing | 1.6673 | 0.51343 | 3.4452 | 0 | 0 | 0
[23 empty] | Commercial | Wall Insulation | N | Offices | Existing | 1.6673 | 0.51343 | 3.4452 | 0.06539 | 0.069781 | 3.4225
[23 empty] | Commercial | Wall Insulation | N | Restaurants | Existing | 1.8304 | 0.54857 | 3.5455 | 0 | 0 | 0
[23 empty] | Commercial | Wall Insulation | N | Retail | Existing | 1.8059 | 0.54635 | 3.5084 | 0.31468 | 0.022824 | 1.5909
[23 empty] | Commercial | Wall Insulation | N | Schools K-12 | Existing | 1.7131 | 0.51769 | 3.5184 | 0 | 0 | 0
[23 empty] | Commercial | Wall Insulation | N | Warehouse | Existing | 1.7737 | 0.53625 | 3.5139 | 0 | 0 | 0
[23 empty] | Commercial | Water Cooled Refrigeration Heat Recovery | N | Miscellaneous | Existing | 1.5303 | 0.50614 | 3.183 | 0 | 0 | 0
[23 empty] | Commercial | Water Cooled Refrigeration Heat Recovery | N | Miscellaneous | New | 1.5303 | 0.50614 | 3.183 | 0 | 0 | 0
[23 empty] | Commercial | Bi-Level Lighting Control (Interior) | N | Hospitals | Existing | 1.0816 | 0.47001 | 2.3831 | 0.0034416 | 0 | 1.2518
[23 empty] | Commercial | Bi-Level Lighting Control (Interior) | N | Hospitals | New | 1.0816 | 0.47001 | 2.3831 | 0.00038011 | 0 | 0.13825
[23 empty] | Commercial | Interior Lighting Controls | N | College and University | Existing | 1.4349 | 0.51722 | 2.9301 | 0 | 0 | 0.42122
[23 empty] | Commercial | Interior Lighting Controls | N | Grocery | Existing | 1.768 | 0.5549 | 3.4275 | 0 | 0 | 0.2713
[23 empty] | Commercial | Interior Lighting Controls | N | Healthcare | Existing | 1.6184 | 0.53925 | 3.2016 | 0 | 0 | 0.26402
[23 empty] | Commercial | Interior Lighting Controls | N | Institutional | Existing | 1.0962 | 0.46538 | 2.4445 | 0 | 0 | 0.21482
[23 empty] | Commercial | Interior Lighting Controls | N | Lodging/Hospitality | Existing | 1.2369 | 0.48899 | 2.6437 | 0 | 0 | 0.42452
[23 empty] | Commercial | Interior Lighting Controls | N | Miscellaneous | Existing | 1.4349 | 0.51722 | 2.9301 | 0 | 0 | 0.75416
[23 empty] | Commercial | Interior Lighting Controls | N | Offices | Existing | 1.0818 | 0.46277 | 2.4244 | 0 | 0 | 4.1333
[23 empty] | Commercial | Interior Lighting Controls | N | Restaurants | Existing | 1.1142 | 0.46861 | 2.4699 | 0 | 0 | 0.13887
[23 empty] | Commercial | Interior Lighting Controls | N | Retail | Existing | 1.6055 | 0.53781 | 3.1823 | 0 | 0 | 0.4461
[23 empty] | Commercial | Interior Lighting Controls | N | Warehouse | Existing | 1.2583 | 0.49231 | 2.6744 | 0 | 0 | 0.35193
[23 empty] | Commercial | Interior Lighting Controls | N | College and University | New | 1.4349 | 0.51722 | 2.9301 | 0 | 0 | 0.10507
[23 empty] | Commercial | Interior Lighting Controls | N | Grocery | New | 1.768 | 0.5549 | 3.4275 | 0 | 0 | 0.029849
[23 empty] | Commercial | Interior Lighting Controls | N | Healthcare | New | 1.6184 | 0.53925 | 3.2016 | 0 | 0 | 0.029157
[23 empty] | Commercial | Interior Lighting Controls | N | Institutional | New | 1.0962 | 0.46538 | 2.4445 | 0 | 0 | 0.023653
[23 empty] | Commercial | Interior Lighting Controls | N | Lodging/Hospitality | New | 1.2369 | 0.48899 | 2.6437 | 0 | 0 | 0.046696
[23 empty] | Commercial | Interior Lighting Controls | N | Miscellaneous | New | 1.4349 | 0.51722 | 2.9301 | 0 | 0 | 0.082781
[23 empty] | Commercial | Interior Lighting Controls | N | Offices | New | 1.0818 | 0.46277 | 2.4244 | 0 | 0 | 0.45587
[23 empty] | Commercial | Interior Lighting Controls | N | Restaurants | New | 1.1142 | 0.46861 | 2.4699 | 0 | 0 | 0.015275
[23 empty] | Commercial | Interior Lighting Controls | N | Retail | New | 1.6055 | 0.53781 | 3.1823 | 0 | 0 | 0.049013
[23 empty] | Commercial | Interior Lighting Controls | N | Warehouse | New | 1.2583 | 0.49231 | 2.6744 | 0 | 0 | 0.087711
[23 empty] | Commercial | VSD Controlled Compressor | N | Assembly | Existing | 2.2337 | 0.57554 | 4.2075 | 0.00074682 | 0.00034954 | 0.0049529
[23 empty] | Commercial | VSD Controlled Compressor | N | College and University | Existing | 2.2141 | 0.57177 | 4.1978 | 0.00054341 | 0.00045518 | 0.0041912
[23 empty] | Commercial | VSD Controlled Compressor | N | Grocery | Existing | 2.2337 | 0.57554 | 4.2075 | 0.017673 | 0.0082716 | 0.11721
[23 empty] | Commercial | VSD Controlled Compressor | N | Healthcare | Existing | 2.2141 | 0.57177 | 4.1978 | 0.00024295 | 0.0002035 | 0.0018738
[23 empty] | Commercial | VSD Controlled Compressor | N | Hospitals | Existing | 2.2141 | 0.57177 | 4.1978 | 0.0037654 | 0.003154 | 0.029041
[23 empty] | Commercial | VSD Controlled Compressor | N | Institutional | Existing | 2.2337 | 0.57554 | 4.2075 | 0.00018178 | 8.5079e-05 | 0.0012055
[23 empty] | Commercial | VSD Controlled Compressor | N | Lodging/Hospitality | Existing | 2.2141 | 0.57177 | 4.1978 | 0.0012259 | 0.0010269 | 0.0094555
[23 empty] | Commercial | VSD Controlled Compressor | N | Miscellaneous | Existing | 2.2337 | 0.57554 | 4.2075 | 0.0046017 | 0.0021538 | 0.030518
[23 empty] | Commercial | VSD Controlled Compressor | N | Offices | Existing | 2.2337 | 0.57554 | 4.2075 | 0.0051839 | 0.0024263 | 0.03438
[23 empty] | Commercial | VSD Controlled Compressor | N | Restaurants | Existing | 2.2141 | 0.57177 | 4.1978 | 0.0033444 | 0.0028014 | 0.025795
[23 empty] | Commercial | VSD Controlled Compressor | N | Retail | Existing | 2.2337 | 0.57554 | 4.2075 | 0.0019516 | 0.00091344 | 0.012943
[23 empty] | Commercial | VSD Controlled Compressor | N | Schools K-12 | Existing | 2.2141 | 0.57177 | 4.1978 | 0.00047967 | 0.00040179 | 0.0036996
[23 empty] | Commercial | VSD Controlled Compressor | N | Warehouse | Existing | 2.2337 | 0.57554 | 4.2075 | 0.0016421 | 0.00076855 | 0.01089
[23 empty] | Commercial | VSD Controlled Compressor | N | Assembly | New | 2.2337 | 0.57554 | 4.2075 | 0.0051892 | 0.0024288 | 0.034415
[23 empty] | Commercial | VSD Controlled Compressor | N | College and University | New | 2.2141 | 0.57177 | 4.1978 | 0.003766 | 0.0031545 | 0.029046
[23 empty] | Commercial | VSD Controlled Compressor | N | Grocery | New | 2.2337 | 0.57554 | 4.2075 | 0.0040017 | 0.001873 | 0.026539
[23 empty] | Commercial | VSD Controlled Compressor | N | Healthcare | New | 2.2141 | 0.57177 | 4.1978 | 0.001688 | 0.0014139 | 0.013019
[23 empty] | Commercial | VSD Controlled Compressor | N | Hospitals | New | 2.2141 | 0.57177 | 4.1978 | 0.026162 | 0.021914 | 0.20178
[23 empty] | Commercial | VSD Controlled Compressor | N | Institutional | New | 2.2337 | 0.57554 | 4.2075 | 0.0012526 | 0.00058628 | 0.0083074
[23 empty] | Commercial | VSD Controlled Compressor | N | Lodging/Hospitality | New | 2.2141 | 0.57177 | 4.1978 | 0.0084716 | 0.007096 | 0.065339
[23 empty] | Commercial | VSD Controlled Compressor | N | Miscellaneous | New | 2.2337 | 0.57554 | 4.2075 | 0.0063563 | 0.002975 | 0.042155
[23 empty] | Commercial | VSD Controlled Compressor | N | Offices | New | 2.2337 | 0.57554 | 4.2075 | 0.035873 | 0.01679 | 0.23791
[23 empty] | Commercial | VSD Controlled Compressor | N | Restaurants | New | 2.2141 | 0.57177 | 4.1978 | 0.0037852 | 0.0031706 | 0.029194
[23 empty] | Commercial | VSD Controlled Compressor | N | Retail | New | 2.2337 | 0.57554 | 4.2075 | 0.013463 | 0.0063014 | 0.089288
[23 empty] | Commercial | VSD Controlled Compressor | N | Schools K-12 | New | 2.2141 | 0.57177 | 4.1978 | 0.0033243 | 0.0027845 | 0.025639
[23 empty] | Commercial | VSD Controlled Compressor | N | Warehouse | New | 2.2337 | 0.57554 | 4.2075 | 0.011366 | 0.0053198 | 0.07538
[23 empty] | Commercial | Network PC Power Management | N | Assembly | Existing | 1.01 | 0.50285 | 2.1021 | 0 | 0 | 0
[23 empty] | Commercial | Network PC Power Management | N | College and University | Existing | 1.0388 | 0.5146 | 2.1145 | 0.0011839 | 0.0010221 | 0.0088105
[23 empty] | Commercial | Network PC Power Management | N | Grocery | Existing | 1.0242 | 0.50997 | 2.1019 | 0 | 0 | 0
[23 empty] | Commercial | Network PC Power Management | N | Healthcare | Existing | 1.0327 | 0.51205 | 2.1119 | 0.0012761 | 0.0008887 | 0.0085785
[23 empty] | Commercial | Network PC Power Management | N | Hospitals | Existing | 1.048 | 0.51685 | 2.1253 | 0.0025293 | 0.0021836 | 0.018823
[23 empty] | Commercial | Network PC Power Management | N | Institutional | Existing | 1.0079 | 0.50232 | 2.0996 | 0.00094722 | 0 | 0.0063679
[23 empty] | Commercial | Network PC Power Management | N | Lodging/Hospitality | Existing | 1.0333 | 0.51222 | 2.1126 | 0.0013884 | 0.00096692 | 0.0093336
[23 empty] | Commercial | Network PC Power Management | N | Miscellaneous | Existing | 1.032 | 0.50825 | 2.1284 | 0 | 0 | 0
[23 empty] | Commercial | Network PC Power Management | N | Offices | Existing | 1.0349 | 0.51261 | 2.1145 | 0.046453 | 0.032352 | 0.31229
[23 empty] | Commercial | Network PC Power Management | N | Restaurants | Existing | 1.0214 | 0.50567 | 2.1158 | 0 | 0 | 0
[23 empty] | Commercial | Network PC Power Management | N | Retail | Existing | 1.0174 | 0.50826 | 2.0939 | 0.0044235 | 0.0030807 | 0.029738
[23 empty] | Commercial | Network PC Power Management | N | Schools K-12 | Existing | 1.0396 | 0.51376 | 2.1201 | 0.00139 | 0.00096809 | 0.0093448
[23 empty] | Commercial | Network PC Power Management | N | Assembly | New | 1.01 | 0.50285 | 2.1021 | 0 | 0 | 0
[23 empty] | Commercial | Network PC Power Management | N | College and University | New | 1.0388 | 0.5146 | 2.1145 | 0.00056535 | 0.00048809 | 0.0042075
[23 empty] | Commercial | Network PC Power Management | N | Grocery | New | 1.0242 | 0.50997 | 2.1019 | 0 | 0 | 0
[23 empty] | Commercial | Network PC Power Management | N | Healthcare | New | 1.0327 | 0.51205 | 2.1119 | 0.00022472 | 0.0001565 | 0.0015107
[23 empty] | Commercial | Network PC Power Management | N | Hospitals | New | 1.048 | 0.51685 | 2.1253 | 0.00044541 | 0.00038454 | 0.0033149
[23 empty] | Commercial | Network PC Power Management | N | Institutional | New | 1.0079 | 0.50232 | 2.0996 | 0.00016574 | 0 | 0.0011142
[23 empty] | Commercial | Network PC Power Management | N | Lodging/Hospitality | New | 1.0333 | 0.51222 | 2.1126 | 0.00066152 | 0.00046072 | 0.0044472
[23 empty] | Commercial | Network PC Power Management | N | Miscellaneous | New | 1.032 | 0.50825 | 2.1284 | 0 | 0 | 0
[23 empty] | Commercial | Network PC Power Management | N | Offices | New | 1.0349 | 0.51261 | 2.1145 | 0.0081547 | 0.0056793 | 0.054822
[23 empty] | Commercial | Network PC Power Management | N | Restaurants | New | 1.0214 | 0.50567 | 2.1158 | 0 | 0 | 0
[23 empty] | Commercial | Network PC Power Management | N | Retail | New | 1.0174 | 0.50826 | 2.0939 | 0.0021049 | 0.001466 | 0.014151
[23 empty] | Commercial | Network PC Power Management | N | Schools K-12 | New | 1.0396 | 0.51376 | 2.1201 | 0.00066382 | 0.00046232 | 0.0044627
[23 empty] | Commercial | PSC to ECM Evaporator Fan Motor (Reach-In) | N | Assembly | Existing | 2.0222 | 0.5622 | 3.7613 | 5.7771e-05 | 5.2923e-06 | 0.00041507
[23 empty] | Commercial | PSC to ECM Evaporator Fan Motor (Reach-In) | N | College and University | Existing | 1.999 | 0.55631 | 3.7576 | 0 | 0 | 0
[23 empty] | Commercial | PSC to ECM Evaporator Fan Motor (Reach-In) | N | Grocery | Existing | 2.0222 | 0.5622 | 3.7613 | 0.57494 | 0.052669 | 4.1308
[23 empty] | Commercial | PSC to ECM Evaporator Fan Motor (Reach-In) | N | Healthcare | Existing | 1.999 | 0.55631 | 3.7576 | 1.0496e-05 | 8.792e-06 | 8.0956e-05
[23 empty] | Commercial | PSC to ECM Evaporator Fan Motor (Reach-In) | N | Hospitals | Existing | 1.999 | 0.55631 | 3.7576 | 0.00043539 | 0.00036469 | 0.0033581
[23 empty] | Commercial | PSC to ECM Evaporator Fan Motor (Reach-In) | N | Institutional | Existing | 2.0222 | 0.5622 | 3.7613 | 0 | 0 | 0
[23 empty] | Commercial | PSC to ECM Evaporator Fan Motor (Reach-In) | N | Lodging/Hospitality | Existing | 1.999 | 0.55631 | 3.7576 | 0.00037255 | 0.00031206 | 0.0028734
[23 empty] | Commercial | PSC to ECM Evaporator Fan Motor (Reach-In) | N | Miscellaneous | Existing | 2.0222 | 0.5622 | 3.7613 | 0 | 0 | 0
[23 empty] | Commercial | PSC to ECM Evaporator Fan Motor (Reach-In) | N | Offices | Existing | 2.0222 | 0.5622 | 3.7613 | 0 | 0 | 0
[23 empty] | Commercial | PSC to ECM Evaporator Fan Motor (Reach-In) | N | Restaurants | Existing | 1.999 | 0.55631 | 3.7576 | 0.037653 | 0.031539 | 0.29041
[23 empty] | Commercial | PSC to ECM Evaporator Fan Motor (Reach-In) | N | Retail | Existing | 2.0222 | 0.5622 | 3.7613 | 0.001284 | 0.00011763 | 0.0092255
[23 empty] | Commercial | PSC to ECM Evaporator Fan Motor (Reach-In) | N | Schools K-12 | Existing | 1.999 | 0.55631 | 3.7576 | 0 | 0 | 0
[23 empty] | Commercial | PSC to ECM Evaporator Fan Motor (Reach-In) | N | Warehouse | Existing | 2.0222 | 0.5622 | 3.7613 | 0 | 0 | 0
[23 empty] | Commercial | PSC to ECM Evaporator Fan Motor (Reach-In) | N | Assembly | New | 2.0222 | 0.5622 | 3.7613 | 0.00029821 | 2.7318e-05 | 0.0021426
[23 empty] | Commercial | PSC to ECM Evaporator Fan Motor (Reach-In) | N | College and University | New | 1.999 | 0.55631 | 3.7576 | 0 | 0 | 0
[23 empty] | Commercial | PSC to ECM Evaporator Fan Motor (Reach-In) | N | Grocery | New | 2.0222 | 0.5622 | 3.7613 | 0.35231 | 0.032275 | 2.5313
[23 empty] | Commercial | PSC to ECM Evaporator Fan Motor (Reach-In) | N | Healthcare | New | 1.999 | 0.55631 | 3.7576 | 5.4179e-05 | 4.5382e-05 | 0.00041787
[23 empty] | Commercial | PSC to ECM Evaporator Fan Motor (Reach-In) | N | Hospitals | New | 1.999 | 0.55631 | 3.7576 | 0.0022473 | 0.0018824 | 0.017333
[23 empty] | Commercial | PSC to ECM Evaporator Fan Motor (Reach-In) | N | Institutional | New | 2.0222 | 0.5622 | 3.7613 | 0 | 0 | 0
[23 empty] | Commercial | PSC to ECM Evaporator Fan Motor (Reach-In) | N | Lodging/Hospitality | New | 1.999 | 0.55631 | 3.7576 | 0.0019126 | 0.001602 | 0.014751
[23 empty] | Commercial | PSC to ECM Evaporator Fan Motor (Reach-In) | N | Miscellaneous | New | 2.0222 | 0.5622 | 3.7613 | 0 | 0 | 0
[23 empty] | Commercial | PSC to ECM Evaporator Fan Motor (Reach-In) | N | Offices | New | 2.0222 | 0.5622 | 3.7613 | 0 | 0 | 0
[23 empty] | Commercial | PSC to ECM Evaporator Fan Motor (Reach-In) | N | Restaurants | New | 1.999 | 0.55631 | 3.7576 | 0.031788 | 0.026626 | 0.24517
[23 empty] | Commercial | PSC to ECM Evaporator Fan Motor (Reach-In) | N | Retail | New | 2.0222 | 0.5622 | 3.7613 | 0.0047752 | 0.00043745 | 0.034309
[23 empty] | Commercial | PSC to ECM Evaporator Fan Motor (Reach-In) | N | Schools K-12 | New | 1.999 | 0.55631 | 3.7576 | 0 | 0 | 0
[23 empty] | Commercial | PSC to ECM Evaporator Fan Motor (Reach-In) | N | Warehouse | New | 2.0222 | 0.5622 | 3.7613 | 0 | 0 | 0
[23 empty] | Commercial | PSC to ECM Evaporator Fan Motor (Walk-In, Refrigerator) | N | Assembly | Existing | 1.3404 | 0.49255 | 2.7921 | 0.00036617 | 3.3544e-05 | 0.0026308
[23 empty] | Commercial | PSC to ECM Evaporator Fan Motor (Walk-In, Refrigerator) | N | College and University | Existing | 1.3251 | 0.48733 | 2.7897 | 0 | 0 | 0
[23 empty] | Commercial | PSC to ECM Evaporator Fan Motor (Walk-In, Refrigerator) | N | Grocery | Existing | 1.3404 | 0.49255 | 2.7921 | 0.22033 | 0.020184 | 1.583
[23 empty] | Commercial | PSC to ECM Evaporator Fan Motor (Walk-In, Refrigerator) | N | Healthcare | Existing | 1.3251 | 0.48733 | 2.7897 | 0 | 0 | 0
[23 empty] | Commercial | PSC to ECM Evaporator Fan Motor (Walk-In, Refrigerator) | N | Hospitals | Existing | 1.3251 | 0.48733 | 2.7897 | 0.0032845 | 0.0027512 | 0.025333
[23 empty] | Commercial | PSC to ECM Evaporator Fan Motor (Walk-In, Refrigerator) | N | Institutional | Existing | 1.3404 | 0.49255 | 2.7921 | 0 | 0 | 0
[23 empty] | Commercial | PSC to ECM Evaporator Fan Motor (Walk-In, Refrigerator) | N | Lodging/Hospitality | Existing | 1.3251 | 0.48733 | 2.7897 | 0.0019074 | 0.0015976 | 0.014711
[23 empty] | Commercial | PSC to ECM Evaporator Fan Motor (Walk-In, Refrigerator) | N | Miscellaneous | Existing | 1.3404 | 0.49255 | 2.7921 | 0 | 0 | 0
[23 empty] | Commercial | PSC to ECM Evaporator Fan Motor (Walk-In, Refrigerator) | N | Offices | Existing | 1.3404 | 0.49255 | 2.7921 | 0 | 0 | 0
[23 empty] | Commercial | PSC to ECM Evaporator Fan Motor (Walk-In, Refrigerator) | N | Restaurants | Existing | 1.3251 | 0.48733 | 2.7897 | 0.03853 | 0.032274 | 0.29717
[23 empty] | Commercial | PSC to ECM Evaporator Fan Motor (Walk-In, Refrigerator) | N | Retail | Existing | 1.3404 | 0.49255 | 2.7921 | 0.0041367 | 0.00037895 | 0.029721
[23 empty] | Commercial | PSC to ECM Evaporator Fan Motor (Walk-In, Refrigerator) | N | Schools K-12 | Existing | 1.3251 | 0.48733 | 2.7897 | 0 | 0 | 0
[23 empty] | Commercial | PSC to ECM Evaporator Fan Motor (Walk-In, Refrigerator) | N | Warehouse | Existing | 1.3404 | 0.49255 | 2.7921 | 0 | 0 | 0
[23 empty] | Commercial | PSC to ECM Evaporator Fan Motor (Walk-In, Refrigerator) | N | Assembly | New | 1.3404 | 0.49255 | 2.7921 | 0.00031208 | 2.8589e-05 | 0.0022422
[23 empty] | Commercial | PSC to ECM Evaporator Fan Motor (Walk-In, Refrigerator) | N | College and University | New | 1.3251 | 0.48733 | 2.7897 | 0 | 0 | 0
[23 empty] | Commercial | PSC to ECM Evaporator Fan Motor (Walk-In, Refrigerator) | N | Grocery | New | 1.3404 | 0.49255 | 2.7921 | 0.18605 | 0.017044 | 1.3367
[23 empty] | Commercial | PSC to ECM Evaporator Fan Motor (Walk-In, Refrigerator) | N | Healthcare | New | 1.3251 | 0.48733 | 2.7897 | 0 | 0 | 0
[23 empty] | Commercial | PSC to ECM Evaporator Fan Motor (Walk-In, Refrigerator) | N | Hospitals | New | 1.3251 | 0.48733 | 2.7897 | 0.0027992 | 0.0023447 | 0.02159
[23 empty] | Commercial | PSC to ECM Evaporator Fan Motor (Walk-In, Refrigerator) | N | Institutional | New | 1.3404 | 0.49255 | 2.7921 | 0 | 0 | 0
[23 empty] | Commercial | PSC to ECM Evaporator Fan Motor (Walk-In, Refrigerator) | N | Lodging/Hospitality | New | 1.3251 | 0.48733 | 2.7897 | 0.0016167 | 0.0013542 | 0.01247
[23 empty] | Commercial | PSC to ECM Evaporator Fan Motor (Walk-In, Refrigerator) | N | Miscellaneous | New | 1.3404 | 0.49255 | 2.7921 | 0 | 0 | 0
[23 empty] | Commercial | PSC to ECM Evaporator Fan Motor (Walk-In, Refrigerator) | N | Offices | New | 1.3404 | 0.49255 | 2.7921 | 0 | 0 | 0
[23 empty] | Commercial | PSC to ECM Evaporator Fan Motor (Walk-In, Refrigerator) | N | Restaurants | New | 1.3251 | 0.48733 | 2.7897 | 0.032525 | 0.027243 | 0.25085
[23 empty] | Commercial | PSC to ECM Evaporator Fan Motor (Walk-In, Refrigerator) | N | Retail | New | 1.3404 | 0.49255 | 2.7921 | 0.0035005 | 0.00032067 | 0.02515
[23 empty] | Commercial | PSC to ECM Evaporator Fan Motor (Walk-In, Refrigerator) | N | Schools K-12 | New | 1.3251 | 0.48733 | 2.7897 | 0 | 0 | 0
[23 empty] | Commercial | PSC to ECM Evaporator Fan Motor (Walk-In, Refrigerator) | N | Warehouse | New | 1.3404 | 0.49255 | 2.7921 | 0 | 0 | 0
[23 empty] | Commercial | Demand Controlled Ventilation | N | Assembly | Existing | 1.4007 | 0.5072 | 3.0037 | 0.016314 | 0.091847 | 0.15669
[23 empty] | Commercial | Demand Controlled Ventilation | N | Lodging/Hospitality | Existing | 2.1212 | 0.57833 | 4.2653 | 0.025628 | 0.14429 | 0.24615
[23 empty] | Commercial | Demand Controlled Ventilation | N | Miscellaneous | Existing | 1.9575 | 0.56544 | 3.9622 | 0.0013485 | 0.0075918 | 0.012952
[23 empty] | Commercial | Demand Controlled Ventilation | N | Offices | Existing | 2.0345 | 0.57169 | 4.1035 | 0.026377 | 0.1485 | 0.25335
[23 empty] | Commercial | Demand Controlled Ventilation | N | Retail | Existing | 1.5172 | 0.52171 | 3.1956 | 0.054251 | 0.30544 | 0.52107
[23 empty] | Commercial | Demand Controlled Ventilation | N | Assembly | New | 1.4007 | 0.5072 | 3.0037 | 0.0069016 | 0.038856 | 0.066289
[23 empty] | Commercial | Demand Controlled Ventilation | N | Lodging/Hospitality | New | 2.1212 | 0.57833 | 4.2653 | 0.011516 | 0.064833 | 0.1106
[23 empty] | Commercial | Demand Controlled Ventilation | N | Miscellaneous | New | 1.9575 | 0.56544 | 3.9622 | 0.00060567 | 0.0034099 | 0.0058173
[23 empty] | Commercial | Demand Controlled Ventilation | N | Offices | New | 2.0345 | 0.57169 | 4.1035 | 0.0088989 | 0.050101 | 0.085472
[23 empty] | Commercial | Demand Controlled Ventilation | N | Retail | New | 1.5172 | 0.52171 | 3.1956 | 0.024345 | 0.13706 | 0.23383
[23 empty] | Commercial | Retro-Commissioning | N | College and University | Existing | 1.308 | 0.57485 | 2.4197 | 0.40219 | 0.0033714 | 1.0818
[23 empty] | Commercial | Retro-Commissioning | N | Schools K-12 | Existing | 1.2237 | 0.55311 | 2.3496 | 0.22638 | 0.36008 | 1.4559
[23 empty] | Commercial | Retro-Commissioning | N | College and University | New | 1.308 | 0.57485 | 2.4197 | 0 | 0 | 0
[23 empty] | Commercial | Retro-Commissioning | N | Schools K-12 | New | 1.2237 | 0.55311 | 2.3496 | 0 | 0 | 0
[23 empty] | Industrial | Compressed Air Controls | N | Agriculture and Assembly | Existing | 2.2537 | 0.64678 | 3.8322 | 0.021361 | 0.020797 | 0.15863
[23 empty] | Industrial | Compressed Air Controls | N | Agriculture and Assembly | New | 2.2537 | 0.64678 | 3.8322 | 0.0014474 | 0.0014091 | 0.010748
[23 empty] | Industrial | Compressed Air Equipment | N | Agriculture and Assembly | New | 2.8105 | 0.68555 | 4.5612 | 0.003208 | 0.0031233 | 0.023823
[23 empty] | Industrial | Compressed Air Equipment | N | Agriculture and Assembly | Turnover | 2.8105 | 0.68555 | 4.5612 | 0.037955 | 0.036953 | 0.28186
[23 empty] | Industrial | Plant Energy Management | N | Agriculture and Assembly | Existing | 3.4468 | 0.71716 | 5.888 | 0.51388 | 0.50289 | 3.7575
[23 empty] | Industrial | Plant Energy Management | N | Agriculture and Assembly | New | 3.4468 | 0.71716 | 5.888 | 0.02136 | 0.020904 | 0.15619
[23 empty] | Industrial | Lighting Controls - Exterior | N | Agriculture and Assembly | Existing | 3.4539 | 0.95439 | 4.0798 | 0 | 0 | 0.0092686
[23 empty] | Industrial | Lighting Controls - Exterior | N | Agriculture and Assembly | New | 3.4539 | 0.95439 | 4.0798 | 0 | 0 | 0.000932
[23 empty] | Industrial | Building Envelope Improvements | N | Agriculture and Assembly | Existing | 3.6311 | 0.71732 | 6.1719 | 0.077317 | 0.075441 | 0.54275
[23 empty] | Industrial | Building Envelope Improvements | N | Agriculture and Assembly | New | 3.6311 | 0.71732 | 6.1719 | 0.0031258 | 0.0030499 | 0.021942
[23 empty] | Industrial | HVAC Equipment Upgrades | N | Agriculture and Assembly | New | 5.1943 | 0.76644 | 8.8222 | 0.0021481 | 0.002096 | 0.015079
[23 empty] | Industrial | HVAC Equipment Upgrades | N | Agriculture and Assembly | Turnover | 5.1943 | 0.76644 | 8.8222 | 0.018063 | 0.017625 | 0.1268
[23 empty] | Industrial | Efficient Lighting - High Bay | N | Agriculture and Assembly | New | 2.8775 | 0.68135 | 4.5554 | 0.020643 | 0.020066 | 0.14462
[23 empty] | Industrial | Efficient Lighting - High Bay | N | Agriculture and Assembly | Turnover | 2.8775 | 0.68135 | 4.5554 | 0.21699 | 0.21092 | 1.5202
[23 empty] | Industrial | Efficient Lighting - Other Interior Lighting | N | Agriculture and Assembly | New | 1.7155 | 0.58734 | 3.0281 | 0.0064181 | 0.0062386 | 0.044965
[23 empty] | Industrial | Efficient Lighting - Other Interior Lighting | N | Agriculture and Assembly | Turnover | 1.7155 | 0.58734 | 3.0281 | 0.084419 | 0.082058 | 0.59143
[23 empty] | Industrial | Lighting Controls | N | Agriculture and Assembly | Existing | 3.4322 | 0.71131 | 5.498 | 0.01303 | 0.012666 | 0.091287
[23 empty] | Industrial | Lighting Controls | N | Agriculture and Assembly | New | 3.4322 | 0.71131 | 5.498 | 0.0012947 | 0.0012585 | 0.0090707
[23 empty] | Industrial | Fan Equipment Upgrades | N | Agriculture and Assembly | New | 2.9709 | 0.6947 | 4.7967 | 0.001605 | 0.0015626 | 0.011919
[23 empty] | Industrial | Fan Equipment Upgrades | N | Agriculture and Assembly | Turnover | 2.9709 | 0.6947 | 4.7967 | 0.017422 | 0.016961 | 0.12937
[23 empty] | Industrial | Motor Equipment Upgrades | N | Agriculture and Assembly | New | 2.6459 | 0.67855 | 4.5276 | 0.0012524 | 0.0012193 | 0.0093002
[23 empty] | Industrial | Motor Equipment Upgrades | N | Agriculture and Assembly | Turnover | 2.6459 | 0.67855 | 4.5276 | 0.01506 | 0.014662 | 0.11184
[23 empty] | Industrial | Motor Optimization | N | Agriculture and Assembly | Existing | 3.1305 | 0.7066 | 5.3463 | 0.02867 | 0.027912 | 0.2129
[23 empty] | Industrial | Motor Optimization | N | Agriculture and Assembly | New | 3.1305 | 0.7066 | 5.3463 | 0.0028922 | 0.0028158 | 0.021478
[23 empty] | Industrial | Pump Equipment Upgrade | N | Agriculture and Assembly | New | 2.2457 | 0.64593 | 3.7628 | 0.001738 | 0.0016921 | 0.012906
[23 empty] | Industrial | Pump Equipment Upgrade | N | Agriculture and Assembly | Turnover | 2.2457 | 0.64593 | 3.7628 | 0.024386 | 0.023742 | 0.18109
[23 empty] | Industrial | Process Refrig Controls | N | Agriculture and Assembly | Existing | 1.5583 | 0.57127 | 2.8615 | 0.00072823 | 0.00071027 | 0.0052896
[23 empty] | Industrial | Process Refrig Controls | N | Agriculture and Assembly | New | 1.5583 | 0.57127 | 2.8615 | 7.3035e-05 | 7.1234e-05 | 0.0005305
[23 empty] | Industrial | Process Refrig Equipment Upgrade | N | Agriculture and Assembly | New | 2.3382 | 0.65349 | 4.0593 | 0.0005116 | 0.00049899 | 0.0037161
[23 empty] | Industrial | Process Refrig Equipment Upgrade | N | Agriculture and Assembly | Turnover | 2.3382 | 0.65349 | 4.0593 | 0.0046561 | 0.0045413 | 0.03382
[23 empty] | Industrial | Process Refrig System Optimization | N | Agriculture and Assembly | Existing | 1.0347 | 0.53479 | 2.0878 | 0.026254 | 0.025607 | 0.1907
[23 empty] | Industrial | Process Refrig System Optimization | N | Agriculture and Assembly | New | 1.0347 | 0.53479 | 2.0878 | 0.0026325 | 0.0025676 | 0.019122
[23 empty] | Industrial | Compressed Air Controls | N | Chemicals and Plastics | Existing | 2.9113 | 0.69161 | 4.8143 | 0.30595 | 0.29787 | 2.272
[23 empty] | Industrial | Compressed Air Controls | N | Chemicals and Plastics | New | 2.9113 | 0.69161 | 4.8143 | 0.0095384 | 0.0092865 | 0.070833
[23 empty] | Industrial | Compressed Air Equipment | N | Chemicals and Plastics | New | 4.3963 | 0.75169 | 7.0817 | 0.016456 | 0.016022 | 0.12221
[23 empty] | Industrial | Compressed Air Equipment | N | Chemicals and Plastics | Turnover | 4.3963 | 0.75169 | 7.0817 | 0.18958 | 0.18457 | 1.4078
[23 empty] | Industrial | Lighting Controls - Exterior | N | Chemicals and Plastics | Existing | 3.1342 | 0.92822 | 3.7499 | 0 | 0 | 0.02333
[23 empty] | Industrial | Lighting Controls - Exterior | N | Chemicals and Plastics | New | 3.1342 | 0.92822 | 3.7499 | 0 | 0 | 0.002346
[23 empty] | Industrial | Efficient Lighting - High Bay | N | Chemicals and Plastics | New | 2.8775 | 0.68135 | 4.5554 | 0.011228 | 0.010914 | 0.07866
[23 empty] | Industrial | Efficient Lighting - High Bay | N | Chemicals and Plastics | Turnover | 2.8775 | 0.68135 | 4.5554 | 0.11776 | 0.11447 | 0.82501
[23 empty] | Industrial | Efficient Lighting - Other Interior Lighting | N | Chemicals and Plastics | New | 1.7155 | 0.58734 | 3.0281 | 0.033748 | 0.032804 | 0.23643
[23 empty] | Industrial | Efficient Lighting - Other Interior Lighting | N | Chemicals and Plastics | Turnover | 1.7155 | 0.58734 | 3.0281 | 0.3549 | 0.34497 | 2.4864
[23 empty] | Industrial | Lighting Controls | N | Chemicals and Plastics | Existing | 3.1144 | 0.69659 | 5.0162 | 0.035173 | 0.034189 | 0.24642
[23 empty] | Industrial | Lighting Controls | N | Chemicals and Plastics | New | 3.1144 | 0.69659 | 5.0162 | 0.0034949 | 0.0033972 | 0.024485
[23 empty] | Industrial | Fan Equipment Upgrades | N | Chemicals and Plastics | New | 2.8464 | 0.68767 | 4.6136 | 0.0017937 | 0.0017463 | 0.01332
[23 empty] | Industrial | Fan Equipment Upgrades | N | Chemicals and Plastics | Turnover | 2.8464 | 0.68767 | 4.6136 | 0.018957 | 0.018457 | 0.14078
[23 empty] | Industrial | Motor Equipment Upgrades | N | Chemicals and Plastics | New | 2.0493 | 0.63141 | 3.6049 | 0.0051947 | 0.0050575 | 0.038576
[23 empty] | Industrial | Motor Equipment Upgrades | N | Chemicals and Plastics | Turnover | 2.0493 | 0.63141 | 3.6049 | 0.055422 | 0.053958 | 0.41157
[23 empty] | Industrial | Pump Equipment Upgrade | N | Chemicals and Plastics | New | 2.8498 | 0.68787 | 4.6186 | 0.012743 | 0.012406 | 0.094631
[23 empty] | Industrial | Pump Equipment Upgrade | N | Chemicals and Plastics | Turnover | 2.8498 | 0.68787 | 4.6186 | 0.13593 | 0.13234 | 1.0094
[23 empty] | Industrial | Process Refrig Controls | N | Chemicals and Plastics | Existing | 2.1129 | 0.63209 | 3.5954 | 0.027377 | 0.026702 | 0.19885
[23 empty] | Industrial | Process Refrig Controls | N | Chemicals and Plastics | New | 2.1129 | 0.63209 | 3.5954 | 0.0011183 | 0.0010907 | 0.0081227
[23 empty] | Industrial | Process Refrig Equipment Upgrade | N | Chemicals and Plastics | New | 2.5384 | 0.66822 | 4.3752 | 0.0043326 | 0.0042258 | 0.03147
[23 empty] | Industrial | Process Refrig Equipment Upgrade | N | Chemicals and Plastics | Turnover | 2.5384 | 0.66822 | 4.3752 | 0.038394 | 0.037447 | 0.27888
[23 empty] | Industrial | Process Heat Equipment Upgrade | N | Chemicals and Plastics | New | 1.9152 | 0.6155 | 3.424 | 0.0051948 | 0.0050667 | 0.037733
[23 empty] | Industrial | Process Heat Equipment Upgrade | N | Chemicals and Plastics | Turnover | 1.9152 | 0.6155 | 3.424 | 0.061695 | 0.060174 | 0.44813
[23 empty] | Industrial | Process Heat Improved Controls | N | Chemicals and Plastics | Existing | 1.1507 | 0.50562 | 2.3474 | 0.015658 | 0.015272 | 0.11373
[23 empty] | Industrial | Process Heat Improved Controls | N | Chemicals and Plastics | New | 1.1507 | 0.50562 | 2.3474 | 0.00063701 | 0.0006213 | 0.004627
[23 empty] | Industrial | Lighting Controls - Exterior | N | Construction | Existing | 3.1669 | 0.93107 | 3.7831 | 0 | 0 | 0.0038786
[23 empty] | Industrial | Lighting Controls - Exterior | N | Construction | New | 3.1669 | 0.93107 | 3.7831 | 0 | 0 | 0.00039002
[23 empty] | Industrial | Building Envelope Improvements | N | Construction | Existing | 3.9568 | 0.72918 | 6.7773 | 0.017993 | 0.017557 | 0.12631
[23 empty] | Industrial | Building Envelope Improvements | N | Construction | New | 3.9568 | 0.72918 | 6.7773 | 0.00073606 | 0.0007182 | 0.005167
[23 empty] | Industrial | HVAC Equipment Upgrades | N | Construction | New | 4.8275 | 0.75794 | 8.0925 | 0.00063195 | 0.00061662 | 0.0044362
[23 empty] | Industrial | HVAC Equipment Upgrades | N | Construction | Turnover | 4.8275 | 0.75794 | 8.0925 | 0.005314 | 0.0051851 | 0.037303
[23 empty] | Industrial | HVAC Recommissioning | N | Construction | Existing | 1.8549 | 0.60497 | 3.4602 | 0.01181 | 0.011523 | 0.082903
[23 empty] | Industrial | HVAC Recommissioning | N | Construction | New | 1.8549 | 0.60497 | 3.4602 | 0.0011796 | 0.001151 | 0.0082807
[23 empty] | Industrial | Efficient Lighting - High Bay | N | Construction | New | 2.8775 | 0.68135 | 4.5554 | 0.0028881 | 0.0028073 | 0.020234
[23 empty] | Industrial | Efficient Lighting - High Bay | N | Construction | Turnover | 2.8775 | 0.68135 | 4.5554 | 0.030291 | 0.029444 | 0.21222
[23 empty] | Industrial | Efficient Lighting - Other Interior Lighting | N | Construction | New | 1.7155 | 0.58734 | 3.0281 | 0.0047102 | 0.0045785 | 0.032999
[23 empty] | Industrial | Efficient Lighting - Other Interior Lighting | N | Construction | Turnover | 1.7155 | 0.58734 | 3.0281 | 0.049612 | 0.048224 | 0.34757
[23 empty] | Industrial | Lighting Controls | N | Construction | Existing | 3.1469 | 0.6982 | 5.0648 | 0.005849 | 0.0056854 | 0.040978
[23 empty] | Industrial | Lighting Controls | N | Construction | New | 3.1469 | 0.6982 | 5.0648 | 0.00058119 | 0.00056493 | 0.0040717
[23 empty] | Industrial | Fan Equipment Upgrades | N | Construction | New | 3.4335 | 0.7173 | 5.4992 | 0.00051724 | 0.00050358 | 0.0038411
[23 empty] | Industrial | Fan Equipment Upgrades | N | Construction | Turnover | 3.4335 | 0.7173 | 5.4992 | 0.0054667 | 0.0053223 | 0.040596
[23 empty] | Industrial | Motor Equipment Upgrades | N | Construction | New | 2.5359 | 0.67108 | 4.3508 | 0.00043589 | 0.00042438 | 0.003237
[23 empty] | Industrial | Motor Equipment Upgrades | N | Construction | Turnover | 2.5359 | 0.67108 | 4.3508 | 0.0046523 | 0.0045294 | 0.034548
[23 empty] | Industrial | Motor Optimization | N | Construction | Existing | 1.0395 | 0.48596 | 2.2248 | 0.025662 | 0.024984 | 0.19057
[23 empty] | Industrial | Motor Optimization | N | Construction | New | 1.0395 | 0.48596 | 2.2248 | 0.0008559 | 0.00083329 | 0.006356
[23 empty] | Industrial | Pump Equipment Upgrade | N | Construction | New | 4.4431 | 0.75305 | 7.163 | 0.0031325 | 0.0030497 | 0.023262
[23 empty] | Industrial | Pump Equipment Upgrade | N | Construction | Turnover | 4.4431 | 0.75305 | 7.163 | 0.033413 | 0.032531 | 0.24813
[23 empty] | Industrial | Process Refrig Equipment Upgrade | N | Construction | New | 2.1162 | 0.63488 | 3.7206 | 0.00090481 | 0.0008825 | 0.0065722
[23 empty] | Industrial | Process Refrig Equipment Upgrade | N | Construction | Turnover | 2.1162 | 0.63488 | 3.7206 | 0.0080181 | 0.0078204 | 0.058241
[23 empty] | Industrial | Lighting Controls - Exterior | N | Electrical and Electronic Equip. | Existing | 3.0801 | 0.92342 | 3.6952 | 0 | 0 | 0.0079327
[23 empty] | Industrial | Lighting Controls - Exterior | N | Electrical and Electronic Equip. | New | 3.0801 | 0.92342 | 3.6952 | 0 | 0 | 0.00079767
[23 empty] | Industrial | Building Envelope Improvements | N | Electrical and Electronic Equip. | Existing | 3.421 | 0.70872 | 5.7968 | 0.016732 | 0.016326 | 0.11746
[23 empty] | Industrial | Building Envelope Improvements | N | Electrical and Electronic Equip. | New | 3.421 | 0.70872 | 5.7968 | 0.0016971 | 0.0016559 | 0.011913
[23 empty] | Industrial | HVAC Equipment Upgrades | N | Electrical and Electronic Equip. | New | 5.1943 | 0.76644 | 8.8222 | 0.0013647 | 0.0013316 | 0.0095802
[23 empty] | Industrial | HVAC Equipment Upgrades | N | Electrical and Electronic Equip. | Turnover | 5.1943 | 0.76644 | 8.8222 | 0.011476 | 0.011197 | 0.080559
[23 empty] | Industrial | HVAC Improved Controls | N | Electrical and Electronic Equip. | Existing | 4.1414 | 0.73522 | 7.1342 | 0.015158 | 0.01479 | 0.10641
[23 empty] | Industrial | HVAC Improved Controls | N | Electrical and Electronic Equip. | New | 4.1414 | 0.73522 | 7.1342 | 0.00062287 | 0.00060776 | 0.0043725
[23 empty] | Industrial | Efficient Lighting - High Bay | N | Electrical and Electronic Equip. | New | 2.8775 | 0.68135 | 4.5554 | 0.0037992 | 0.0036929 | 0.026617
[23 empty] | Industrial | Efficient Lighting - High Bay | N | Electrical and Electronic Equip. | Turnover | 2.8775 | 0.68135 | 4.5554 | 0.039742 | 0.03863 | 0.27843
[23 empty] | Industrial | Efficient Lighting - Other Interior Lighting | N | Electrical and Electronic Equip. | New | 1.7155 | 0.58734 | 3.0281 | 0.010983 | 0.010676 | 0.076946
[23 empty] | Industrial | Efficient Lighting - Other Interior Lighting | N | Electrical and Electronic Equip. | Turnover | 1.7155 | 0.58734 | 3.0281 | 0.1152 | 0.11197 | 0.80705
[23 empty] | Industrial | Lighting Controls | N | Electrical and Electronic Equip. | Existing | 3.0607 | 0.69386 | 4.9363 | 0.0096266 | 0.0093574 | 0.067443
[23 empty] | Industrial | Lighting Controls | N | Electrical and Electronic Equip. | New | 3.0607 | 0.69386 | 4.9363 | 0.00095655 | 0.00092979 | 0.0067015
[23 empty] | Industrial | Motor Equipment Upgrades | N | Electrical and Electronic Equip. | New | 2.5652 | 0.67312 | 4.3976 | 0.00029749 | 0.00028964 | 0.0022092
[23 empty] | Industrial | Motor Equipment Upgrades | N | Electrical and Electronic Equip. | Turnover | 2.5652 | 0.67312 | 4.3976 | 0.0031733 | 0.0030895 | 0.023565
[23 empty] | Industrial | Process Other Systems Optimization | N | Electrical and Electronic Equip. | Existing | 1.8494 | 0.66687 | 3.2811 | 0.0038036 | 0.0037099 | 0.027628
[23 empty] | Industrial | Process Other Systems Optimization | N | Electrical and Electronic Equip. | New | 1.8494 | 0.66687 | 3.2811 | 0.00015865 | 0.00015474 | 0.0011524
[23 empty] | Industrial | Compressed Air Equipment | N | Lumber/Furniture/Pulp/Paper | New | 4.1368 | 0.74372 | 6.638 | 0.0094797 | 0.0092293 | 0.070397
[23 empty] | Industrial | Compressed Air Equipment | N | Lumber/Furniture/Pulp/Paper | Turnover | 4.1368 | 0.74372 | 6.638 | 0.10921 | 0.10632 | 0.81098
[23 empty] | Industrial | Plant Energy Management | N | Lumber/Furniture/Pulp/Paper | Existing | 3.4468 | 0.71716 | 5.888 | 0.704 | 0.68721 | 5.195
[23 empty] | Industrial | Plant Energy Management | N | Lumber/Furniture/Pulp/Paper | New | 3.4468 | 0.71716 | 5.888 | 0.029047 | 0.028355 | 0.21434
[23 empty] | Industrial | Lighting Controls - Exterior | N | Lumber/Furniture/Pulp/Paper | Existing | 2.61 | 0.87612 | 3.2314 | 0 | 0 | 0.010199
[23 empty] | Industrial | Lighting Controls - Exterior | N | Lumber/Furniture/Pulp/Paper | New | 2.61 | 0.87612 | 3.2314 | 0 | 0 | 0.0010256
[23 empty] | Industrial | HVAC Equipment Upgrades | N | Lumber/Furniture/Pulp/Paper | New | 5.1943 | 0.76644 | 8.8222 | 0.00021697 | 0.0002117 | 0.0015231
[23 empty] | Industrial | HVAC Equipment Upgrades | N | Lumber/Furniture/Pulp/Paper | Turnover | 5.1943 | 0.76644 | 8.8222 | 0.0018244 | 0.0017802 | 0.012807
[23 empty] | Industrial | Efficient Lighting - High Bay | N | Lumber/Furniture/Pulp/Paper | New | 2.8775 | 0.68135 | 4.5554 | 0.0046444 | 0.0045145 | 0.032538
[23 empty] | Industrial | Efficient Lighting - High Bay | N | Lumber/Furniture/Pulp/Paper | Turnover | 2.8775 | 0.68135 | 4.5554 | 0.048063 | 0.046719 | 0.33673
[23 empty] | Industrial | Efficient Lighting - Other Interior Lighting | N | Lumber/Furniture/Pulp/Paper | New | 1.7155 | 0.58734 | 3.0281 | 0.0077411 | 0.0075245 | 0.054233
[23 empty] | Industrial | Efficient Lighting - Other Interior Lighting | N | Lumber/Furniture/Pulp/Paper | Turnover | 1.7155 | 0.58734 | 3.0281 | 0.08147 | 0.079191 | 0.57077
[23 empty] | Industrial | Lighting Controls | N | Lumber/Furniture/Pulp/Paper | Existing | 2.5936 | 0.66664 | 4.259 | 0.016257 | 0.015802 | 0.11389
[23 empty] | Industrial | Lighting Controls | N | Lumber/Furniture/Pulp/Paper | New | 2.5936 | 0.66664 | 4.259 | 0.0015534 | 0.0015099 | 0.010883
[23 empty] | Industrial | Fan Equipment Upgrades | N | Lumber/Furniture/Pulp/Paper | New | 2.7991 | 0.68487 | 4.5446 | 0.0078558 | 0.0076483 | 0.058338
[23 empty] | Industrial | Fan Equipment Upgrades | N | Lumber/Furniture/Pulp/Paper | Turnover | 2.7991 | 0.68487 | 4.5446 | 0.085271 | 0.083019 | 0.63323
[23 empty] | Industrial | Pump Equipment Upgrade | N | Lumber/Furniture/Pulp/Paper | New | 2.1236 | 0.63542 | 3.5963 | 0.0091583 | 0.0089164 | 0.06801
[23 empty] | Industrial | Pump Equipment Upgrade | N | Lumber/Furniture/Pulp/Paper | Turnover | 2.1236 | 0.63542 | 3.5963 | 0.10033 | 0.097679 | 0.74505
[23 empty] | Industrial | Pump System Optimization | N | Lumber/Furniture/Pulp/Paper | Existing | 1.7739 | 0.60259 | 3.2075 | 0.11032 | 0.1074 | 0.81923
[23 empty] | Industrial | Pump System Optimization | N | Lumber/Furniture/Pulp/Paper | New | 1.7739 | 0.60259 | 3.2075 | 0.010927 | 0.010638 | 0.081142
[23 empty] | Industrial | Process Refrig Equipment Upgrade | N | Lumber/Furniture/Pulp/Paper | New | 1.8636 | 0.61007 | 3.3494 | 7.7295e-05 | 7.5389e-05 | 0.00056144
[23 empty] | Industrial | Process Refrig Equipment Upgrade | N | Lumber/Furniture/Pulp/Paper | Turnover | 1.8636 | 0.61007 | 3.3494 | 0.00070346 | 0.00068612 | 0.0051097
[23 empty] | Industrial | Process Other Systems Optimization | N | Lumber/Furniture/Pulp/Paper | Existing | 1.8729 | 0.6699 | 3.3186 | 0.00048961 | 0.00047754 | 0.0035564
[23 empty] | Industrial | Process Other Systems Optimization | N | Lumber/Furniture/Pulp/Paper | New | 1.8729 | 0.6699 | 3.3186 | 4.9798e-05 | 4.857e-05 | 0.00036171
[23 empty] | Industrial | Lighting Controls - Exterior | N | Metal Products and Machinery | Existing | 2.8309 | 0.89968 | 3.4466 | 0 | 0 | 0.021559
[23 empty] | Industrial | Lighting Controls - Exterior | N | Metal Products and Machinery | New | 2.8309 | 0.89968 | 3.4466 | 0 | 0 | 0.0021678
[23 empty] | Industrial | Building Envelope Improvements | N | Metal Products and Machinery | Existing | 4.3105 | 0.74037 | 7.4703 | 0.10075 | 0.098305 | 0.70724
[23 empty] | Industrial | Building Envelope Improvements | N | Metal Products and Machinery | New | 4.3105 | 0.74037 | 7.4703 | 0.0040962 | 0.0039969 | 0.028755
[23 empty] | Industrial | HVAC Equipment Upgrades | N | Metal Products and Machinery | New | 4.5444 | 0.7506 | 7.5532 | 0.0046883 | 0.0045745 | 0.032911
[23 empty] | Industrial | HVAC Equipment Upgrades | N | Metal Products and Machinery | Turnover | 4.5444 | 0.7506 | 7.5532 | 0.039423 | 0.038467 | 0.27674
[23 empty] | Industrial | Efficient Lighting - High Bay | N | Metal Products and Machinery | New | 2.8775 | 0.68135 | 4.5554 | 0.021622 | 0.021018 | 0.15148
[23 empty] | Industrial | Efficient Lighting - High Bay | N | Metal Products and Machinery | Turnover | 2.8775 | 0.68135 | 4.5554 | 0.22376 | 0.2175 | 1.5677
[23 empty] | Industrial | Efficient Lighting - Other Interior Lighting | N | Metal Products and Machinery | New | 1.7155 | 0.58734 | 3.0281 | 0.021911 | 0.021298 | 0.15351
[23 empty] | Industrial | Efficient Lighting - Other Interior Lighting | N | Metal Products and Machinery | Turnover | 1.7155 | 0.58734 | 3.0281 | 0.23133 | 0.22485 | 1.6206
[23 empty] | Industrial | Lighting Controls | N | Metal Products and Machinery | Existing | 2.813 | 0.68028 | 4.5733 | 0.033619 | 0.032679 | 0.23553
[23 empty] | Industrial | Lighting Controls | N | Metal Products and Machinery | New | 2.813 | 0.68028 | 4.5733 | 0.0030661 | 0.0029803 | 0.021481
[23 empty] | Industrial | Fan Equipment Upgrades | N | Metal Products and Machinery | New | 4.1057 | 0.74271 | 6.5858 | 0.00254 | 0.0024729 | 0.018862
[23 empty] | Industrial | Fan Equipment Upgrades | N | Metal Products and Machinery | Turnover | 4.1057 | 0.74271 | 6.5858 | 0.026845 | 0.026136 | 0.19935
[23 empty] | Industrial | Motor Equipment Upgrades | N | Metal Products and Machinery | New | 2.3439 | 0.65685 | 4.0497 | 0.00065502 | 0.00063772 | 0.0048642
[23 empty] | Industrial | Motor Equipment Upgrades | N | Metal Products and Machinery | Turnover | 2.3439 | 0.65685 | 4.0497 | 0.0069883 | 0.0068037 | 0.051895
[23 empty] | Industrial | Pump Equipment Upgrade | N | Metal Products and Machinery | New | 4.1057 | 0.74271 | 6.5858 | 0.0041813 | 0.0040708 | 0.03105
[23 empty] | Industrial | Pump Equipment Upgrade | N | Metal Products and Machinery | Turnover | 4.1057 | 0.74271 | 6.5858 | 0.044601 | 0.043423 | 0.33121
[23 empty] | Industrial | Process Refrig Controls | N | Metal Products and Machinery | Existing | 1.1836 | 0.51185 | 2.388 | 0.0059333 | 0.005787 | 0.043097
[23 empty] | Industrial | Process Refrig Controls | N | Metal Products and Machinery | New | 1.1836 | 0.51185 | 2.388 | 0.00024328 | 0.00023728 | 0.0017671
[23 empty] | Industrial | Process Refrig Equipment Upgrade | N | Metal Products and Machinery | New | 2.2188 | 0.64381 | 3.8756 | 0.0008095 | 0.00078954 | 0.0058799
[23 empty] | Industrial | Process Refrig Equipment Upgrade | N | Metal Products and Machinery | Turnover | 2.2188 | 0.64381 | 3.8756 | 0.0071735 | 0.0069966 | 0.052105
[23 empty] | Industrial | Process Other Systems Optimization | N | Metal Products and Machinery | Existing | 1.3466 | 0.58773 | 2.5409 | 0.14204 | 0.13854 | 1.0317
[23 empty] | Industrial | Process Other Systems Optimization | N | Metal Products and Machinery | New | 1.3466 | 0.58773 | 2.5409 | 0.0059245 | 0.0057785 | 0.043034
[23 empty] | Industrial | HVAC Equipment Upgrades | N | Miscellaneous Manufacturing | New | 2.3729 | 0.65204 | 3.9971 | 0.0025749 | 0.0025125 | 0.018076
[23 empty] | Industrial | HVAC Equipment Upgrades | N | Miscellaneous Manufacturing | Turnover | 2.3729 | 0.65204 | 3.9971 | 0.021652 | 0.021127 | 0.152
[23 empty] | Industrial | Efficient Lighting - High Bay | N | Miscellaneous Manufacturing | New | 2.8775 | 0.68135 | 4.5554 | 0.0010762 | 0.0010461 | 0.0075396
[23 empty] | Industrial | Efficient Lighting - High Bay | N | Miscellaneous Manufacturing | Turnover | 2.8775 | 0.68135 | 4.5554 | 0.011137 | 0.010825 | 0.078024
[23 empty] | Industrial | Efficient Lighting - Other Interior Lighting | N | Miscellaneous Manufacturing | New | 1.7155 | 0.58734 | 3.0281 | 0.0011241 | 0.0010927 | 0.0078754
[23 empty] | Industrial | Efficient Lighting - Other Interior Lighting | N | Miscellaneous Manufacturing | Turnover | 1.7155 | 0.58734 | 3.0281 | 0.011663 | 0.011337 | 0.081711
[23 empty] | Industrial | Fan Equipment Upgrades | N | Miscellaneous Manufacturing | New | 3.4335 | 0.7173 | 5.4992 | 0.00010654 | 0.00010372 | 0.00079115
[23 empty] | Industrial | Fan Equipment Upgrades | N | Miscellaneous Manufacturing | Turnover | 3.4335 | 0.7173 | 5.4992 | 0.001126 | 0.0010962 | 0.0083617
[23 empty] | Industrial | Motor Equipment Upgrades | N | Miscellaneous Manufacturing | New | 2.0234 | 0.62893 | 3.5669 | 4.0645e-05 | 3.9572e-05 | 0.00030183
[23 empty] | Industrial | Motor Equipment Upgrades | N | Miscellaneous Manufacturing | Turnover | 2.0234 | 0.62893 | 3.5669 | 0.00044392 | 0.0004322 | 0.0032966
[23 empty] | Industrial | Pump Equipment Upgrade | N | Miscellaneous Manufacturing | New | 4.4431 | 0.75305 | 7.163 | 0.00041412 | 0.00040318 | 0.0030753
[23 empty] | Industrial | Pump Equipment Upgrade | N | Miscellaneous Manufacturing | Turnover | 4.4431 | 0.75305 | 7.163 | 0.0044174 | 0.0043007 | 0.032804
[23 empty] | Industrial | Pump System Optimization | N | Miscellaneous Manufacturing | Existing | 2.9136 | 0.69492 | 4.9717 | 0.010026 | 0.0097615 | 0.074456
[23 empty] | Industrial | Pump System Optimization | N | Miscellaneous Manufacturing | New | 2.9136 | 0.69492 | 4.9717 | 0.00040712 | 0.00039636 | 0.0030233
[23 empty] | Industrial | Process Refrig Equipment Upgrade | N | Miscellaneous Manufacturing | New | 1.8806 | 0.61188 | 3.3738 | 1.4834e-05 | 1.4468e-05 | 0.00010775
[23 empty] | Industrial | Process Refrig Equipment Upgrade | N | Miscellaneous Manufacturing | Turnover | 1.8806 | 0.61188 | 3.3738 | 0.00013146 | 0.00012821 | 0.00095484
[23 empty] | Industrial | Compressed Air Equipment | N | Primary Resources Industries | New | 4.7948 | 0.76253 | 7.7894 | 0.0037136 | 0.0036155 | 0.027577
[23 empty] | Industrial | Compressed Air Equipment | N | Primary Resources Industries | Turnover | 4.7948 | 0.76253 | 7.7894 | 0.042781 | 0.041651 | 0.31769
[23 empty] | Industrial | Lighting Controls - Exterior | N | Primary Resources Industries | Existing | 3.0346 | 0.91928 | 3.6492 | 0 | 0 | 0.014498
[23 empty] | Industrial | Lighting Controls - Exterior | N | Primary Resources Industries | New | 3.0346 | 0.91928 | 3.6492 | 0 | 0 | 0.0014578
[23 empty] | Industrial | Building Envelope Improvements | N | Primary Resources Industries | Existing | 4.2855 | 0.73963 | 7.4201 | 0.010392 | 0.01014 | 0.072948
[23 empty] | Industrial | Building Envelope Improvements | N | Primary Resources Industries | New | 4.2855 | 0.73963 | 7.4201 | 0.00043113 | 0.00042067 | 0.0030264
[23 empty] | Industrial | HVAC Equipment Upgrades | N | Primary Resources Industries | New | 3.0871 | 0.6963 | 5.0651 | 0.0011617 | 0.0011335 | 0.0081546
[23 empty] | Industrial | HVAC Equipment Upgrades | N | Primary Resources Industries | Turnover | 3.0871 | 0.6963 | 5.0651 | 0.009804 | 0.0095661 | 0.068822
[23 empty] | Industrial | Efficient Lighting - High Bay | N | Primary Resources Industries | New | 2.8775 | 0.68135 | 4.5554 | 0.014083 | 0.013689 | 0.098666
[23 empty] | Industrial | Efficient Lighting - High Bay | N | Primary Resources Industries | Turnover | 2.8775 | 0.68135 | 4.5554 | 0.14842 | 0.14427 | 1.0398
[23 empty] | Industrial | Efficient Lighting - Other Interior Lighting | N | Primary Resources Industries | New | 1.7155 | 0.58734 | 3.0281 | 0.011013 | 0.010705 | 0.077153
[23 empty] | Industrial | Efficient Lighting - Other Interior Lighting | N | Primary Resources Industries | Turnover | 1.7155 | 0.58734 | 3.0281 | 0.11674 | 0.11348 | 0.8179
[23 empty] | Industrial | Lighting Controls | N | Primary Resources Industries | Existing | 3.0154 | 0.69151 | 4.8692 | 0.029591 | 0.028763 | 0.20731
[23 empty] | Industrial | Lighting Controls | N | Primary Resources Industries | New | 3.0154 | 0.69151 | 4.8692 | 0.0029403 | 0.002858 | 0.020599
[23 empty] | Industrial | Motor Equipment Upgrades | N | Primary Resources Industries | New | 2.4617 | 0.66577 | 4.2333 | 0.00015918 | 0.00015498 | 0.0011821
[23 empty] | Industrial | Motor Equipment Upgrades | N | Primary Resources Industries | Turnover | 2.4617 | 0.66577 | 4.2333 | 0.001698 | 0.0016531 | 0.012609
[23 empty] | Industrial | Process Refrig Equipment Upgrade | N | Primary Resources Industries | New | 2.8128 | 0.68584 | 4.8253 | 0.0010966 | 0.0010696 | 0.0079654
[23 empty] | Industrial | Process Refrig Equipment Upgrade | N | Primary Resources Industries | Turnover | 2.8128 | 0.68584 | 4.8253 | 0.0097178 | 0.0094782 | 0.070586
[23 empty] | Industrial | Process Other Systems Optimization | N | Primary Resources Industries | Existing | 1.2553 | 0.56965 | 2.4179 | 0.0022192 | 0.0021645 | 0.016119
[23 empty] | Industrial | Process Other Systems Optimization | N | Primary Resources Industries | New | 1.2553 | 0.56965 | 2.4179 | 9.2563e-05 | 9.028e-05 | 0.00067234
[23 empty] | Industrial | Compressed Air Equipment | N | Stone/Clay/Glass/Concrete | New | 2.9101 | 0.69133 | 4.707 | 0.00037182 | 0.00036199 | 0.0027611
[23 empty] | Industrial | Compressed Air Equipment | N | Stone/Clay/Glass/Concrete | Turnover | 2.9101 | 0.69133 | 4.707 | 0.0042834 | 0.0041702 | 0.031809
[23 empty] | Industrial | Lighting Controls - Exterior | N | Stone/Clay/Glass/Concrete | Existing | 2.9835 | 0.91454 | 3.598 | 0 | 0 | 0.0034607
[23 empty] | Industrial | Lighting Controls - Exterior | N | Stone/Clay/Glass/Concrete | New | 2.9835 | 0.91454 | 3.598 | 0 | 0 | 0.00034798
[23 empty] | Industrial | Building Envelope Improvements | N | Stone/Clay/Glass/Concrete | Existing | 3.749 | 0.7218 | 6.3875 | 0.002207 | 0.0021534 | 0.015493
[23 empty] | Industrial | Building Envelope Improvements | N | Stone/Clay/Glass/Concrete | New | 3.749 | 0.7218 | 6.3875 | 9.151e-05 | 8.9289e-05 | 0.00064238
[23 empty] | Industrial | HVAC Equipment Upgrades | N | Stone/Clay/Glass/Concrete | New | 5.1943 | 0.76644 | 8.8222 | 1.9247e-05 | 1.878e-05 | 0.00013511
[23 empty] | Industrial | HVAC Equipment Upgrades | N | Stone/Clay/Glass/Concrete | Turnover | 5.1943 | 0.76644 | 8.8222 | 0.00016184 | 0.00015792 | 0.0011361
[23 empty] | Industrial | Efficient Lighting - High Bay | N | Stone/Clay/Glass/Concrete | New | 2.8775 | 0.68135 | 4.5554 | 0.0016331 | 0.0015874 | 0.011442
[23 empty] | Industrial | Efficient Lighting - High Bay | N | Stone/Clay/Glass/Concrete | Turnover | 2.8775 | 0.68135 | 4.5554 | 0.017111 | 0.016633 | 0.11988
[23 empty] | Industrial | Efficient Lighting - Other Interior Lighting | N | Stone/Clay/Glass/Concrete | New | 1.7155 | 0.58734 | 3.0281 | 0.0028408 | 0.0027613 | 0.019902
[23 empty] | Industrial | Efficient Lighting - Other Interior Lighting | N | Stone/Clay/Glass/Concrete | Turnover | 1.7155 | 0.58734 | 3.0281 | 0.029844 | 0.029009 | 0.20908
[23 empty] | Industrial | Lighting Controls | N | Stone/Clay/Glass/Concrete | Existing | 2.9647 | 0.6888 | 4.7944 | 0.0048246 | 0.0046897 | 0.033801
[23 empty] | Industrial | Lighting Controls | N | Stone/Clay/Glass/Concrete | New | 2.9647 | 0.6888 | 4.7944 | 0.0004794 | 0.00046599 | 0.0033586
[23 empty] | Industrial | Fan Equipment Upgrades | N | Stone/Clay/Glass/Concrete | New | 3.4335 | 0.7173 | 5.4992 | 0.00078102 | 0.00076039 | 0.0057999
[23 empty] | Industrial | Fan Equipment Upgrades | N | Stone/Clay/Glass/Concrete | Turnover | 3.4335 | 0.7173 | 5.4992 | 0.0082545 | 0.0080365 | 0.061299
[23 empty] | Industrial | Pump Equipment Upgrade | N | Stone/Clay/Glass/Concrete | New | 3.4335 | 0.7173 | 5.4992 | 0.0012875 | 0.0012534 | 0.0095607
[23 empty] | Industrial | Pump Equipment Upgrade | N | Stone/Clay/Glass/Concrete | Turnover | 3.4335 | 0.7173 | 5.4992 | 0.013733 | 0.01337 | 0.10198
[23 empty] | Industrial | Process Refrig Equipment Upgrade | N | Stone/Clay/Glass/Concrete | New | 1.7472 | 0.59705 | 3.183 | 0.00017743 | 0.00017306 | 0.0012888
[23 empty] | Industrial | Process Refrig Equipment Upgrade | N | Stone/Clay/Glass/Concrete | Turnover | 1.7472 | 0.59705 | 3.183 | 0.0015723 | 0.0015336 | 0.011421
[23 empty] | Industrial | Process Heat Equipment Upgrade | N | Stone/Clay/Glass/Concrete | New | 1.9152 | 0.6155 | 3.424 | 0.010048 | 0.0097998 | 0.072982
[23 empty] | Industrial | Process Heat Equipment Upgrade | N | Stone/Clay/Glass/Concrete | Turnover | 1.9152 | 0.6155 | 3.424 | 0.11933 | 0.11639 | 0.86676
[23 empty] | Industrial | Compressed Air Equipment | N | Textiles and Leather | New | 4.6441 | 0.75861 | 7.5178 | 0.00028361 | 0.00027612 | 0.0021061
[23 empty] | Industrial | Compressed Air Equipment | N | Textiles and Leather | Turnover | 4.6441 | 0.75861 | 7.5178 | 0.0032672 | 0.0031809 | 0.024263
[23 empty] | Industrial | Lighting Controls - Exterior | N | Textiles and Leather | Existing | 3.4091 | 0.95093 | 4.0328 | 0 | 0 | 0.0024243
[23 empty] | Industrial | Lighting Controls - Exterior | N | Textiles and Leather | New | 3.4091 | 0.95093 | 4.0328 | 0 | 0 | 0.00024377
[23 empty] | Industrial | Building Envelope Improvements | N | Textiles and Leather | Existing | 2.2895 | 0.6429 | 3.962 | 0.0049042 | 0.0047852 | 0.034426
[23 empty] | Industrial | Building Envelope Improvements | N | Textiles and Leather | New | 2.2895 | 0.6429 | 3.962 | 0.00020144 | 0.00019655 | 0.0014141
[23 empty] | Industrial | HVAC Equipment Upgrades | N | Textiles and Leather | New | 5.0991 | 0.76433 | 8.6294 | 0.00035207 | 0.00034353 | 0.0024715
[23 empty] | Industrial | HVAC Equipment Upgrades | N | Textiles and Leather | Turnover | 5.0991 | 0.76433 | 8.6294 | 0.0029605 | 0.0028887 | 0.020783
[23 empty] | Industrial | Efficient Lighting - High Bay | N | Textiles and Leather | New | 2.8775 | 0.68135 | 4.5554 | 0.0012158 | 0.0011818 | 0.0085181
[23 empty] | Industrial | Efficient Lighting - High Bay | N | Textiles and Leather | Turnover | 2.8775 | 0.68135 | 4.5554 | 0.01273 | 0.012374 | 0.089188
[23 empty] | Industrial | Efficient Lighting - Other Interior Lighting | N | Textiles and Leather | New | 1.7155 | 0.58734 | 3.0281 | 0.0039109 | 0.0038015 | 0.027399
[23 empty] | Industrial | Efficient Lighting - Other Interior Lighting | N | Textiles and Leather | Turnover | 1.7155 | 0.58734 | 3.0281 | 0.041058 | 0.039909 | 0.28764
[23 empty] | Industrial | Lighting Controls | N | Textiles and Leather | Existing | 3.3876 | 0.70938 | 5.4295 | 0.003193 | 0.0031037 | 0.02237
[23 empty] | Industrial | Lighting Controls | N | Textiles and Leather | New | 3.3876 | 0.70938 | 5.4295 | 0.00031727 | 0.0003084 | 0.0022228
[23 empty] | Industrial | Fan Equipment Upgrades | N | Textiles and Leather | New | 4.5875 | 0.75709 | 7.4171 | 0.00046921 | 0.00045682 | 0.0034844
[23 empty] | Industrial | Fan Equipment Upgrades | N | Textiles and Leather | Turnover | 4.5875 | 0.75709 | 7.4171 | 0.0049591 | 0.0048281 | 0.036826
[23 empty] | Industrial | Motor Equipment Upgrades | N | Textiles and Leather | New | 2.9129 | 0.69489 | 4.9706 | 0.00014799 | 0.00014408 | 0.001099
[23 empty] | Industrial | Motor Equipment Upgrades | N | Textiles and Leather | Turnover | 2.9129 | 0.69489 | 4.9706 | 0.001579 | 0.0015373 | 0.011726
[23 empty] | Industrial | Motor Optimization | N | Textiles and Leather | Existing | 1.4968 | 0.56693 | 2.824 | 0.12386 | 0.12059 | 0.9198
[23 empty] | Industrial | Motor Optimization | N | Textiles and Leather | New | 1.4968 | 0.56693 | 2.824 | 0.0045989 | 0.0044774 | 0.034151
[23 empty] | Industrial | Pump Equipment Upgrade | N | Textiles and Leather | New | 4.5875 | 0.75709 | 7.4171 | 0.00077346 | 0.00075303 | 0.0057438
[23 empty] | Industrial | Pump Equipment Upgrade | N | Textiles and Leather | Turnover | 4.5875 | 0.75709 | 7.4171 | 0.0082504 | 0.0080325 | 0.061268
[23 empty] | Industrial | Process Refrig Equipment Upgrade | N | Textiles and Leather | New | 2.5638 | 0.66997 | 4.416 | 0.00010647 | 0.00010384 | 0.00077334
[23 empty] | Industrial | Process Refrig Equipment Upgrade | N | Textiles and Leather | Turnover | 2.5638 | 0.66997 | 4.416 | 0.00094348 | 0.00092022 | 0.0068531
[23 empty] | Industrial | Lighting Controls - Exterior | N | Transportation Equipment | Existing | 3.3415 | 0.94559 | 3.9625 | 0 | 0 | 0.0099878
[23 empty] | Industrial | Lighting Controls - Exterior | N | Transportation Equipment | New | 3.3415 | 0.94559 | 3.9625 | 0 | 0 | 0.0010043
[23 empty] | Industrial | Building Envelope Improvements | N | Transportation Equipment | Existing | 4.1532 | 0.73559 | 7.1574 | 0.059062 | 0.057629 | 0.41461
[23 empty] | Industrial | Building Envelope Improvements | N | Transportation Equipment | New | 4.1532 | 0.73559 | 7.1574 | 0.002399 | 0.0023408 | 0.01684
[23 empty] | Industrial | HVAC Equipment Upgrades | N | Transportation Equipment | New | 5.1943 | 0.76644 | 8.8222 | 0.0024827 | 0.0024225 | 0.017428
[23 empty] | Industrial | HVAC Equipment Upgrades | N | Transportation Equipment | Turnover | 5.1943 | 0.76644 | 8.8222 | 0.020877 | 0.02037 | 0.14655
[23 empty] | Industrial | HVAC Recommissioning | N | Transportation Equipment | Existing | 1.8428 | 0.60368 | 3.4411 | 0.029141 | 0.028434 | 0.20457
[23 empty] | Industrial | HVAC Recommissioning | N | Transportation Equipment | New | 1.8428 | 0.60368 | 3.4411 | 0.0028802 | 0.0028104 | 0.020219
[23 empty] | Industrial | Efficient Lighting - High Bay | N | Transportation Equipment | New | 2.8775 | 0.68135 | 4.5554 | 0.0048709 | 0.0047346 | 0.034125
[23 empty] | Industrial | Efficient Lighting - High Bay | N | Transportation Equipment | Turnover | 2.8775 | 0.68135 | 4.5554 | 0.051927 | 0.050474 | 0.36379
[23 empty] | Industrial | Efficient Lighting - Other Interior Lighting | N | Transportation Equipment | New | 1.7155 | 0.58734 | 3.0281 | 0.014218 | 0.01382 | 0.09961
[23 empty] | Industrial | Efficient Lighting - Other Interior Lighting | N | Transportation Equipment | Turnover | 1.7155 | 0.58734 | 3.0281 | 0.16964 | 0.1649 | 1.1885
[23 empty] | Industrial | Lighting Controls | N | Transportation Equipment | Existing | 3.3204 | 0.70639 | 5.3268 | 0.033114 | 0.032188 | 0.23199
[23 empty] | Industrial | Lighting Controls | N | Transportation Equipment | New | 3.3204 | 0.70639 | 5.3268 | 0.0032904 | 0.0031983 | 0.023052
[23 empty] | Industrial | Fan Equipment Upgrades | N | Transportation Equipment | New | 2.5828 | 0.67112 | 4.2336 | 0.00059778 | 0.00058199 | 0.0044391
[23 empty] | Industrial | Fan Equipment Upgrades | N | Transportation Equipment | Turnover | 2.5828 | 0.67112 | 4.2336 | 0.0063179 | 0.006151 | 0.046917
[23 empty] | Industrial | Pump Equipment Upgrade | N | Transportation Equipment | New | 2.5828 | 0.67112 | 4.2336 | 0.00098539 | 0.00095937 | 0.0073176
[23 empty] | Industrial | Pump Equipment Upgrade | N | Transportation Equipment | Turnover | 2.5828 | 0.67112 | 4.2336 | 0.010511 | 0.010233 | 0.078055
[23 empty] | Industrial | Process Refrig Equipment Upgrade | N | Transportation Equipment | New | 3.2554 | 0.70935 | 5.5959 | 5.9139e-05 | 5.7681e-05 | 0.00042957
[23 empty] | Industrial | Process Refrig Equipment Upgrade | N | Transportation Equipment | Turnover | 3.2554 | 0.70935 | 5.5959 | 0.00052407 | 0.00051115 | 0.0038067
[23 empty] | Industrial | Lighting Controls - Exterior | N | Water and Wastewater | Existing | 3.1669 | 0.93107 | 3.7831 | 0 | 0 | 4.7504e-05
[23 empty] | Industrial | Lighting Controls - Exterior | N | Water and Wastewater | New | 3.1669 | 0.93107 | 3.7831 | 0 | 0 | 4.7767e-06
[23 empty] | Industrial | Building Envelope Improvements | N | Water and Wastewater | Existing | 3.9568 | 0.72918 | 6.7773 | 0.00022037 | 0.00021503 | 0.001547
[23 empty] | Industrial | Building Envelope Improvements | N | Water and Wastewater | New | 3.9568 | 0.72918 | 6.7773 | 9.015e-06 | 8.7962e-06 | 6.3283e-05
[23 empty] | Industrial | HVAC Equipment Upgrades | N | Water and Wastewater | New | 4.8275 | 0.75794 | 8.0925 | 7.7398e-06 | 7.5521e-06 | 5.4332e-05
[23 empty] | Industrial | HVAC Equipment Upgrades | N | Water and Wastewater | Turnover | 4.8275 | 0.75794 | 8.0925 | 6.5083e-05 | 6.3504e-05 | 0.00045687
[23 empty] | Industrial | HVAC Recommissioning | N | Water and Wastewater | Existing | 1.8549 | 0.60497 | 3.4602 | 0.00014464 | 0.00014113 | 0.0010154
[23 empty] | Industrial | HVAC Recommissioning | N | Water and Wastewater | New | 1.8549 | 0.60497 | 3.4602 | 1.4448e-05 | 1.4097e-05 | 0.00010142
[23 empty] | Industrial | Efficient Lighting - High Bay | N | Water and Wastewater | New | 2.8775 | 0.68135 | 4.5554 | 3.5372e-05 | 3.4383e-05 | 0.00024782
[23 empty] | Industrial | Efficient Lighting - High Bay | N | Water and Wastewater | Turnover | 2.8775 | 0.68135 | 4.5554 | 0.000371 | 0.00036062 | 0.0025992
[23 empty] | Industrial | Efficient Lighting - Other Interior Lighting | N | Water and Wastewater | New | 1.7155 | 0.58734 | 3.0281 | 5.7689e-05 | 5.6075e-05 | 0.00040416
[23 empty] | Industrial | Efficient Lighting - Other Interior Lighting | N | Water and Wastewater | Turnover | 1.7155 | 0.58734 | 3.0281 | 0.00060762 | 0.00059063 | 0.0042569
[23 empty] | Industrial | Lighting Controls | N | Water and Wastewater | Existing | 3.1469 | 0.6982 | 5.0648 | 7.1636e-05 | 6.9632e-05 | 0.00050187
[23 empty] | Industrial | Lighting Controls | N | Water and Wastewater | New | 3.1469 | 0.6982 | 5.0648 | 7.1181e-06 | 6.919e-06 | 4.9869e-05
[23 empty] | Industrial | Fan Equipment Upgrades | N | Water and Wastewater | New | 3.4335 | 0.7173 | 5.4992 | 6.335e-06 | 6.1677e-06 | 4.7044e-05
[23 empty] | Industrial | Fan Equipment Upgrades | N | Water and Wastewater | Turnover | 3.4335 | 0.7173 | 5.4992 | 6.6954e-05 | 6.5186e-05 | 0.00049721
[23 empty] | Industrial | Motor Equipment Upgrades | N | Water and Wastewater | New | 2.5359 | 0.67108 | 4.3508 | 5.3386e-06 | 5.1976e-06 | 3.9645e-05
[23 empty] | Industrial | Motor Equipment Upgrades | N | Water and Wastewater | Turnover | 2.5359 | 0.67108 | 4.3508 | 5.6979e-05 | 5.5474e-05 | 0.00042313
[23 empty] | Industrial | Motor Optimization | N | Water and Wastewater | Existing | 1.0395 | 0.48596 | 2.2248 | 0.0003143 | 0.000306 | 0.002334
[23 empty] | Industrial | Motor Optimization | N | Water and Wastewater | New | 1.0395 | 0.48596 | 2.2248 | 1.0483e-05 | 1.0206e-05 | 7.7845e-05
[23 empty] | Industrial | Pump Equipment Upgrade | N | Water and Wastewater | New | 4.4431 | 0.75305 | 7.163 | 3.8365e-05 | 3.7352e-05 | 0.0002849
[23 empty] | Industrial | Pump Equipment Upgrade | N | Water and Wastewater | Turnover | 4.4431 | 0.75305 | 7.163 | 0.00040923 | 0.00039842 | 0.003039
[23 empty] | Industrial | Process Refrig Equipment Upgrade | N | Water and Wastewater | New | 2.1162 | 0.63488 | 3.7206 | 1.1082e-05 | 1.0808e-05 | 8.0494e-05
[23 empty] | Industrial | Process Refrig Equipment Upgrade | N | Water and Wastewater | Turnover | 2.1162 | 0.63488 | 3.7206 | 9.8202e-05 | 9.5781e-05 | 0.00071331
[23 empty] | Large C&I | Auto DR |  | 0-50 kW | New | 1 | 1 | N/A | 0 | 0 | 6.1074e-07
[23 empty] | Large C&I | Auto DR |  | 51-300 kW | New | 1 | 1 | N/A | 0 | 0 | 6.1074e-07
[23 empty] | Large C&I | Auto DR |  | 301-500 kW | New | 1 | 1 | N/A | 0 | 0 | 6.1074e-07
[23 empty] | Large C&I | Auto DR |  | 501 kW + | Existing (Interruptible) | 1 | 1 | N/A | 0 | 0 | 6.1074e-07
[23 empty] | Large C&I | CPP |  | 0-50 kW | New | 1 | 1 | N/A | 0 | 0 | 6.1074e-07
[23 empty] | Large C&I | CPP |  | 51-300 kW | New | 1 | 1 | N/A | 0 | 0 | 6.1074e-07
[23 empty] | Large C&I | CPP |  | 301-500 kW | New | 1 | 1 | N/A | 0 | 0 | 6.1074e-07
[23 empty] | Large C&I | CPP |  | 501 kW + | New | 1 | 1 | N/A | 0 | 0 | 6.1074e-07
[23 empty] | Large C&I | Firm Service Level |  | 0-50 kW | New | 1 | 1 | N/A | 0 | 0 | 6.1074e-07
[23 empty] | Large C&I | Firm Service Level |  | 51-300 kW | New | 1 | 1 | N/A | 0 | 0 | 6.1074e-07
[23 empty] | Large C&I | Firm Service Level |  | 301-500 kW | New | 1 | 1 | N/A | 0 | 0 | 6.1074e-07
[23 empty] | Large C&I | Firm Service Level |  | 501 kW + | Existing (Curtailable) | 1 | 1 | N/A | 0 | 0 | 6.1074e-07
[23 empty] | Large C&I | Guaranteed Load Drop |  | 0-50 kW | New | 1 | 1 | N/A | 0 | 0 | 6.1074e-07
[23 empty] | Large C&I | Guaranteed Load Drop |  | 51-300 kW | New | 1 | 1 | N/A | 0 | 0 | 6.1074e-07
[23 empty] | Large C&I | Guaranteed Load Drop |  | 301-500 kW | New | 1 | 1 | N/A | 0 | 0 | 6.1074e-07
[23 empty] | Large C&I | Guaranteed Load Drop |  | 501 kW + | New | 1 | 1 | N/A | 0 | 0 | 6.1074e-07

## 42
Economic Potential - RIM | [13 empty] | Economic Potential - TRC | [13 empty] | Achievable Potential - RIM | [13 empty] | Achievable Potential - TRC
Passing Measures Savings & Costs | [13 empty] | Passing Measures Savings & Costs | [13 empty] | Passing Measures Savings & Costs | [13 empty] | Passing Measures Savings & Costs
[Economic Potential or Achievable Potential] – [TRC or RIM] – [Nominal or NPV] | [13 empty] | [Economic Potential or Achievable Potential] – [TRC or RIM] – [Nominal or NPV] | [13 empty] | [Economic Potential or Achievable Potential] – [TRC or RIM] – [Nominal or NPV] | [13 empty] | [Economic Potential or Achievable Potential] – [TRC or RIM] – [Nominal or NPV]
Customer Class | Measure Name | Segment | Vintage | Total Avoided Cost | Avoided Generation | Avoided T&D | Avoided O&M | Avoided Fuel | Admin Costs | Incentives | Lost Revenues | Utility Equipment | Customer Equipment | Customer Class | Measure Name | Segment | Vintage | Total Avoided Cost | Avoided Generation | Avoided T&D | Avoided O&M | Avoided Fuel | Admin Costs | Incentives | Lost Revenues | Utility Equipment | Customer Equipment | Customer Class | Measure Name | Segment | Vintage | Total Avoided Cost | Avoided Generation | Avoided T&D | Avoided O&M | Avoided Fuel | Admin Costs | Incentives | Lost Revenues | Utility Equipment | Customer Equipment | Customer Class | Measure Name | Segment | Vintage | Total Avoided Cost | Avoided Generation | Avoided T&D | Avoided O&M | Avoided Fuel | Admin Costs | Incentives | Lost Revenues | Utility Equipment | Customer Equipment
|  |  |  | NPV | N/A | N/A | N/A | N/A | N/A | N/A | NPV | N/A | Nominal |  |  |  |  | NPV | N/A | N/A | N/A | N/A | N/A | N/A | NPV | N/A | Nominal | Large C&I | Auto DR | 0-50 kW | New | 0 | N/A | N/A | N/A | N/A | 0 | 0 | 0 | 0 | N/A |  |  |  |  | NPV | N/A | N/A | N/A | N/A | NPV | NPV | NPV | N/A | NPV
Industrial | Lighting Controls - Exterior | Agriculture and Assembly | Existing | 35523.1039 | N/A | N/A | N/A | N/A | N/A | N/A | 34915.621 | N/A | 8746.0898 | Residential | High Efficiency Induction Cooktop | Single Family | Turnover | 4088508.2438 | N/A | N/A | N/A | N/A | N/A | N/A | 7004329.7903 | N/A | 3296317.907 | Large C&I | Auto DR | 51-300 kW | New | 0 | N/A | N/A | N/A | N/A | 0 | 0 | 0 | 0 | N/A | Residential | CFL-13W | Single Family | Turnover | 5478044.9824 | N/A | N/A | N/A | N/A | 682572.0898 | 581774.2608 | 9710975.8093 | N/A | 3333872.5878
Industrial | Lighting Controls - Exterior | Agriculture and Assembly | New | 604.9844 | N/A | N/A | N/A | N/A | N/A | N/A | 594.6385 | N/A | 148.9523 | Residential | High Efficiency Induction Cooktop | Multi-Family | Turnover | 639197.1687 | N/A | N/A | N/A | N/A | N/A | N/A | 1095056.5594 | N/A | 515346.1722 | Large C&I | Auto DR | 301-500 kW | New | 0 | N/A | N/A | N/A | N/A | 0 | 0 | 0 | 0 | N/A | Residential | CFL-13W | Multi-Family | Turnover | 828076.5671 | N/A | N/A | N/A | N/A | 103179.5019 | 87942.6208 | 1467938.2036 | N/A | 503957.4842
Industrial | Lighting Controls - Exterior | Chemicals and Plastics | Existing | 85372.3427 | N/A | N/A | N/A | N/A | N/A | N/A | 83912.3847 | N/A | 23541.1123 | Residential | High Efficiency Induction Cooktop | Manufactured Home | Turnover | 49124.0567 | N/A | N/A | N/A | N/A | N/A | N/A | 84158.102 | N/A | 39605.7677 | Large C&I | Auto DR | 501 kW + | Existing | 0 | N/A | N/A | N/A | N/A | 0 | 0 | 0 | 0 | N/A | Residential | CFL-13W | Manufactured Home | Turnover | 63698.1975 | N/A | N/A | N/A | N/A | 7936.8848 | 6764.817 | 112918.3234 | N/A | 38765.9603
Industrial | Lighting Controls - Exterior | Chemicals and Plastics | New | 1453.9533 | N/A | N/A | N/A | N/A | N/A | N/A | 1429.0891 | N/A | 400.9223 | Residential | High Efficiency Induction Cooktop | Single Family | New | 63526.1257 | N/A | N/A | N/A | N/A | N/A | N/A | 108831.3655 | N/A | 51217.2884 | Large C&I | CPP | 0-50 kW | New | 0 | N/A | N/A | N/A | N/A | 0 | 0 | 0 | 0 | N/A | Residential | CFL-13W | Single Family | New | 777637.192 | N/A | N/A | N/A | N/A | 96894.6851 | 82585.905 | 1378523.9048 | N/A | 473260.6844
Industrial | Lighting Controls - Exterior | Construction | Existing | 14258.1001 | N/A | N/A | N/A | N/A | N/A | N/A | 14014.2714 | N/A | 3884.6224 | Residential | High Efficiency Induction Cooktop | Multi-Family | New | 9931.6712 | N/A | N/A | N/A | N/A | N/A | N/A | 17014.6901 | N/A | 8007.3082 | Large C&I | CPP | 51-300 kW | New | 0 | N/A | N/A | N/A | N/A | 0 | 0 | 0 | 0 | N/A | Residential | CFL-13W | Multi-Family | New | 117549.8081 | N/A | N/A | N/A | N/A | 14646.871 | 12483.9159 | 208381.5205 | N/A | 71539.4058
Industrial | Lighting Controls - Exterior | Construction | New | 242.8258 | N/A | N/A | N/A | N/A | N/A | N/A | 238.6733 | N/A | 66.158 | Residential | High Efficiency Induction Cooktop | Manufactured Home | New | 763.2762 | N/A | N/A | N/A | N/A | N/A | N/A | 1307.6256 | N/A | 615.3836 | Large C&I | CPP | 301-500 kW | New | 0 | N/A | N/A | N/A | N/A | 0 | 0 | 0 | 0 | N/A | Residential | CFL-13W | Manufactured Home | New | 9042.2929 | N/A | N/A | N/A | N/A | 1126.6824 | 960.3012 | 16029.3477 | N/A | 5503.0312
Industrial | Lighting Controls - Exterior | Electrical and Electronic Equip. | Existing | 28811.9996 | N/A | N/A | N/A | N/A | N/A | N/A | 28319.2837 | N/A | 8106.0729 | Residential | 21 SEER ASHP from base electric resistance heating | Single Family | Turnover | 59999830.5899 | N/A | N/A | N/A | N/A | N/A | N/A | 102008447.4799 | N/A | 56867970.8797 | Large C&I | CPP | 501 kW + | New | 0 | N/A | N/A | N/A | N/A | 0 | 0 | 0 | 0 | N/A | Residential | LED - 9W Flood | Single Family | Turnover | 14147179.3553 | N/A | N/A | N/A | N/A | 1400110.9381 | 2101208.7548 | 24700977.1209 | N/A | 7746389.7219
Industrial | Lighting Controls - Exterior | Electrical and Electronic Equip. | New | 490.6894 | N/A | N/A | N/A | N/A | N/A | N/A | 482.2981 | N/A | 138.0523 | Residential | 21 SEER ASHP from base electric resistance heating | Manufactured Home | Turnover | 344920.9766 | N/A | N/A | N/A | N/A | N/A | N/A | 586415.8779 | N/A | 326916.8573 | Large C&I | Firm Service Level | 0-50 kW | New | 0 | N/A | N/A | N/A | N/A | 0 | 0 | 0 | 0 | N/A | Residential | LED - 9W Flood | Multi-Family | Turnover | 2138527.1117 | N/A | N/A | N/A | N/A | 211644.6767 | 317624.5792 | 3733868.6344 | N/A | 1170965.8881
Industrial | Lighting Controls - Exterior | Lumber/Furniture/Pulp/Paper | Existing | 34844.5685 | N/A | N/A | N/A | N/A | N/A | N/A | 34248.6892 | N/A | 11840.8311 | Residential | 21 SEER ASHP from base electric resistance heating | Single Family | New | 1011514.185 | N/A | N/A | N/A | N/A | N/A | N/A | 1719721.3826 | N/A | 958715.3606 | Large C&I | Firm Service Level | 51-300 kW | New | 0 | N/A | N/A | N/A | N/A | 0 | 0 | 0 | 0 | N/A | Residential | LED - 9W Flood | Manufactured Home | Turnover | 164502.0855 | N/A | N/A | N/A | N/A | 16280.3597 | 24432.6599 | 287220.6642 | N/A | 90074.2991
Industrial | Lighting Controls - Exterior | Lumber/Furniture/Pulp/Paper | New | 593.4284 | N/A | N/A | N/A | N/A | N/A | N/A | 583.2802 | N/A | 201.658 | Residential | CFL-13W | Single Family | Turnover | 0 | N/A | N/A | N/A | N/A | N/A | N/A | 0 | N/A | 0 | Large C&I | Firm Service Level | 301-500 kW | New | 0 | N/A | N/A | N/A | N/A | 0 | 0 | 0 | 0 | N/A | Residential | LED - 9W Flood | Single Family | New | 2002892.16 | N/A | N/A | N/A | N/A | 198221.2249 | 297479.4082 | 3497049.9899 | N/A | 1096697.9956
Industrial | Lighting Controls - Exterior | Metal Products and Machinery | Existing | 75740.8669 | N/A | N/A | N/A | N/A | N/A | N/A | 74445.6174 | N/A | 23474.3534 | Residential | CFL-13W | Multi-Family | Turnover | 0 | N/A | N/A | N/A | N/A | N/A | N/A | 0 | N/A | 0 | Large C&I | Firm Service Level | 501 kW + | Existing | 0 | N/A | N/A | N/A | N/A | 0 | 0 | 0 | 0 | N/A | Residential | LED - 9W Flood | Multi-Family | New | 302762.7684 | N/A | N/A | N/A | N/A | 29963.6735 | 44967.8175 | 528623.8357 | N/A | 165779.9296
Industrial | Lighting Controls - Exterior | Metal Products and Machinery | New | 1289.9222 | N/A | N/A | N/A | N/A | N/A | N/A | 1267.8632 | N/A | 399.7854 | Residential | CFL-13W | Manufactured Home | Turnover | 0 | N/A | N/A | N/A | N/A | N/A | N/A | 0 | N/A | 0 | Large C&I | Guaranteed Load Drop | 0-50 kW | New | 0 | N/A | N/A | N/A | N/A | 0 | 0 | 0 | 0 | N/A | Residential | LED - 9W Flood | Manufactured Home | New | 23289.4437 | N/A | N/A | N/A | N/A | 2304.898 | 3459.0629 | 40663.372 | N/A | 12752.3023
Industrial | Lighting Controls - Exterior | Primary Resources Industries | Existing | 52329.6945 | N/A | N/A | N/A | N/A | N/A | N/A | 51434.801 | N/A | 14977.871 | Residential | CFL-13W | Single Family | New | 0 | N/A | N/A | N/A | N/A | N/A | N/A | 0 | N/A | 0 | Large C&I | Guaranteed Load Drop | 51-300 kW | New | 0 | N/A | N/A | N/A | N/A | 0 | 0 | 0 | 0 | N/A | Residential | LED Specialty Lamps-5W Chandelier | Single Family | Turnover | 503037.632 | N/A | N/A | N/A | N/A | 49784.3756 | 58485.3636 | 878303.7754 | N/A | 259213.6073
Industrial | Lighting Controls - Exterior | Primary Resources Industries | New | 891.2129 | N/A | N/A | N/A | N/A | N/A | N/A | 875.9722 | N/A | 255.0841 | Residential | CFL-13W | Multi-Family | New | 0 | N/A | N/A | N/A | N/A | N/A | N/A | 0 | N/A | 0 | Large C&I | Guaranteed Load Drop | 301-500 kW | New | 0 | N/A | N/A | N/A | N/A | 0 | 0 | 0 | 0 | N/A | Residential | LED Specialty Lamps-5W Chandelier | Multi-Family | Turnover | 76040.5723 | N/A | N/A | N/A | N/A | 7525.5452 | 8840.8108 | 132766.8498 | N/A | 39183.4523
Industrial | Lighting Controls - Exterior | Stone/Clay/Glass/Concrete | Existing | 12405.2566 | N/A | N/A | N/A | N/A | N/A | N/A | 12193.1135 | N/A | 3620.6525 | Residential | CFL-13W | Manufactured Home | New | 0 | N/A | N/A | N/A | N/A | N/A | N/A | 0 | N/A | 0 | Large C&I | Guaranteed Load Drop | 501 kW + | New | 0 | N/A | N/A | N/A | N/A | 0 | 0 | 0 | 0 | N/A | Residential | LED Specialty Lamps-5W Chandelier | Manufactured Home | Turnover | 5849.2748 | N/A | N/A | N/A | N/A | 578.8881 | 680.0624 | 10212.8346 | N/A | 3014.1117
Industrial | Lighting Controls - Exterior | Stone/Clay/Glass/Concrete | New | 211.2706 | N/A | N/A | N/A | N/A | N/A | N/A | 207.6576 | N/A | 61.6624 | Residential | LED - 9W Flood | Single Family | Turnover | 42350389.9517 | N/A | N/A | N/A | N/A | N/A | N/A | 73943786.7427 | N/A | 23189260.3608 | [14 empty] | Residential | LED Specialty Lamps-5W Chandelier | Single Family | New | 92514.2092 | N/A | N/A | N/A | N/A | 9155.8998 | 10756.1081 | 161529.8221 | N/A | 47672.2622
Industrial | Lighting Controls - Exterior | Textiles and Leather | Existing | 9229.2186 | N/A | N/A | N/A | N/A | N/A | N/A | 9071.3891 | N/A | 2307.4912 | Residential | LED - 9W Flood | Multi-Family | Turnover | 6401803.127 | N/A | N/A | N/A | N/A | N/A | N/A | 11177549.1497 | N/A | 3505353.3075 | [14 empty] | Residential | LED Specialty Lamps-5W Chandelier | Multi-Family | New | 13984.706 | N/A | N/A | N/A | N/A | 1384.0314 | 1625.9233 | 24417.2987 | N/A | 7206.2722
Industrial | Lighting Controls - Exterior | Textiles and Leather | New | 157.1803 | N/A | N/A | N/A | N/A | N/A | N/A | 154.4924 | N/A | 39.2983 | Residential | LED - 9W Flood | Manufactured Home | Turnover | 492446.3945 | N/A | N/A | N/A | N/A | N/A | N/A | 859811.4732 | N/A | 269642.5622 | [14 empty] | Residential | LED Specialty Lamps-5W Chandelier | Manufactured Home | New | 1075.7466 | N/A | N/A | N/A | N/A | 106.464 | 125.071 | 1878.2537 | N/A | 554.3286
Industrial | Lighting Controls - Exterior | Transportation Equipment | Existing | 37645.6324 | N/A | N/A | N/A | N/A | N/A | N/A | 37001.852 | N/A | 9635.5811 | Residential | LED - 9W Flood | Single Family | New | 658028.8057 | N/A | N/A | N/A | N/A | N/A | N/A | 1148918.3862 | N/A | 360308.4014 | [14 empty] | Residential | Solar Pool Heater | Single Family | Turnover | 975244.8022 | N/A | N/A | N/A | N/A | 143759.8189 | 170871.4285 | 1558912.8093 | N/A | 427402.3227
Industrial | Lighting Controls - Exterior | Transportation Equipment | New | 641.1326 | N/A | N/A | N/A | N/A | N/A | N/A | 630.1685 | N/A | 164.101 | Residential | LED - 9W Flood | Multi-Family | New | 99469.4707 | N/A | N/A | N/A | N/A | N/A | N/A | 173673.7096 | N/A | 54465.2235 | [14 empty] | Residential | Solar Pool Heater | Multi-Family | Turnover | 0 | N/A | N/A | N/A | N/A | 0 | 0 | 0 | N/A | 0
Industrial | Lighting Controls - Exterior | Water and Wastewater | Existing | 174.6271 | N/A | N/A | N/A | N/A | N/A | N/A | 171.6408 | N/A | 47.5772 | Residential | LED - 9W Flood | Manufactured Home | New | 7651.4977 | N/A | N/A | N/A | N/A | N/A | N/A | 13359.5161 | N/A | 4189.6326 | [14 empty] | Residential | Solar Pool Heater | Manufactured Home | Turnover | 0 | N/A | N/A | N/A | N/A | 0 | 0 | 0 | N/A | 0
Industrial | Lighting Controls - Exterior | Water and Wastewater | New | 2.974 | N/A | N/A | N/A | N/A | N/A | N/A | 2.9232 | N/A | 0.81027 | Residential | LED Specialty Lamps-5W Chandelier | Single Family | Turnover | 1903074.6346 | N/A | N/A | N/A | N/A | N/A | N/A | 3322768.5765 | N/A | 980647.9866 | [14 empty] | Residential | Solar Pool Heater | Single Family | New | 97684.8118 | N/A | N/A | N/A | N/A | 14399.6162 | 17115.2344 | 156147.5684 | N/A | 42810.4978
Residential | Central air conditioner - Load Shed | All | New | 129332420.1906 | N/A | N/A | N/A | N/A | N/A | N/A | 0 | N/A | N/A | Residential | LED Specialty Lamps-5W Chandelier | Multi-Family | Turnover | 287674.0724 | N/A | N/A | N/A | N/A | N/A | N/A | 502278.9703 | N/A | 148237.4862 | [14 empty] | Residential | Solar Pool Heater | Multi-Family | New | 0 | N/A | N/A | N/A | N/A | 0 | 0 | 0 | N/A | 0
Residential | Central Heating - Load Shed | All | New | 13823188.2032 | N/A | N/A | N/A | N/A | N/A | N/A | 0 | N/A | N/A | Residential | LED Specialty Lamps-5W Chandelier | Manufactured Home | Turnover | 22128.7748 | N/A | N/A | N/A | N/A | N/A | N/A | 38636.8439 | N/A | 11402.8836 | [14 empty] | Residential | Solar Pool Heater | Manufactured Home | New | 0 | N/A | N/A | N/A | N/A | 0 | 0 | 0 | N/A | 0
Residential | Central air conditioner - 50% cycling | All | New | 0 | N/A | N/A | N/A | N/A | N/A | N/A | 0 | N/A | N/A | Residential | LED Specialty Lamps-5W Chandelier | Single Family | New | 29569.4545 | N/A | N/A | N/A | N/A | N/A | N/A | 51628.2717 | N/A | 15237.0409 | [14 empty] | Residential | Thermostatic Shower Restriction Valve | Single Family | Existing | 25559.9763 | N/A | N/A | N/A | N/A | 7673.4309 | 5903.9821 | 45371.9569 | N/A | 16273.3253
Residential | Central Heating - 50% cycling | All | New | 0 | N/A | N/A | N/A | N/A | N/A | N/A | 0 | N/A | N/A | Residential | LED Specialty Lamps-5W Chandelier | Multi-Family | New | 4469.8013 | N/A | N/A | N/A | N/A | N/A | N/A | 7804.2736 | N/A | 2303.2736 | [14 empty] | Residential | Thermostatic Shower Restriction Valve | Single Family | New | 25464.5319 | N/A | N/A | N/A | N/A | 7644.7773 | 5881.9359 | 45202.5317 | N/A | 16212.5584
Residential | Water heater switches | All | New | 15888923.0767 | N/A | N/A | N/A | N/A | N/A | N/A | 0 | N/A | N/A | Residential | LED Specialty Lamps-5W Chandelier | Manufactured Home | New | 343.8309 | N/A | N/A | N/A | N/A | N/A | N/A | 600.3287 | N/A | 177.1749 | [14 empty] | Residential | Ceiling Insulation(R2 to R38) | Single Family | Existing | 4230342.1359 | N/A | N/A | N/A | N/A | 830221.456 | 450141.6861 | 6493225.3231 | N/A | 1313731.1456
Residential | Pool pump switches | All | New | 10398321.1714 | N/A | N/A | N/A | N/A | N/A | N/A | 0 | N/A | N/A | Residential | Solar Pool Heater | Single Family | Turnover | 7745768.2886 | N/A | N/A | N/A | N/A | N/A | N/A | 12381483.4762 | N/A | 3394593.1838 | [14 empty] | Residential | Ceiling Insulation(R2 to R38) | Multi-Family | Existing | 885137.9301 | N/A | N/A | N/A | N/A | 173711.8364 | 198393.3907 | 1358613.5205 | N/A | 379086.9995
Residential | Room AC control | All | New | 0 | N/A | N/A | N/A | N/A | N/A | N/A | 0 | N/A | N/A | Residential | Solar Pool Heater | Multi-Family | Turnover | 0 | N/A | N/A | N/A | N/A | N/A | N/A | 0 | N/A | 0 | [14 empty] | Residential | Ceiling Insulation(R2 to R38) | Manufactured Home | Existing | 54884.713 | N/A | N/A | N/A | N/A | 10771.3431 | 12869.756 | 84243.4955 | N/A | 24074.0176
Residential | Smart thermostats - Utility Installation | All | New | 0 | N/A | N/A | N/A | N/A | N/A | N/A | 0 | N/A | N/A | Residential | Solar Pool Heater | Manufactured Home | Turnover | 0 | N/A | N/A | N/A | N/A | N/A | N/A | 0 | N/A | 0 | [14 empty] | Residential | Ceiling Insulation(R2 to R38) | Single Family | New | 0 | N/A | N/A | N/A | N/A | 0 | 0 | 0 | N/A | 0
Residential | Smart thermostats - BYOT | All | New | 0 | N/A | N/A | N/A | N/A | N/A | N/A | 0 | N/A | N/A | Residential | Solar Pool Heater | Single Family | New | 120351.6348 | N/A | N/A | N/A | N/A | N/A | N/A | 192380.1129 | N/A | 52744.2629 | [14 empty] | Residential | Ceiling Insulation(R2 to R38) | Multi-Family | New | 0 | N/A | N/A | N/A | N/A | 0 | 0 | 0 | N/A | 0
Residential | CPP + Tech | All | New | 0 | N/A | N/A | N/A | N/A | N/A | N/A | 0 | N/A | N/A | Residential | Solar Pool Heater | Multi-Family | New | 0 | N/A | N/A | N/A | N/A | N/A | N/A | 0 | N/A | 0 | [14 empty] | Residential | Ceiling Insulation(R2 to R38) | Manufactured Home | New | 0 | N/A | N/A | N/A | N/A | 0 | 0 | 0 | N/A | 0
Small C&I | Central air conditioner - Load Shed | 0-15,000 kWh | New | 2205613.0661 | N/A | N/A | N/A | N/A | N/A | N/A | 0 | N/A | N/A | Residential | Solar Pool Heater | Manufactured Home | New | 0 | N/A | N/A | N/A | N/A | N/A | N/A | 0 | N/A | 0 | [14 empty] | Residential | Duct Repair | Single Family | Existing | 1843323.2817 | N/A | N/A | N/A | N/A | 612736.2094 | 434150.1426 | 3020287.1373 | N/A | 1071513.2558
Small C&I | Central air conditioner - Load Shed | 15,001-25,000 kWh | New | 2159940.5603 | N/A | N/A | N/A | N/A | N/A | N/A | 0 | N/A | N/A | Residential | Variable Speed Pool Pump | Single Family | Turnover | 20052002.733 | N/A | N/A | N/A | N/A | N/A | N/A | 31348433.1242 | N/A | 20036930.8762 | [14 empty] | Residential | Duct Repair | Manufactured Home | Existing | 97940.3524 | N/A | N/A | N/A | N/A | 33055.6982 | 24709.0499 | 162937.49 | N/A | 59093.3124
Small C&I | Central air conditioner - Load Shed | 25,001-50,000 kWh | New | 351327.498 | N/A | N/A | N/A | N/A | N/A | N/A | 0 | N/A | N/A | Residential | Variable Speed Pool Pump | Multi-Family | Turnover | 0 | N/A | N/A | N/A | N/A | N/A | N/A | 0 | N/A | 0 | [14 empty] | Residential | Energy Star Windows | Single Family | Existing | 3407498.7222 | N/A | N/A | N/A | N/A | 694129.0661 | 1536090.2775 | 5428836.3627 | N/A | 2258117.5639
Small C&I | Central air conditioner - Load Shed | 50,001 kWh + | New | 10540406.6874 | N/A | N/A | N/A | N/A | N/A | N/A | 0 | N/A | N/A | Residential | Variable Speed Pool Pump | Manufactured Home | Turnover | 0 | N/A | N/A | N/A | N/A | N/A | N/A | 0 | N/A | 0 | [14 empty] | Residential | Energy Star Windows | Multi-Family | Existing | 967982.2857 | N/A | N/A | N/A | N/A | 197184.1209 | 436363.532 | 1542192.0474 | N/A | 641472.816
Small C&I | Central Heating - Load Shed | 0-15,000 kWh | New | 146436.0682 | N/A | N/A | N/A | N/A | N/A | N/A | 0 | N/A | N/A | Residential | Variable Speed Pool Pump | Single Family | New | 311562.5487 | N/A | N/A | N/A | N/A | N/A | N/A | 487083.4027 | N/A | 311328.3663 | [14 empty] | Residential | Energy Star Windows | Manufactured Home | Existing | 53248.6584 | N/A | N/A | N/A | N/A | 10847.0889 | 24004.3366 | 84835.9094 | N/A | 35287.3883
Small C&I | Central Heating - Load Shed | 15,001-25,000 kWh | New | 79505.5302 | N/A | N/A | N/A | N/A | N/A | N/A | 0 | N/A | N/A | Residential | Variable Speed Pool Pump | Multi-Family | New | 0 | N/A | N/A | N/A | N/A | N/A | N/A | 0 | N/A | 0 | [14 empty] | Residential | Programmable Thermostat | Single Family | New | 7578.2185 | N/A | N/A | N/A | N/A | 2775.189 | 1176.3069 | 13679.4065 | N/A | 4063.0355
Small C&I | Central Heating - Load Shed | 25,001-50,000 kWh | New | 29314.1778 | N/A | N/A | N/A | N/A | N/A | N/A | 0 | N/A | N/A | Residential | Variable Speed Pool Pump | Manufactured Home | New | 0 | N/A | N/A | N/A | N/A | N/A | N/A | 0 | N/A | 0 | [14 empty] | Residential | Programmable Thermostat | Manufactured Home | New | 333.4367 | N/A | N/A | N/A | N/A | 122.1065 | 55.739 | 601.8851 | N/A | 182.7532
Small C&I | Central Heating - Load Shed | 50,001 kWh + | New | 492905.8353 | N/A | N/A | N/A | N/A | N/A | N/A | 0 | N/A | N/A | Residential | Thermostatic Shower Restriction Valve | Single Family | Existing | 359558.474 | N/A | N/A | N/A | N/A | N/A | N/A | 638258.4772 | N/A | 228920.8692 | [14 empty] | Commercial | Efficient Exhaust Hood | Assembly | Turnover | 0 | N/A | N/A | N/A | N/A | 0 | 0 | 0 | N/A | 0
Small C&I | Central air conditioner - 50% cycling | 0-15,000 kWh | New | 0 | N/A | N/A | N/A | N/A | N/A | N/A | 0 | N/A | N/A | Residential | Thermostatic Shower Restriction Valve | Multi-Family | Existing | 711845.4016 | N/A | N/A | N/A | N/A | N/A | N/A | 1263609.1063 | N/A | 576557.3096 | [14 empty] | Commercial | Efficient Exhaust Hood | College and University | Turnover | 106343.5343 | N/A | N/A | N/A | N/A | 3065.5505 | 8161.3597 | 160981.5126 | N/A | 33963.1494
Small C&I | Central air conditioner - 50% cycling | 15,001-25,000 kWh | New | 0 | N/A | N/A | N/A | N/A | N/A | N/A | 0 | N/A | N/A | Residential | Thermostatic Shower Restriction Valve | Manufactured Home | Existing | 0 | N/A | N/A | N/A | N/A | N/A | N/A | 0 | N/A | 0 | [14 empty] | Commercial | Efficient Exhaust Hood | Grocery | Turnover | 0 | N/A | N/A | N/A | N/A | 0 | 0 | 0 | N/A | 0
Small C&I | Central air conditioner - 50% cycling | 25,001-50,000 kWh | New | 0 | N/A | N/A | N/A | N/A | N/A | N/A | 0 | N/A | N/A | Residential | Thermostatic Shower Restriction Valve | Single Family | New | 32278.8349 | N/A | N/A | N/A | N/A | N/A | N/A | 57298.7191 | N/A | 20551.0355 | [14 empty] | Commercial | Efficient Exhaust Hood | Healthcare | Turnover | 53326.4434 | N/A | N/A | N/A | N/A | 1537.2341 | 4092.5505 | 80724.9034 | N/A | 17030.974
Small C&I | Central air conditioner - 50% cycling | 50,001 kWh + | New | 0 | N/A | N/A | N/A | N/A | N/A | N/A | 0 | N/A | N/A | Residential | Thermostatic Shower Restriction Valve | Multi-Family | New | 5877.7435 | N/A | N/A | N/A | N/A | N/A | N/A | 10433.6844 | N/A | 4760.6629 | [14 empty] | Commercial | Efficient Exhaust Hood | Hospitals | Turnover | 119230.5969 | N/A | N/A | N/A | N/A | 3437.044 | 9150.3804 | 180489.7869 | N/A | 38078.9166
Small C&I | Central Heating - 50% cycling | 0-15,000 kWh | New | 0 | N/A | N/A | N/A | N/A | N/A | N/A | 0 | N/A | N/A | Residential | Thermostatic Shower Restriction Valve | Manufactured Home | New | 302.927 | N/A | N/A | N/A | N/A | N/A | N/A | 537.7309 | N/A | 247.3266 | [14 empty] | Commercial | Efficient Exhaust Hood | Institutional | Turnover | 0 | N/A | N/A | N/A | N/A | 0 | 0 | 0 | N/A | 0
Small C&I | Central Heating - 50% cycling | 15,001-25,000 kWh | New | 0 | N/A | N/A | N/A | N/A | N/A | N/A | 0 | N/A | N/A | Residential | Ceiling Insulation(R12 to R38) | Single Family | Existing | 0 | N/A | N/A | N/A | N/A | N/A | N/A | 0 | N/A | 0 | [14 empty] | Commercial | Efficient Exhaust Hood | Lodging/Hospitality | Turnover | 165371.193 | N/A | N/A | N/A | N/A | 4767.1327 | 12691.4513 | 250336.8444 | N/A | 52814.932
Small C&I | Central Heating - 50% cycling | 25,001-50,000 kWh | New | 0 | N/A | N/A | N/A | N/A | N/A | N/A | 0 | N/A | N/A | Residential | Ceiling Insulation(R12 to R38) | Single Family | New | 0 | N/A | N/A | N/A | N/A | N/A | N/A | 0 | N/A | 0 | [14 empty] | Commercial | Efficient Exhaust Hood | Miscellaneous | Turnover | 0 | N/A | N/A | N/A | N/A | 0 | 0 | 0 | N/A | 0
Small C&I | Central Heating - 50% cycling | 50,001 kWh + | New | 0 | N/A | N/A | N/A | N/A | N/A | N/A | 0 | N/A | N/A | Residential | Ceiling Insulation(R2 to R38) | Single Family | Existing | 82865735.3016 | N/A | N/A | N/A | N/A | N/A | N/A | 127192050.5711 | N/A | 25733922.6644 | [14 empty] | Commercial | Efficient Exhaust Hood | Offices | Turnover | 0 | N/A | N/A | N/A | N/A | 0 | 0 | 0 | N/A | 0
Small C&I | Smart thermostats - Utility Installation | 0-15,000 kWh | New | 0 | N/A | N/A | N/A | N/A | N/A | N/A | 0 | N/A | N/A | Residential | Ceiling Insulation(R2 to R38) | Multi-Family | Existing | 16012392.7321 | N/A | N/A | N/A | N/A | N/A | N/A | 24577698.5956 | N/A | 6857789.852 | [14 empty] | Commercial | Efficient Exhaust Hood | Restaurants | Turnover | 985681.1118 | N/A | N/A | N/A | N/A | 28414.094 | 75646.33 | 1492111.7434 | N/A | 314798.968
Small C&I | Smart thermostats - Utility Installation | 15,001-25,000 kWh | New | 0 | N/A | N/A | N/A | N/A | N/A | N/A | 0 | N/A | N/A | Residential | Ceiling Insulation(R2 to R38) | Manufactured Home | Existing | 988658.4459 | N/A | N/A | N/A | N/A | N/A | N/A | 1517508.9509 | N/A | 433654.0994 | [14 empty] | Commercial | Efficient Exhaust Hood | Retail | Turnover | 0 | N/A | N/A | N/A | N/A | 0 | 0 | 0 | N/A | 0
Small C&I | Smart thermostats - Utility Installation | 25,001-50,000 kWh | New | 0 | N/A | N/A | N/A | N/A | N/A | N/A | 0 | N/A | N/A | Residential | Ceiling Insulation(R2 to R38) | Single Family | New | 0 | N/A | N/A | N/A | N/A | N/A | N/A | 0 | N/A | 0 | [14 empty] | Commercial | Efficient Exhaust Hood | Schools K-12 | Turnover | 75836.2154 | N/A | N/A | N/A | N/A | 2186.1202 | 5820.0683 | 114799.9148 | N/A | 24219.9653
Small C&I | Smart thermostats - Utility Installation | 50,001 kWh + | New | 0 | N/A | N/A | N/A | N/A | N/A | N/A | 0 | N/A | N/A | Residential | Ceiling Insulation(R2 to R38) | Multi-Family | New | 0 | N/A | N/A | N/A | N/A | N/A | N/A | 0 | N/A | 0 | [14 empty] | Commercial | Efficient Exhaust Hood | Warehouse | Turnover | 0 | N/A | N/A | N/A | N/A | 0 | 0 | 0 | N/A | 0
Small C&I | Smart thermostats - BYOT | 0-15,000 kWh | New | 0 | N/A | N/A | N/A | N/A | N/A | N/A | 0 | N/A | N/A | Residential | Ceiling Insulation(R2 to R38) | Manufactured Home | New | 0 | N/A | N/A | N/A | N/A | N/A | N/A | 0 | N/A | 0 | [14 empty] | Commercial | Efficient Exhaust Hood | Assembly | New | 0 | N/A | N/A | N/A | N/A | 0 | 0 | 0 | N/A | 0
Small C&I | Smart thermostats - BYOT | 15,001-25,000 kWh | New | 0 | N/A | N/A | N/A | N/A | N/A | N/A | 0 | N/A | N/A | Residential | Duct Repair | Single Family | Existing | 15629102.9276 | N/A | N/A | N/A | N/A | N/A | N/A | 25608301.5978 | N/A | 9085107.9296 | [14 empty] | Commercial | Efficient Exhaust Hood | College and University | New | 17967.3063 | N/A | N/A | N/A | N/A | 517.9411 | 1378.9052 | 27198.6837 | N/A | 5738.2549
Small C&I | Smart thermostats - BYOT | 25,001-50,000 kWh | New | 0 | N/A | N/A | N/A | N/A | N/A | N/A | 0 | N/A | N/A | Residential | Duct Repair | Multi-Family | Existing | 10272883.8439 | N/A | N/A | N/A | N/A | N/A | N/A | 17037470.7896 | N/A | 9295156.3221 | [14 empty] | Commercial | Efficient Exhaust Hood | Grocery | New | 0 | N/A | N/A | N/A | N/A | 0 | 0 | 0 | N/A | 0
Small C&I | Smart thermostats - BYOT | 50,001 kWh + | New | 0 | N/A | N/A | N/A | N/A | N/A | N/A | 0 | N/A | N/A | Residential | Duct Repair | Manufactured Home | Existing | 824958.0856 | N/A | N/A | N/A | N/A | N/A | N/A | 1372433.2876 | N/A | 497746.8908 | [14 empty] | Commercial | Efficient Exhaust Hood | Healthcare | New | 9009.7673 | N/A | N/A | N/A | N/A | 259.7233 | 691.4567 | 13638.8731 | N/A | 2877.4676
Small C&I | CPP + Tech | 0-15,000 kWh | New | 0 | N/A | N/A | N/A | N/A | N/A | N/A | 0 | N/A | N/A | Residential | Energy Star Windows | Single Family | Existing | 25295479.1741 | N/A | N/A | N/A | N/A | N/A | N/A | 40300827.1894 | N/A | 16763077.6901 | [14 empty] | Commercial | Efficient Exhaust Hood | Hospitals | New | 20144.6011 | N/A | N/A | N/A | N/A | 580.7056 | 1546.0022 | 30494.6453 | N/A | 6433.622
Small C&I | CPP + Tech | 15,001-25,000 kWh | New | 0 | N/A | N/A | N/A | N/A | N/A | N/A | 0 | N/A | N/A | Residential | Energy Star Windows | Multi-Family | Existing | 7223384.4815 | N/A | N/A | N/A | N/A | N/A | N/A | 11508316.0793 | N/A | 4786869.4013 | [14 empty] | Commercial | Efficient Exhaust Hood | Institutional | New | 0 | N/A | N/A | N/A | N/A | 0 | 0 | 0 | N/A | 0
Small C&I | CPP + Tech | 25,001-50,000 kWh | New | 0 | N/A | N/A | N/A | N/A | N/A | N/A | 0 | N/A | N/A | Residential | Energy Star Windows | Manufactured Home | Existing | 372655.4092 | N/A | N/A | N/A | N/A | N/A | N/A | 593715.6257 | N/A | 246955.2576 | [14 empty] | Commercial | Efficient Exhaust Hood | Lodging/Hospitality | New | 27940.4114 | N/A | N/A | N/A | N/A | 805.4344 | 2144.2935 | 42295.8454 | N/A | 8923.3856
Small C&I | CPP + Tech | 50,001 kWh + | New | 0 | N/A | N/A | N/A | N/A | N/A | N/A | 0 | N/A | N/A | Residential | Programmable Thermostat | Single Family | New | 57871.4033 | N/A | N/A | N/A | N/A | N/A | N/A | 104463.3974 | N/A | 31027.5516 | [14 empty] | Commercial | Efficient Exhaust Hood | Miscellaneous | New | 0 | N/A | N/A | N/A | N/A | 0 | 0 | 0 | N/A | 0
Large C&I | Auto DR | 0-50 kW | New | 8861760.3032 | N/A | N/A | N/A | N/A | N/A | N/A | 0 | N/A | N/A | Residential | Programmable Thermostat | Multi-Family | New | 32849.6432 | N/A | N/A | N/A | N/A | N/A | N/A | 59296.7363 | N/A | 27084.2248 | [14 empty] | Commercial | Efficient Exhaust Hood | Offices | New | 0 | N/A | N/A | N/A | N/A | 0 | 0 | 0 | N/A | 0
Large C&I | Auto DR | 51-300 kW | New | 357122723.2313 | N/A | N/A | N/A | N/A | N/A | N/A | 0 | N/A | N/A | Residential | Programmable Thermostat | Manufactured Home | New | 2526.8956 | N/A | N/A | N/A | N/A | N/A | N/A | 4561.2874 | N/A | 1384.965 | [14 empty] | Commercial | Efficient Exhaust Hood | Restaurants | New | 166537.0637 | N/A | N/A | N/A | N/A | 4800.7411 | 12780.9263 | 252101.7248 | N/A | 53187.2785
Large C&I | Auto DR | 301-500 kW | New | 1476767.3565 | N/A | N/A | N/A | N/A | N/A | N/A | 0 | N/A | N/A | Residential | Smart Thermostat | Single Family | New | 0 | N/A | N/A | N/A | N/A | N/A | N/A | 0 | N/A | 0 | [14 empty] | Commercial | Efficient Exhaust Hood | Retail | New | 0 | N/A | N/A | N/A | N/A | 0 | 0 | 0 | N/A | 0
Large C&I | Auto DR | 501 kW + | Existing (Interruptible) | 635785544.6907 | N/A | N/A | N/A | N/A | N/A | N/A | 0 | N/A | N/A | Residential | Smart Thermostat | Manufactured Home | New | 0 | N/A | N/A | N/A | N/A | N/A | N/A | 0 | N/A | 0 | [14 empty] | Commercial | Efficient Exhaust Hood | Schools K-12 | New | 12812.9324 | N/A | N/A | N/A | N/A | 369.3566 | 983.3315 | 19396.0568 | N/A | 4092.0921
Large C&I | CPP | 0-50 kW | New | 0 | N/A | N/A | N/A | N/A | N/A | N/A | 0 | N/A | N/A | Commercial | Efficient Exhaust Hood | Assembly | Turnover | 0 | N/A | N/A | N/A | N/A | N/A | N/A | 0 | N/A | 0 | [14 empty] | Commercial | Efficient Exhaust Hood | Warehouse | New | 0 | N/A | N/A | N/A | N/A | 0 | 0 | 0 | N/A | 0
Large C&I | CPP | 51-300 kW | New | 0 | N/A | N/A | N/A | N/A | N/A | N/A | 0 | N/A | N/A | Commercial | Efficient Exhaust Hood | College and University | Turnover | 463405.3588 | N/A | N/A | N/A | N/A | N/A | N/A | 701497.2384 | N/A | 147998.7057 | [14 empty] | Commercial | Energy Star Hot Food Holding Cabinet | Assembly | Turnover | 0 | N/A | N/A | N/A | N/A | 0 | 0 | 0 | N/A | 0
Large C&I | CPP | 301-500 kW | New | 0 | N/A | N/A | N/A | N/A | N/A | N/A | 0 | N/A | N/A | Commercial | Efficient Exhaust Hood | Grocery | Turnover | 0 | N/A | N/A | N/A | N/A | N/A | N/A | 0 | N/A | 0 | [14 empty] | Commercial | Energy Star Hot Food Holding Cabinet | College and University | Turnover | 299736.141 | N/A | N/A | N/A | N/A | 10623.5933 | 134451.1157 | 465365.8854 | N/A | 223866.6137
Large C&I | CPP | 501 kW + | New | 0 | N/A | N/A | N/A | N/A | N/A | N/A | 0 | N/A | N/A | Commercial | Efficient Exhaust Hood | Healthcare | Turnover | 231734.8087 | N/A | N/A | N/A | N/A | N/A | N/A | 350797.2562 | N/A | 74009.614 | [14 empty] | Commercial | Energy Star Hot Food Holding Cabinet | Grocery | Turnover | 0 | N/A | N/A | N/A | N/A | 0 | 0 | 0 | N/A | 0
Large C&I | Firm Service Level | 0-50 kW | New | 0 | N/A | N/A | N/A | N/A | N/A | N/A | 0 | N/A | N/A | Commercial | Efficient Exhaust Hood | Hospitals | Turnover | 518127.1755 | N/A | N/A | N/A | N/A | N/A | N/A | 784334.4403 | N/A | 165475.3228 | [14 empty] | Commercial | Energy Star Hot Food Holding Cabinet | Healthcare | Turnover | 149538.3871 | N/A | N/A | N/A | N/A | 5300.1116 | 67077.6735 | 232171.0813 | N/A | 111687.0733
Large C&I | Firm Service Level | 51-300 kW | New | 0 | N/A | N/A | N/A | N/A | N/A | N/A | 0 | N/A | N/A | Commercial | Efficient Exhaust Hood | Institutional | Turnover | 0 | N/A | N/A | N/A | N/A | N/A | N/A | 0 | N/A | 0 | [14 empty] | Commercial | Energy Star Hot Food Holding Cabinet | Hospitals | Turnover | 309995.0702 | N/A | N/A | N/A | N/A | 10987.2021 | 139052.9114 | 481293.7467 | N/A | 231528.7919
Large C&I | Firm Service Level | 301-500 kW | New | 0 | N/A | N/A | N/A | N/A | N/A | N/A | 0 | N/A | N/A | Commercial | Efficient Exhaust Hood | Lodging/Hospitality | Turnover | 722877.9376 | N/A | N/A | N/A | N/A | N/A | N/A | 1094283.5841 | N/A | 230866.9874 | [14 empty] | Commercial | Energy Star Hot Food Holding Cabinet | Institutional | Turnover | 0 | N/A | N/A | N/A | N/A | 0 | 0 | 0 | N/A | 0
Large C&I | Firm Service Level | 501 kW + | Existing (Curtailable) | 0 | N/A | N/A | N/A | N/A | N/A | N/A | 0 | N/A | N/A | Commercial | Efficient Exhaust Hood | Miscellaneous | Turnover | 0 | N/A | N/A | N/A | N/A | N/A | N/A | 0 | N/A | 0 | [14 empty] | Commercial | Energy Star Hot Food Holding Cabinet | Lodging/Hospitality | Turnover | 360514.1884 | N/A | N/A | N/A | N/A | 12777.7588 | 161714.0152 | 559728.9802 | N/A | 269260.4578
Large C&I | Guaranteed Load Drop | 0-50 kW | New | 0 | N/A | N/A | N/A | N/A | N/A | N/A | 0 | N/A | N/A | Commercial | Efficient Exhaust Hood | Offices | Turnover | 0 | N/A | N/A | N/A | N/A | N/A | N/A | 0 | N/A | 0 | [14 empty] | Commercial | Energy Star Hot Food Holding Cabinet | Miscellaneous | Turnover | 0 | N/A | N/A | N/A | N/A | 0 | 0 | 0 | N/A | 0
Large C&I | Guaranteed Load Drop | 51-300 kW | New | 0 | N/A | N/A | N/A | N/A | N/A | N/A | 0 | N/A | N/A | Commercial | Efficient Exhaust Hood | Restaurants | Turnover | 4328056.0754 | N/A | N/A | N/A | N/A | N/A | N/A | 6551757.1748 | N/A | 1382260.0127 | [14 empty] | Commercial | Energy Star Hot Food Holding Cabinet | Offices | Turnover | 0 | N/A | N/A | N/A | N/A | 0 | 0 | 0 | N/A | 0
Large C&I | Guaranteed Load Drop | 301-500 kW | New | 0 | N/A | N/A | N/A | N/A | N/A | N/A | 0 | N/A | N/A | Commercial | Efficient Exhaust Hood | Retail | Turnover | 0 | N/A | N/A | N/A | N/A | N/A | N/A | 0 | N/A | 0 | [14 empty] | Commercial | Energy Star Hot Food Holding Cabinet | Restaurants | Turnover | 2148855.2239 | N/A | N/A | N/A | N/A | 76162.2001 | 963901.0544 | 3336280.7391 | N/A | 1604934.7293
Large C&I | Guaranteed Load Drop | 501 kW + | New | 0 | N/A | N/A | N/A | N/A | N/A | N/A | 0 | N/A | N/A | Commercial | Efficient Exhaust Hood | Schools K-12 | Turnover | 330465.8704 | N/A | N/A | N/A | N/A | N/A | N/A | 500255.1029 | N/A | 105541.5527 | [14 empty] | Commercial | Energy Star Hot Food Holding Cabinet | Retail | Turnover | 0 | N/A | N/A | N/A | N/A | 0 | 0 | 0 | N/A | 0
[14 empty] | Commercial | Efficient Exhaust Hood | Warehouse | Turnover | 0 | N/A | N/A | N/A | N/A | N/A | N/A | 0 | N/A | 0 | [14 empty] | Commercial | Energy Star Hot Food Holding Cabinet | Schools K-12 | Turnover | 213749.2864 | N/A | N/A | N/A | N/A | 7575.9482 | 95880.4298 | 331863.9707 | N/A | 159644.8422
[14 empty] | Commercial | Efficient Exhaust Hood | Assembly | New | 0 | N/A | N/A | N/A | N/A | N/A | N/A | 0 | N/A | 0 | [14 empty] | Commercial | Energy Star Hot Food Holding Cabinet | Warehouse | Turnover | 0 | N/A | N/A | N/A | N/A | 0 | 0 | 0 | N/A | 0
[14 empty] | Commercial | Efficient Exhaust Hood | College and University | New | 6913.69 | N/A | N/A | N/A | N/A | N/A | N/A | 10465.8575 | N/A | 2208.0391 | [14 empty] | Commercial | Energy Star Hot Food Holding Cabinet | Assembly | New | 0 | N/A | N/A | N/A | N/A | 0 | 0 | 0 | N/A | 0
[14 empty] | Commercial | Efficient Exhaust Hood | Grocery | New | 0 | N/A | N/A | N/A | N/A | N/A | N/A | 0 | N/A | 0 | [14 empty] | Commercial | Energy Star Hot Food Holding Cabinet | College and University | New | 50642.7459 | N/A | N/A | N/A | N/A | 1794.9385 | 22716.5589 | 78627.1759 | N/A | 37824.0008
[14 empty] | Commercial | Efficient Exhaust Hood | Healthcare | New | 3457.3243 | N/A | N/A | N/A | N/A | N/A | N/A | 5233.6544 | N/A | 1104.1727 | [14 empty] | Commercial | Energy Star Hot Food Holding Cabinet | Grocery | New | 0 | N/A | N/A | N/A | N/A | 0 | 0 | 0 | N/A | 0
[14 empty] | Commercial | Efficient Exhaust Hood | Hospitals | New | 7730.102 | N/A | N/A | N/A | N/A | N/A | N/A | 11701.7317 | N/A | 2468.7783 | [14 empty] | Commercial | Energy Star Hot Food Holding Cabinet | Healthcare | New | 25265.6152 | N/A | N/A | N/A | N/A | 895.493 | 11333.2684 | 39227.0193 | N/A | 18870.3561
[14 empty] | Commercial | Efficient Exhaust Hood | Institutional | New | 0 | N/A | N/A | N/A | N/A | N/A | N/A | 0 | N/A | 0 | [14 empty] | Commercial | Energy Star Hot Food Holding Cabinet | Hospitals | New | 52376.0161 | N/A | N/A | N/A | N/A | 1856.371 | 23494.0431 | 81318.2255 | N/A | 39118.5438
[14 empty] | Commercial | Efficient Exhaust Hood | Lodging/Hospitality | New | 10784.8429 | N/A | N/A | N/A | N/A | N/A | N/A | 16325.9603 | N/A | 3444.3771 | [14 empty] | Commercial | Energy Star Hot Food Holding Cabinet | Institutional | New | 0 | N/A | N/A | N/A | N/A | 0 | 0 | 0 | N/A | 0
[14 empty] | Commercial | Efficient Exhaust Hood | Miscellaneous | New | 0 | N/A | N/A | N/A | N/A | N/A | N/A | 0 | N/A | 0 | [14 empty] | Commercial | Energy Star Hot Food Holding Cabinet | Lodging/Hospitality | New | 60912.0839 | N/A | N/A | N/A | N/A | 2158.9162 | 27323.0236 | 94571.1977 | N/A | 45493.9532
[14 empty] | Commercial | Efficient Exhaust Hood | Offices | New | 0 | N/A | N/A | N/A | N/A | N/A | N/A | 0 | N/A | 0 | [14 empty] | Commercial | Energy Star Hot Food Holding Cabinet | Miscellaneous | New | 0 | N/A | N/A | N/A | N/A | 0 | 0 | 0 | N/A | 0
[14 empty] | Commercial | Efficient Exhaust Hood | Restaurants | New | 64571.6272 | N/A | N/A | N/A | N/A | N/A | N/A | 97747.7219 | N/A | 20622.371 | [14 empty] | Commercial | Energy Star Hot Food Holding Cabinet | Offices | New | 0 | N/A | N/A | N/A | N/A | 0 | 0 | 0 | N/A | 0
[14 empty] | Commercial | Efficient Exhaust Hood | Retail | New | 0 | N/A | N/A | N/A | N/A | N/A | N/A | 0 | N/A | 0 | [14 empty] | Commercial | Energy Star Hot Food Holding Cabinet | Restaurants | New | 363069.6067 | N/A | N/A | N/A | N/A | 12868.3309 | 162860.2862 | 563696.4846 | N/A | 271169.0459
[14 empty] | Commercial | Efficient Exhaust Hood | Schools K-12 | New | 4930.3241 | N/A | N/A | N/A | N/A | N/A | N/A | 7463.4629 | N/A | 1574.6076 | [14 empty] | Commercial | Energy Star Hot Food Holding Cabinet | Retail | New | 0 | N/A | N/A | N/A | N/A | 0 | 0 | 0 | N/A | 0
[14 empty] | Commercial | Efficient Exhaust Hood | Warehouse | New | 0 | N/A | N/A | N/A | N/A | N/A | N/A | 0 | N/A | 0 | [14 empty] | Commercial | Energy Star Hot Food Holding Cabinet | Schools K-12 | New | 36114.5999 | N/A | N/A | N/A | N/A | 1280.0152 | 16199.7423 | 56070.9919 | N/A | 26973.2344
[14 empty] | Commercial | Energy Star Hot Food Holding Cabinet | Assembly | Turnover | 0 | N/A | N/A | N/A | N/A | N/A | N/A | 0 | N/A | 0 | [14 empty] | Commercial | Energy Star Hot Food Holding Cabinet | Warehouse | New | 0 | N/A | N/A | N/A | N/A | 0 | 0 | 0 | N/A | 0
[14 empty] | Commercial | Energy Star Hot Food Holding Cabinet | College and University | Turnover | 1098507.9593 | N/A | N/A | N/A | N/A | N/A | N/A | 1705527.1596 | N/A | 820452.4691 | [14 empty] | Commercial | Heat Pump Water Heater | Assembly | Turnover | 136665.3954 | N/A | N/A | N/A | N/A | 5961.8201 | 7208.0494 | 224093.407 | N/A | 57386.8443
[14 empty] | Commercial | Energy Star Hot Food Holding Cabinet | Grocery | Turnover | 0 | N/A | N/A | N/A | N/A | N/A | N/A | 0 | N/A | 0 | [14 empty] | Commercial | Heat Pump Water Heater | Assembly | New | 19255.6678 | N/A | N/A | N/A | N/A | 839.9992 | 1015.5885 | 31573.9635 | N/A | 8085.6021
[14 empty] | Commercial | Energy Star Hot Food Holding Cabinet | Healthcare | Turnover | 546473.3251 | N/A | N/A | N/A | N/A | N/A | N/A | 848446.3768 | N/A | 408149.4222 | [14 empty] | Commercial | Solar Water Heater | College and University | Turnover | 179739.1803 | N/A | N/A | N/A | N/A | 5588.4661 | 87006.3739 | 288444.7571 | N/A | 134042.7641
[14 empty] | Commercial | Energy Star Hot Food Holding Cabinet | Hospitals | Turnover | 1130814.7476 | N/A | N/A | N/A | N/A | N/A | N/A | 1755686.1997 | N/A | 844581.7292 | [14 empty] | Commercial | Solar Water Heater | Grocery | Turnover | 359115.5989 | N/A | N/A | N/A | N/A | 11165.6532 | 214009.3948 | 576307.3556 | N/A | 307987.2432
[14 empty] | Commercial | Energy Star Hot Food Holding Cabinet | Institutional | Turnover | 0 | N/A | N/A | N/A | N/A | N/A | N/A | 0 | N/A | 0 | [14 empty] | Commercial | Solar Water Heater | Hospitals | Turnover | 22929.7337 | N/A | N/A | N/A | N/A | 712.9333 | 8626.4393 | 36797.5499 | N/A | 14626.978
[14 empty] | Commercial | Energy Star Hot Food Holding Cabinet | Lodging/Hospitality | Turnover | 1316545.4488 | N/A | N/A | N/A | N/A | N/A | N/A | 2044048.9308 | N/A | 983300.0799 | [14 empty] | Commercial | Solar Water Heater | Institutional | Turnover | 14282.857 | N/A | N/A | N/A | N/A | 444.0838 | 3918.1365 | 22921.075 | N/A | 7655.8526
[14 empty] | Commercial | Energy Star Hot Food Holding Cabinet | Miscellaneous | Turnover | 0 | N/A | N/A | N/A | N/A | N/A | N/A | 0 | N/A | 0 | [14 empty] | Commercial | Solar Water Heater | Lodging/Hospitality | Turnover | 146051.8849 | N/A | N/A | N/A | N/A | 4541.0578 | 40065.5987 | 234383.5128 | N/A | 78286.2773
[14 empty] | Commercial | Energy Star Hot Food Holding Cabinet | Offices | Turnover | 0 | N/A | N/A | N/A | N/A | N/A | N/A | 0 | N/A | 0 | [14 empty] | Commercial | Solar Water Heater | Miscellaneous | Turnover | 87796.7893 | N/A | N/A | N/A | N/A | 2729.7853 | 27222.1742 | 140895.9556 | N/A | 50197.9329
[14 empty] | Commercial | Energy Star Hot Food Holding Cabinet | Restaurants | Turnover | 7882496.1115 | N/A | N/A | N/A | N/A | N/A | N/A | 12238246.514 | N/A | 5887270.4043 | [14 empty] | Commercial | Solar Water Heater | Offices | Turnover | 111205.5962 | N/A | N/A | N/A | N/A | 3457.614 | 39566.8386 | 178462.3203 | N/A | 68668.5058
[14 empty] | Commercial | Energy Star Hot Food Holding Cabinet | Retail | Turnover | 0 | N/A | N/A | N/A | N/A | N/A | N/A | 0 | N/A | 0 | [14 empty] | Commercial | Solar Water Heater | Retail | Turnover | 360880.9666 | N/A | N/A | N/A | N/A | 11220.5422 | 218187.7138 | 579140.4109 | N/A | 312627.5456
[14 empty] | Commercial | Energy Star Hot Food Holding Cabinet | Schools K-12 | Turnover | 783373.3085 | N/A | N/A | N/A | N/A | N/A | N/A | 1216253.7762 | N/A | 585085.0326 | [14 empty] | Commercial | Solar Water Heater | Warehouse | Turnover | 73939.3813 | N/A | N/A | N/A | N/A | 2298.9296 | 44063.0323 | 118657.6396 | N/A | 63412.4117
[14 empty] | Commercial | Energy Star Hot Food Holding Cabinet | Warehouse | Turnover | 0 | N/A | N/A | N/A | N/A | N/A | N/A | 0 | N/A | 0 | [14 empty] | Commercial | Solar Water Heater | College and University | New | 25324.6236 | N/A | N/A | N/A | N/A | 787.3954 | 12258.8946 | 40640.8602 | N/A | 18886.1579
[14 empty] | Commercial | Energy Star Hot Food Holding Cabinet | Assembly | New | 0 | N/A | N/A | N/A | N/A | N/A | N/A | 0 | N/A | 0 | [14 empty] | Commercial | Solar Water Heater | Grocery | New | 50598.2033 | N/A | N/A | N/A | N/A | 1573.2037 | 30153.2178 | 81199.8054 | N/A | 43394.3866
[14 empty] | Commercial | Energy Star Hot Food Holding Cabinet | College and University | New | 16388.9851 | N/A | N/A | N/A | N/A | N/A | N/A | 25445.2951 | N/A | 12240.5879 | [14 empty] | Commercial | Solar Water Heater | Hospitals | New | 3230.7179 | N/A | N/A | N/A | N/A | 100.4498 | 1215.4346 | 5184.6439 | N/A | 2060.8892
[14 empty] | Commercial | Energy Star Hot Food Holding Cabinet | Grocery | New | 0 | N/A | N/A | N/A | N/A | N/A | N/A | 0 | N/A | 0 | [14 empty] | Commercial | Solar Water Heater | Institutional | New | 2012.407 | N/A | N/A | N/A | N/A | 62.5699 | 552.0524 | 3229.5032 | N/A | 1078.6841
[14 empty] | Commercial | Energy Star Hot Food Holding Cabinet | Healthcare | New | 8153.0071 | N/A | N/A | N/A | N/A | N/A | N/A | 12658.2378 | N/A | 6089.3093 | [14 empty] | Commercial | Solar Water Heater | Lodging/Hospitality | New | 20578.2129 | N/A | N/A | N/A | N/A | 639.8196 | 5645.1063 | 33023.8382 | N/A | 11030.2697
[14 empty] | Commercial | Energy Star Hot Food Holding Cabinet | Hospitals | New | 16870.9802 | N/A | N/A | N/A | N/A | N/A | N/A | 26193.6335 | N/A | 12600.5799 | [14 empty] | Commercial | Solar Water Heater | Miscellaneous | New | 12370.2697 | N/A | N/A | N/A | N/A | 384.6175 | 3835.512 | 19851.7621 | N/A | 7072.7184
[14 empty] | Commercial | Energy Star Hot Food Holding Cabinet | Institutional | New | 0 | N/A | N/A | N/A | N/A | N/A | N/A | 0 | N/A | 0 | [14 empty] | Commercial | Solar Water Heater | Offices | New | 15668.4852 | N/A | N/A | N/A | N/A | 487.1659 | 5574.8312 | 25144.7258 | N/A | 9675.1558
[14 empty] | Commercial | Energy Star Hot Food Holding Cabinet | Lodging/Hospitality | New | 19641.9548 | N/A | N/A | N/A | N/A | N/A | N/A | 30495.8076 | N/A | 14670.1625 | [14 empty] | Commercial | Solar Water Heater | Retail | New | 50846.9156 | N/A | N/A | N/A | N/A | 1580.9367 | 30741.9158 | 81598.938 | N/A | 44048.1707
[14 empty] | Commercial | Energy Star Hot Food Holding Cabinet | Miscellaneous | New | 0 | N/A | N/A | N/A | N/A | N/A | N/A | 0 | N/A | 0 | [14 empty] | Commercial | Solar Water Heater | Warehouse | New | 10417.8034 | N/A | N/A | N/A | N/A | 323.9112 | 6208.329 | 16718.4515 | N/A | 8934.5898
[14 empty] | Commercial | Energy Star Hot Food Holding Cabinet | Offices | New | 0 | N/A | N/A | N/A | N/A | N/A | N/A | 0 | N/A | 0 | [14 empty] | Commercial | High Efficiency HID Lighting | Assembly | Turnover | 18526.0905 | N/A | N/A | N/A | N/A | 642.9434 | 6136.1062 | 29383.8543 | N/A | 11547.562
[14 empty] | Commercial | Energy Star Hot Food Holding Cabinet | Restaurants | New | 117601.4337 | N/A | N/A | N/A | N/A | N/A | N/A | 182586.2412 | N/A | 87834.0351 | [14 empty] | Commercial | High Efficiency HID Lighting | College and University | Turnover | 16432.0747 | N/A | N/A | N/A | N/A | 570.2711 | 5442.5382 | 26062.5784 | N/A | 10242.3337
[14 empty] | Commercial | Energy Star Hot Food Holding Cabinet | Retail | New | 0 | N/A | N/A | N/A | N/A | N/A | N/A | 0 | N/A | 0 | [14 empty] | Commercial | High Efficiency HID Lighting | Grocery | Turnover | 38676.9578 | N/A | N/A | N/A | N/A | 1342.2743 | 12810.3617 | 61344.7339 | N/A | 24107.8692
[14 empty] | Commercial | Energy Star Hot Food Holding Cabinet | Schools K-12 | New | 11687.3923 | N/A | N/A | N/A | N/A | N/A | N/A | 18145.6719 | N/A | 8729.0673 | [14 empty] | Commercial | High Efficiency HID Lighting | Healthcare | Turnover | 2054.4643 | N/A | N/A | N/A | N/A | 71.2997 | 680.468 | 3258.544 | N/A | 1280.5753
[14 empty] | Commercial | Energy Star Hot Food Holding Cabinet | Warehouse | New | 0 | N/A | N/A | N/A | N/A | N/A | N/A | 0 | N/A | 0 | [14 empty] | Commercial | High Efficiency HID Lighting | Hospitals | Turnover | 10502.3481 | N/A | N/A | N/A | N/A | 364.4814 | 3478.5279 | 16657.56 | N/A | 6546.2551
[14 empty] | Commercial | Heat Pump Water Heater | Assembly | Turnover | 1159120.0304 | N/A | N/A | N/A | N/A | N/A | N/A | 1900635.8994 | N/A | 486723.3621 | [14 empty] | Commercial | High Efficiency HID Lighting | Institutional | Turnover | 5678.7863 | N/A | N/A | N/A | N/A | 197.0809 | 1880.8952 | 9007.0071 | N/A | 3539.664
[14 empty] | Commercial | Heat Pump Water Heater | Assembly | New | 17293.2756 | N/A | N/A | N/A | N/A | N/A | N/A | 28356.1836 | N/A | 7261.5786 | [14 empty] | Commercial | High Efficiency HID Lighting | Lodging/Hospitality | Turnover | 24813.9031 | N/A | N/A | N/A | N/A | 861.1604 | 8218.7196 | 39356.8255 | N/A | 15466.8403
[14 empty] | Commercial | Solar Water Heater | College and University | Turnover | 1181030.6837 | N/A | N/A | N/A | N/A | N/A | N/A | 1895313.5765 | N/A | 880768.5505 | [14 empty] | Commercial | High Efficiency HID Lighting | Miscellaneous | Turnover | 34309.8384 | N/A | N/A | N/A | N/A | 1190.7145 | 11363.9092 | 54418.1348 | N/A | 21385.7848
[14 empty] | Commercial | Solar Water Heater | Grocery | Turnover | 2422743.3826 | N/A | N/A | N/A | N/A | N/A | N/A | 3888009.4214 | N/A | 2077810.2023 | [14 empty] | Commercial | High Efficiency HID Lighting | Offices | Turnover | 67069.8829 | N/A | N/A | N/A | N/A | 2327.6438 | 22214.5046 | 106378.1732 | N/A | 41805.5622
[14 empty] | Commercial | Solar Water Heater | Hospitals | Turnover | 159295.3918 | N/A | N/A | N/A | N/A | N/A | N/A | 255636.6425 | N/A | 101615.2312 | [14 empty] | Commercial | High Efficiency HID Lighting | Restaurants | Turnover | 19012.6324 | N/A | N/A | N/A | N/A | 659.8287 | 6297.2558 | 30155.5485 | N/A | 11850.8301
[14 empty] | Commercial | Solar Water Heater | Institutional | Turnover | 103322.0634 | N/A | N/A | N/A | N/A | N/A | N/A | 165810.8568 | N/A | 55382.3712 | [14 empty] | Commercial | High Efficiency HID Lighting | Retail | Turnover | 28355.243 | N/A | N/A | N/A | N/A | 984.0617 | 9391.6621 | 44973.6725 | N/A | 17674.2052
[14 empty] | Commercial | Solar Water Heater | Lodging/Hospitality | Turnover | 1053132.8266 | N/A | N/A | N/A | N/A | N/A | N/A | 1690063.5789 | N/A | 564496.9839 | [14 empty] | Commercial | High Efficiency HID Lighting | Schools K-12 | Turnover | 12406.1951 | N/A | N/A | N/A | N/A | 430.5539 | 4109.1093 | 19677.2129 | N/A | 7732.9486
[14 empty] | Commercial | Solar Water Heater | Miscellaneous | Turnover | 625790.5157 | N/A | N/A | N/A | N/A | N/A | N/A | 1004266.2538 | N/A | 357796.5726 | [14 empty] | Commercial | High Efficiency HID Lighting | Warehouse | Turnover | 42804.1676 | N/A | N/A | N/A | N/A | 1485.5081 | 14177.3526 | 67890.8172 | N/A | 26680.4147
[14 empty] | Commercial | Solar Water Heater | Offices | Turnover | 780343.2236 | N/A | N/A | N/A | N/A | N/A | N/A | 1252291.8552 | N/A | 481855.2755 | [14 empty] | Commercial | High Efficiency HID Lighting | Assembly | New | 64104.2917 | N/A | N/A | N/A | N/A | 2224.7237 | 21232.2584 | 101674.5095 | N/A | 39957.0692
[14 empty] | Commercial | Solar Water Heater | Retail | Turnover | 2425795.21 | N/A | N/A | N/A | N/A | N/A | N/A | 3892906.9826 | N/A | 2101441.9516 | [14 empty] | Commercial | High Efficiency HID Lighting | College and University | New | 4177.1104 | N/A | N/A | N/A | N/A | 144.9656 | 1383.5187 | 6625.2296 | N/A | 2603.6492
[14 empty] | Commercial | Solar Water Heater | Warehouse | Turnover | 495631.6058 | N/A | N/A | N/A | N/A | N/A | N/A | 795387.7273 | N/A | 425067.0601 | [14 empty] | Commercial | High Efficiency HID Lighting | Grocery | New | 133851.5798 | N/A | N/A | N/A | N/A | 4645.2861 | 44333.5578 | 212299.2604 | N/A | 83431.4942
[14 empty] | Commercial | Solar Water Heater | College and University | New | 18262.7014 | N/A | N/A | N/A | N/A | N/A | N/A | 29307.9142 | N/A | 13619.6403 | [14 empty] | Commercial | High Efficiency HID Lighting | Healthcare | New | 522.2436 | N/A | N/A | N/A | N/A | 18.1243 | 172.9746 | 828.32 | N/A | 325.5215
[14 empty] | Commercial | Solar Water Heater | Grocery | New | 36145.669 | N/A | N/A | N/A | N/A | N/A | N/A | 58006.433 | N/A | 30999.5026 | [14 empty] | Commercial | High Efficiency HID Lighting | Hospitals | New | 36340.423 | N/A | N/A | N/A | N/A | 1261.1854 | 12036.4679 | 57638.8036 | N/A | 22651.4756
[14 empty] | Commercial | Solar Water Heater | Hospitals | New | 2376.578 | N/A | N/A | N/A | N/A | N/A | N/A | 3813.9233 | N/A | 1516.0295 | [14 empty] | Commercial | High Efficiency HID Lighting | Institutional | New | 1443.6401 | N/A | N/A | N/A | N/A | 50.1012 | 478.1542 | 2289.7281 | N/A | 899.8403
[14 empty] | Commercial | Solar Water Heater | Institutional | New | 1541.4943 | N/A | N/A | N/A | N/A | N/A | N/A | 2473.7842 | N/A | 826.267 | [14 empty] | Commercial | High Efficiency HID Lighting | Lodging/Hospitality | New | 85869.3904 | N/A | N/A | N/A | N/A | 2980.0761 | 28441.1704 | 136195.6886 | N/A | 53523.5487
[14 empty] | Commercial | Solar Water Heater | Lodging/Hospitality | New | 15712.0192 | N/A | N/A | N/A | N/A | N/A | N/A | 25214.5891 | N/A | 8421.9077 | [14 empty] | Commercial | High Efficiency HID Lighting | Miscellaneous | New | 8721.963 | N/A | N/A | N/A | N/A | 302.6936 | 2888.8389 | 13833.7276 | N/A | 5436.5171
[14 empty] | Commercial | Solar Water Heater | Miscellaneous | New | 9336.3651 | N/A | N/A | N/A | N/A | N/A | N/A | 14982.9635 | N/A | 5338.0794 | [14 empty] | Commercial | High Efficiency HID Lighting | Offices | New | 232092.2343 | N/A | N/A | N/A | N/A | 8054.7039 | 76872.2678 | 368116.7585 | N/A | 144666.2185
[14 empty] | Commercial | Solar Water Heater | Offices | New | 11642.1855 | N/A | N/A | N/A | N/A | N/A | N/A | 18683.3353 | N/A | 7188.9501 | [14 empty] | Commercial | High Efficiency HID Lighting | Restaurants | New | 65798.4819 | N/A | N/A | N/A | N/A | 2283.5201 | 21793.3984 | 104361.63 | N/A | 41013.0808
[14 empty] | Commercial | Solar Water Heater | Retail | New | 36191.2002 | N/A | N/A | N/A | N/A | N/A | N/A | 58079.5013 | N/A | 31352.0721 | [14 empty] | Commercial | High Efficiency HID Lighting | Retail | New | 98127.0976 | N/A | N/A | N/A | N/A | 3405.4768 | 32501.0983 | 155637.3879 | N/A | 61163.9428
[14 empty] | Commercial | Solar Water Heater | Warehouse | New | 7394.4835 | N/A | N/A | N/A | N/A | N/A | N/A | 11866.6392 | N/A | 6341.7089 | [14 empty] | Commercial | High Efficiency HID Lighting | Schools K-12 | New | 3153.7129 | N/A | N/A | N/A | N/A | 109.4488 | 1044.5548 | 5002.0397 | N/A | 1965.7518
[14 empty] | Commercial | High Efficiency HID Lighting | Assembly | Turnover | 104873.6747 | N/A | N/A | N/A | N/A | N/A | N/A | 166337.9961 | N/A | 65369.1752 | [14 empty] | Commercial | High Efficiency HID Lighting | Warehouse | New | 10881.1272 | N/A | N/A | N/A | N/A | 377.6268 | 3603.985 | 17258.3339 | N/A | 6782.3533
[14 empty] | Commercial | High Efficiency HID Lighting | College and University | Turnover | 93095.378 | N/A | N/A | N/A | N/A | N/A | N/A | 147656.6801 | N/A | 58027.6041 | [14 empty] | Commercial | LED Exterior Lighting | Assembly | Turnover | 0 | N/A | N/A | N/A | N/A | 0 | 0 | 0 | N/A | 0
[14 empty] | Commercial | High Efficiency HID Lighting | Grocery | Turnover | 219584.2703 | N/A | N/A | N/A | N/A | N/A | N/A | 348278.132 | N/A | 136869.8359 | [14 empty] | Commercial | LED Exterior Lighting | College and University | Turnover | 288.1676 | N/A | N/A | N/A | N/A | 10.0008 | 84.8397 | 457.0567 | N/A | 169.0132
[14 empty] | Commercial | High Efficiency HID Lighting | Healthcare | Turnover | 11630.1661 | N/A | N/A | N/A | N/A | N/A | N/A | 18446.3692 | N/A | 7249.2393 | [14 empty] | Commercial | LED Exterior Lighting | Grocery | Turnover | 549.3323 | N/A | N/A | N/A | N/A | 19.0644 | 161.7295 | 871.2847 | N/A | 322.189
[14 empty] | Commercial | High Efficiency HID Lighting | Hospitals | Turnover | 59452.9919 | N/A | N/A | N/A | N/A | N/A | N/A | 94297.1778 | N/A | 37057.8514 | [14 empty] | Commercial | LED Exterior Lighting | Healthcare | Turnover | 32.7536 | N/A | N/A | N/A | N/A | 1.1367 | 9.643 | 51.9498 | N/A | 19.2103
[14 empty] | Commercial | High Efficiency HID Lighting | Institutional | Turnover | 32229.9613 | N/A | N/A | N/A | N/A | N/A | N/A | 51119.2842 | N/A | 20089.3694 | [14 empty] | Commercial | LED Exterior Lighting | Hospitals | Turnover | 99.4439 | N/A | N/A | N/A | N/A | 3.4512 | 29.2774 | 157.7259 | N/A | 58.3248
[14 empty] | Commercial | High Efficiency HID Lighting | Lodging/Hospitality | Turnover | 140709.5953 | N/A | N/A | N/A | N/A | N/A | N/A | 223176.6189 | N/A | 87706.1877 | [14 empty] | Commercial | LED Exterior Lighting | Institutional | Turnover | 0 | N/A | N/A | N/A | N/A | 0 | 0 | 0 | N/A | 0
[14 empty] | Commercial | High Efficiency HID Lighting | Miscellaneous | Turnover | 194589.5796 | N/A | N/A | N/A | N/A | N/A | N/A | 308634.563 | N/A | 121290.3082 | [14 empty] | Commercial | LED Exterior Lighting | Lodging/Hospitality | Turnover | 0 | N/A | N/A | N/A | N/A | 0 | 0 | 0 | N/A | 0
[14 empty] | Commercial | High Efficiency HID Lighting | Offices | Turnover | 380158.9332 | N/A | N/A | N/A | N/A | N/A | N/A | 602962.3293 | N/A | 236958.188 | [14 empty] | Commercial | LED Exterior Lighting | Miscellaneous | Turnover | 429.7771 | N/A | N/A | N/A | N/A | 14.9153 | 126.5311 | 681.6608 | N/A | 252.0687
[14 empty] | Commercial | High Efficiency HID Lighting | Restaurants | Turnover | 107953.4271 | N/A | N/A | N/A | N/A | N/A | N/A | 171222.7287 | N/A | 67288.8264 | [14 empty] | Commercial | LED Exterior Lighting | Offices | Turnover | 952.5995 | N/A | N/A | N/A | N/A | 33.0597 | 280.4558 | 1510.8987 | N/A | 558.7093
[14 empty] | Commercial | High Efficiency HID Lighting | Retail | Turnover | 160875.9436 | N/A | N/A | N/A | N/A | N/A | N/A | 255162.0526 | N/A | 100276.1444 | [14 empty] | Commercial | LED Exterior Lighting | Restaurants | Turnover | 216.0305 | N/A | N/A | N/A | N/A | 7.4973 | 63.6018 | 342.6416 | N/A | 126.7041
[14 empty] | Commercial | High Efficiency HID Lighting | Schools K-12 | Turnover | 70286.8896 | N/A | N/A | N/A | N/A | N/A | N/A | 111480.6018 | N/A | 43810.7658 | [14 empty] | Commercial | LED Exterior Lighting | Retail | Turnover | 0 | N/A | N/A | N/A | N/A | 0 | 0 | 0 | N/A | 0
[14 empty] | Commercial | High Efficiency HID Lighting | Warehouse | Turnover | 242598.1302 | N/A | N/A | N/A | N/A | N/A | N/A | 384779.9456 | N/A | 151214.685 | [14 empty] | Commercial | LED Exterior Lighting | Schools K-12 | Turnover | 217.5661 | N/A | N/A | N/A | N/A | 7.5506 | 64.0539 | 345.0772 | N/A | 127.6048
[14 empty] | Commercial | High Efficiency HID Lighting | Assembly | New | 16059.3134 | N/A | N/A | N/A | N/A | N/A | N/A | 25471.3495 | N/A | 10009.9866 | [14 empty] | Commercial | LED Exterior Lighting | Warehouse | Turnover | 666.4946 | N/A | N/A | N/A | N/A | 23.1305 | 196.2234 | 1057.1135 | N/A | 390.9059
[14 empty] | Commercial | High Efficiency HID Lighting | College and University | New | 1388.9192 | N/A | N/A | N/A | N/A | N/A | N/A | 2202.9364 | N/A | 865.732 | [14 empty] | Commercial | LED Exterior Lighting | Assembly | New | 0 | N/A | N/A | N/A | N/A | 0 | 0 | 0 | N/A | 0
[14 empty] | Commercial | High Efficiency HID Lighting | Grocery | New | 33624.9554 | N/A | N/A | N/A | N/A | N/A | N/A | 53331.8558 | N/A | 20958.888 | [14 empty] | Commercial | LED Exterior Lighting | College and University | New | 55.7891 | N/A | N/A | N/A | N/A | 1.9361 | 16.4249 | 88.486 | N/A | 32.7209
[14 empty] | Commercial | High Efficiency HID Lighting | Healthcare | New | 173.5141 | N/A | N/A | N/A | N/A | N/A | N/A | 275.2072 | N/A | 108.1537 | [14 empty] | Commercial | LED Exterior Lighting | Grocery | New | 115.2174 | N/A | N/A | N/A | N/A | 3.9986 | 33.9213 | 182.7439 | N/A | 67.5762
[14 empty] | Commercial | High Efficiency HID Lighting | Hospitals | New | 9104.041 | N/A | N/A | N/A | N/A | N/A | N/A | 14439.7337 | N/A | 5674.6715 | [14 empty] | Commercial | LED Exterior Lighting | Healthcare | New | 6.341 | N/A | N/A | N/A | N/A | 0.22006 | 1.8669 | 10.0573 | N/A | 3.7191
[14 empty] | Commercial | High Efficiency HID Lighting | Institutional | New | 480.8489 | N/A | N/A | N/A | N/A | N/A | N/A | 762.6646 | N/A | 299.7196 | [14 empty] | Commercial | LED Exterior Lighting | Hospitals | New | 20.8564 | N/A | N/A | N/A | N/A | 0.72381 | 6.1403 | 33.0798 | N/A | 12.2325
[14 empty] | Commercial | High Efficiency HID Lighting | Lodging/Hospitality | New | 21546.8706 | N/A | N/A | N/A | N/A | N/A | N/A | 34175.052 | N/A | 13430.4549 | [14 empty] | Commercial | LED Exterior Lighting | Institutional | New | 0 | N/A | N/A | N/A | N/A | 0 | 0 | 0 | N/A | 0
[14 empty] | Commercial | High Efficiency HID Lighting | Miscellaneous | New | 2903.143 | N/A | N/A | N/A | N/A | N/A | N/A | 4604.6159 | N/A | 1809.5682 | [14 empty] | Commercial | LED Exterior Lighting | Lodging/Hospitality | New | 0 | N/A | N/A | N/A | N/A | 0 | 0 | 0 | N/A | 0
[14 empty] | Commercial | High Efficiency HID Lighting | Offices | New | 58213.7653 | N/A | N/A | N/A | N/A | N/A | N/A | 92331.6656 | N/A | 36285.4247 | [14 empty] | Commercial | LED Exterior Lighting | Miscellaneous | New | 83.2063 | N/A | N/A | N/A | N/A | 2.8877 | 24.4968 | 131.9718 | N/A | 48.8013
[14 empty] | Commercial | High Efficiency HID Lighting | Restaurants | New | 16530.9162 | N/A | N/A | N/A | N/A | N/A | N/A | 26219.3489 | N/A | 10303.9429 | [14 empty] | Commercial | LED Exterior Lighting | Offices | New | 199.7931 | N/A | N/A | N/A | N/A | 6.9338 | 58.8213 | 316.8878 | N/A | 117.1807
[14 empty] | Commercial | High Efficiency HID Lighting | Retail | New | 24634.945 | N/A | N/A | N/A | N/A | N/A | N/A | 39072.9837 | N/A | 15355.2933 | [14 empty] | Commercial | LED Exterior Lighting | Restaurants | New | 45.3105 | N/A | N/A | N/A | N/A | 1.5725 | 13.3399 | 71.866 | N/A | 26.5751
[14 empty] | Commercial | High Efficiency HID Lighting | Schools K-12 | New | 1048.6322 | N/A | N/A | N/A | N/A | N/A | N/A | 1663.2141 | N/A | 653.6266 | [14 empty] | Commercial | LED Exterior Lighting | Retail | New | 0 | N/A | N/A | N/A | N/A | 0 | 0 | 0 | N/A | 0
[14 empty] | Commercial | High Efficiency HID Lighting | Warehouse | New | 3619.3977 | N/A | N/A | N/A | N/A | N/A | N/A | 5740.6528 | N/A | 2256.0193 | [14 empty] | Commercial | LED Exterior Lighting | Schools K-12 | New | 42.1207 | N/A | N/A | N/A | N/A | 1.4618 | 12.4008 | 66.8068 | N/A | 24.7042
[14 empty] | Commercial | LED Exterior Lighting | Assembly | Turnover | 0 | N/A | N/A | N/A | N/A | N/A | N/A | 0 | N/A | 0 | [14 empty] | Commercial | LED Exterior Lighting | Warehouse | New | 129.034 | N/A | N/A | N/A | N/A | 4.4781 | 37.989 | 204.6582 | N/A | 75.6797
[14 empty] | Commercial | LED Exterior Lighting | College and University | Turnover | 1345.9603 | N/A | N/A | N/A | N/A | N/A | N/A | 2134.8001 | N/A | 789.4194 | [14 empty] | Commercial | High Efficiency Chiller (Air Cooled, 50 tons) | Assembly | Turnover | 174035.0107 | N/A | N/A | N/A | N/A | 7444.5978 | 88275.9797 | 246073.4897 | N/A | 119903.9631
[14 empty] | Commercial | LED Exterior Lighting | Grocery | Turnover | 2571.1977 | N/A | N/A | N/A | N/A | N/A | N/A | 4078.1242 | N/A | 1508.0337 | [14 empty] | Commercial | High Efficiency Chiller (Air Cooled, 50 tons) | College and University | Turnover | 244813.6294 | N/A | N/A | N/A | N/A | 10472.255 | 107542.9531 | 346149.5701 | N/A | 152033.7793
[14 empty] | Commercial | LED Exterior Lighting | Healthcare | Turnover | 152.8612 | N/A | N/A | N/A | N/A | N/A | N/A | 242.4501 | N/A | 89.6547 | [14 empty] | Commercial | High Efficiency Chiller (Air Cooled, 50 tons) | Healthcare | Turnover | 0 | N/A | N/A | N/A | N/A | 0 | 0 | 0 | N/A | 0
[14 empty] | Commercial | LED Exterior Lighting | Hospitals | Turnover | 464.1055 | N/A | N/A | N/A | N/A | N/A | N/A | 736.1082 | N/A | 272.2026 | [14 empty] | Commercial | High Efficiency Chiller (Air Cooled, 50 tons) | Hospitals | Turnover | 392206.4185 | N/A | N/A | N/A | N/A | 16777.1934 | 59819.0234 | 554552.7979 | N/A | 131096.0501
[14 empty] | Commercial | LED Exterior Lighting | Institutional | Turnover | 0 | N/A | N/A | N/A | N/A | N/A | N/A | 0 | N/A | 0 | [14 empty] | Commercial | High Efficiency Chiller (Air Cooled, 50 tons) | Lodging/Hospitality | Turnover | 55400.1415 | N/A | N/A | N/A | N/A | 2369.8207 | 13038.2583 | 78331.9753 | N/A | 23106.3173
[14 empty] | Commercial | LED Exterior Lighting | Lodging/Hospitality | Turnover | 0 | N/A | N/A | N/A | N/A | N/A | N/A | 0 | N/A | 0 | [14 empty] | Commercial | High Efficiency Chiller (Air Cooled, 50 tons) | Offices | Turnover | 430065.2052 | N/A | N/A | N/A | N/A | 18396.6575 | 185108.3778 | 608082.5086 | N/A | 263265.6124
[14 empty] | Commercial | LED Exterior Lighting | Miscellaneous | Turnover | 2009.5354 | N/A | N/A | N/A | N/A | N/A | N/A | 3187.2831 | N/A | 1178.613 | [14 empty] | Commercial | High Efficiency Chiller (Air Cooled, 50 tons) | Restaurants | Turnover | 6429.1929 | N/A | N/A | N/A | N/A | 275.018 | 1564.9994 | 9090.4349 | N/A | 2733.3988
[14 empty] | Commercial | LED Exterior Lighting | Offices | Turnover | 4451.429 | N/A | N/A | N/A | N/A | N/A | N/A | 7060.3207 | N/A | 2610.8085 | [14 empty] | Commercial | High Efficiency Chiller (Air Cooled, 50 tons) | Retail | Turnover | 0 | N/A | N/A | N/A | N/A | 0 | 0 | 0 | N/A | 0
[14 empty] | Commercial | LED Exterior Lighting | Restaurants | Turnover | 1011.255 | N/A | N/A | N/A | N/A | N/A | N/A | 1603.9309 | N/A | 593.1114 | [14 empty] | Commercial | High Efficiency Chiller (Air Cooled, 50 tons) | Schools K-12 | Turnover | 470289.6644 | N/A | N/A | N/A | N/A | 20117.3165 | 208007.9688 | 664957.1168 | N/A | 293475.3333
[14 empty] | Commercial | LED Exterior Lighting | Retail | Turnover | 0 | N/A | N/A | N/A | N/A | N/A | N/A | 0 | N/A | 0 | [14 empty] | Commercial | High Efficiency Chiller (Air Cooled, 50 tons) | Assembly | New | 44521.2168 | N/A | N/A | N/A | N/A | 1904.4591 | 22582.5483 | 62949.9268 | N/A | 30673.5427
[14 empty] | Commercial | LED Exterior Lighting | Schools K-12 | Turnover | 1016.1982 | N/A | N/A | N/A | N/A | N/A | N/A | 1611.7713 | N/A | 596.0107 | [14 empty] | Commercial | High Efficiency Chiller (Air Cooled, 50 tons) | College and University | New | 68616.7384 | N/A | N/A | N/A | N/A | 2935.1796 | 30142.3033 | 97019.3308 | N/A | 42612.2601
[14 empty] | Commercial | LED Exterior Lighting | Warehouse | Turnover | 3114.2213 | N/A | N/A | N/A | N/A | N/A | N/A | 4939.4029 | N/A | 1826.5226 | [14 empty] | Commercial | High Efficiency Chiller (Air Cooled, 50 tons) | Healthcare | New | 0 | N/A | N/A | N/A | N/A | 0 | 0 | 0 | N/A | 0
[14 empty] | Commercial | LED Exterior Lighting | Assembly | New | 0 | N/A | N/A | N/A | N/A | N/A | N/A | 0 | N/A | 0 | [14 empty] | Commercial | High Efficiency Chiller (Air Cooled, 50 tons) | Hospitals | New | 110446.0816 | N/A | N/A | N/A | N/A | 4724.4899 | 16845.152 | 156163.1341 | N/A | 36916.8998
[14 empty] | Commercial | LED Exterior Lighting | College and University | New | 20.0808 | N/A | N/A | N/A | N/A | N/A | N/A | 31.8498 | N/A | 11.7776 | [14 empty] | Commercial | High Efficiency Chiller (Air Cooled, 50 tons) | Lodging/Hospitality | New | 14125.456 | N/A | N/A | N/A | N/A | 604.2367 | 3324.384 | 19972.4196 | N/A | 5891.4519
[14 empty] | Commercial | LED Exterior Lighting | Grocery | New | 41.5572 | N/A | N/A | N/A | N/A | N/A | N/A | 65.9131 | N/A | 24.3737 | [14 empty] | Commercial | High Efficiency Chiller (Air Cooled, 50 tons) | Offices | New | 108146.8615 | N/A | N/A | N/A | N/A | 4626.1375 | 46548.4998 | 152912.1958 | N/A | 66202.4023
[14 empty] | Commercial | LED Exterior Lighting | Healthcare | New | 2.2806 | N/A | N/A | N/A | N/A | N/A | N/A | 3.6172 | N/A | 1.3376 | [14 empty] | Commercial | High Efficiency Chiller (Air Cooled, 50 tons) | Restaurants | New | 1646.8009 | N/A | N/A | N/A | N/A | 70.4443 | 400.8656 | 2328.4628 | N/A | 700.1444
[14 empty] | Commercial | LED Exterior Lighting | Hospitals | New | 7.5011 | N/A | N/A | N/A | N/A | N/A | N/A | 11.8974 | N/A | 4.3995 | [14 empty] | Commercial | High Efficiency Chiller (Air Cooled, 50 tons) | Retail | New | 0 | N/A | N/A | N/A | N/A | 0 | 0 | 0 | N/A | 0
[14 empty] | Commercial | LED Exterior Lighting | Institutional | New | 0 | N/A | N/A | N/A | N/A | N/A | N/A | 0 | N/A | 0 | [14 empty] | Commercial | High Efficiency Chiller (Air Cooled, 50 tons) | Schools K-12 | New | 125607.6448 | N/A | N/A | N/A | N/A | 5373.0476 | 55555.9542 | 177600.5378 | N/A | 78383.0652
[14 empty] | Commercial | LED Exterior Lighting | Lodging/Hospitality | New | 0 | N/A | N/A | N/A | N/A | N/A | N/A | 0 | N/A | 0 | [14 empty] | Commercial | High Efficiency Chiller (Water cooled-centrifugal, 200 tons) | Assembly | Turnover | 90347.8203 | N/A | N/A | N/A | N/A | 3694.3865 | 51752.5916 | 123686.5458 | N/A | 67447.9992
[14 empty] | Commercial | LED Exterior Lighting | Miscellaneous | New | 29.9809 | N/A | N/A | N/A | N/A | N/A | N/A | 47.5521 | N/A | 17.5841 | [14 empty] | Commercial | High Efficiency Chiller (Water cooled-centrifugal, 200 tons) | College and University | Turnover | 127480.1004 | N/A | N/A | N/A | N/A | 5212.7518 | 63636.9253 | 174520.7932 | N/A | 85783.0283
[14 empty] | Commercial | LED Exterior Lighting | Offices | New | 71.9466 | N/A | N/A | N/A | N/A | N/A | N/A | 114.1131 | N/A | 42.1974 | [14 empty] | Commercial | High Efficiency Chiller (Water cooled-centrifugal, 200 tons) | Healthcare | Turnover | 0 | N/A | N/A | N/A | N/A | 0 | 0 | 0 | N/A | 0
[14 empty] | Commercial | LED Exterior Lighting | Restaurants | New | 16.3445 | N/A | N/A | N/A | N/A | N/A | N/A | 25.9237 | N/A | 9.5862 | [14 empty] | Commercial | High Efficiency Chiller (Water cooled-centrifugal, 200 tons) | Hospitals | Turnover | 206603.6143 | N/A | N/A | N/A | N/A | 8448.1685 | 38936.9442 | 282841.2163 | N/A | 74828.5453
[14 empty] | Commercial | LED Exterior Lighting | Retail | New | 0 | N/A | N/A | N/A | N/A | N/A | N/A | 0 | N/A | 0 | [14 empty] | Commercial | High Efficiency Chiller (Water cooled-centrifugal, 200 tons) | Lodging/Hospitality | Turnover | 29057.8235 | N/A | N/A | N/A | N/A | 1188.195 | 8084.2135 | 39780.2826 | N/A | 13132.1979
[14 empty] | Commercial | LED Exterior Lighting | Schools K-12 | New | 15.161 | N/A | N/A | N/A | N/A | N/A | N/A | 24.0465 | N/A | 8.8921 | [14 empty] | Commercial | High Efficiency Chiller (Water cooled-centrifugal, 200 tons) | Offices | Turnover | 223615.3405 | N/A | N/A | N/A | N/A | 9143.7901 | 109478.6141 | 306130.3409 | N/A | 148325.5269
[14 empty] | Commercial | LED Exterior Lighting | Warehouse | New | 46.462 | N/A | N/A | N/A | N/A | N/A | N/A | 73.6925 | N/A | 27.2505 | [14 empty] | Commercial | High Efficiency Chiller (Water cooled-centrifugal, 200 tons) | Restaurants | Turnover | 3370.6893 | N/A | N/A | N/A | N/A | 137.8299 | 967.2521 | 4614.4879 | N/A | 1552.8151
[14 empty] | Commercial | High Efficiency Chiller (Air Cooled, 50 tons) | Assembly | Turnover | 697374.4395 | N/A | N/A | N/A | N/A | N/A | N/A | 986039.3109 | N/A | 480466.3082 | [14 empty] | Commercial | High Efficiency Chiller (Water cooled-centrifugal, 200 tons) | Retail | Turnover | 0 | N/A | N/A | N/A | N/A | 0 | 0 | 0 | N/A | 0
[14 empty] | Commercial | High Efficiency Chiller (Air Cooled, 50 tons) | College and University | Turnover | 1191107.4624 | N/A | N/A | N/A | N/A | N/A | N/A | 1684143.7182 | N/A | 739699.7035 | [14 empty] | Commercial | High Efficiency Chiller (Water cooled-centrifugal, 200 tons) | Schools K-12 | Turnover | 244874.0442 | N/A | N/A | N/A | N/A | 10013.0736 | 123038.2751 | 335233.5957 | N/A | 165578.2932
[14 empty] | Commercial | High Efficiency Chiller (Air Cooled, 50 tons) | Healthcare | Turnover | 0 | N/A | N/A | N/A | N/A | N/A | N/A | 0 | N/A | 0 | [14 empty] | Commercial | High Efficiency Chiller (Water cooled-centrifugal, 200 tons) | Assembly | New | 21265.1137 | N/A | N/A | N/A | N/A | 869.5456 | 12180.9772 | 29112.03 | N/A | 15875.1961
[14 empty] | Commercial | High Efficiency Chiller (Air Cooled, 50 tons) | Hospitals | Turnover | 1979722.3291 | N/A | N/A | N/A | N/A | N/A | N/A | 2799190.6939 | N/A | 661727.5121 | [14 empty] | Commercial | High Efficiency Chiller (Water cooled-centrifugal, 200 tons) | College and University | New | 35677.5713 | N/A | N/A | N/A | N/A | 1458.8812 | 17809.9243 | 48842.745 | N/A | 24007.9047
[14 empty] | Commercial | High Efficiency Chiller (Air Cooled, 50 tons) | Lodging/Hospitality | Turnover | 236340.5701 | N/A | N/A | N/A | N/A | N/A | N/A | 334169.2493 | N/A | 98573.0371 | [14 empty] | Commercial | High Efficiency Chiller (Water cooled-centrifugal, 200 tons) | Healthcare | New | 0 | N/A | N/A | N/A | N/A | 0 | 0 | 0 | N/A | 0
[14 empty] | Commercial | High Efficiency Chiller (Air Cooled, 50 tons) | Offices | Turnover | 1613485.0163 | N/A | N/A | N/A | N/A | N/A | N/A | 2281356.4184 | N/A | 987699.3437 | [14 empty] | Commercial | High Efficiency Chiller (Water cooled-centrifugal, 200 tons) | Hospitals | New | 54880.1535 | N/A | N/A | N/A | N/A | 2244.0885 | 10342.8272 | 75131.1607 | N/A | 19876.7193
[14 empty] | Commercial | High Efficiency Chiller (Air Cooled, 50 tons) | Restaurants | Turnover | 27720.7515 | N/A | N/A | N/A | N/A | N/A | N/A | 39195.2288 | N/A | 11785.5959 | [14 empty] | Commercial | High Efficiency Chiller (Water cooled-centrifugal, 200 tons) | Lodging/Hospitality | New | 7221.8062 | N/A | N/A | N/A | N/A | 295.3048 | 2009.1878 | 9886.6831 | N/A | 3263.7747
[14 empty] | Commercial | High Efficiency Chiller (Air Cooled, 50 tons) | Retail | Turnover | 0 | N/A | N/A | N/A | N/A | N/A | N/A | 0 | N/A | 0 | [14 empty] | Commercial | High Efficiency Chiller (Water cooled-centrifugal, 200 tons) | Offices | New | 52160.8146 | N/A | N/A | N/A | N/A | 2132.8928 | 25537.1286 | 71408.3745 | N/A | 34598.6116
[14 empty] | Commercial | High Efficiency Chiller (Air Cooled, 50 tons) | Schools K-12 | Turnover | 2082205.9478 | N/A | N/A | N/A | N/A | N/A | N/A | 2944095.4552 | N/A | 1299361.0762 | [14 empty] | Commercial | High Efficiency Chiller (Water cooled-centrifugal, 200 tons) | Restaurants | New | 846.4163 | N/A | N/A | N/A | N/A | 34.6106 | 242.8874 | 1158.7474 | N/A | 389.9285
[14 empty] | Commercial | High Efficiency Chiller (Air Cooled, 50 tons) | Assembly | New | 8553.0411 | N/A | N/A | N/A | N/A | N/A | N/A | 12093.4097 | N/A | 5892.7427 | [14 empty] | Commercial | High Efficiency Chiller (Water cooled-centrifugal, 200 tons) | Retail | New | 0 | N/A | N/A | N/A | N/A | 0 | 0 | 0 | N/A | 0
[14 empty] | Commercial | High Efficiency Chiller (Air Cooled, 50 tons) | College and University | New | 17679.2782 | N/A | N/A | N/A | N/A | N/A | N/A | 24997.2789 | N/A | 10979.1579 | [14 empty] | Commercial | High Efficiency Chiller (Water cooled-centrifugal, 200 tons) | Schools K-12 | New | 64448.8024 | N/A | N/A | N/A | N/A | 2635.3573 | 32382.6459 | 88230.6813 | N/A | 43578.8233
[14 empty] | Commercial | High Efficiency Chiller (Air Cooled, 50 tons) | Healthcare | New | 0 | N/A | N/A | N/A | N/A | N/A | N/A | 0 | N/A | 0 | [14 empty] | Commercial | High Efficiency Chiller (Water cooled-positive displacement, 100 tons) | Healthcare | Turnover | 0 | N/A | N/A | N/A | N/A | 0 | 0 | 0 | N/A | 0
[14 empty] | Commercial | High Efficiency Chiller (Air Cooled, 50 tons) | Hospitals | New | 28026.0532 | N/A | N/A | N/A | N/A | N/A | N/A | 39626.9043 | N/A | 9367.7836 | [14 empty] | Commercial | High Efficiency Chiller (Water cooled-positive displacement, 100 tons) | Hospitals | Turnover | 136260.8663 | N/A | N/A | N/A | N/A | 5571.8036 | 61164.1552 | 186541.6986 | N/A | 84835.6707
[14 empty] | Commercial | High Efficiency Chiller (Air Cooled, 50 tons) | Lodging/Hospitality | New | 3232.96 | N/A | N/A | N/A | N/A | N/A | N/A | 4571.1822 | N/A | 1348.4045 | [14 empty] | Commercial | High Efficiency Chiller (Water cooled-positive displacement, 100 tons) | Lodging/Hospitality | Turnover | 18854.8845 | N/A | N/A | N/A | N/A | 770.9896 | 11372.4184 | 25812.4161 | N/A | 14647.9274
[14 empty] | Commercial | High Efficiency Chiller (Air Cooled, 50 tons) | Offices | New | 21162.1966 | N/A | N/A | N/A | N/A | N/A | N/A | 29921.885 | N/A | 12954.4976 | [14 empty] | Commercial | High Efficiency Chiller (Water cooled-positive displacement, 100 tons) | Restaurants | Turnover | 2184.3782 | N/A | N/A | N/A | N/A | 89.3208 | 1350.3689 | 2990.4229 | N/A | 1729.8435
[14 empty] | Commercial | High Efficiency Chiller (Air Cooled, 50 tons) | Restaurants | New | 384.2411 | N/A | N/A | N/A | N/A | N/A | N/A | 543.2904 | N/A | 163.3618 | [14 empty] | Commercial | High Efficiency Chiller (Water cooled-positive displacement, 100 tons) | Healthcare | New | 0 | N/A | N/A | N/A | N/A | 0 | 0 | 0 | N/A | 0
[14 empty] | Commercial | High Efficiency Chiller (Air Cooled, 50 tons) | Retail | New | 0 | N/A | N/A | N/A | N/A | N/A | N/A | 0 | N/A | 0 | [14 empty] | Commercial | High Efficiency Chiller (Water cooled-positive displacement, 100 tons) | Hospitals | New | 32511.9836 | N/A | N/A | N/A | N/A | 1329.4381 | 14593.8307 | 44509.0422 | N/A | 20241.8787
[14 empty] | Commercial | High Efficiency Chiller (Air Cooled, 50 tons) | Schools K-12 | New | 29756.9105 | N/A | N/A | N/A | N/A | N/A | N/A | 42074.217 | N/A | 18569.2348 | [14 empty] | Commercial | High Efficiency Chiller (Water cooled-positive displacement, 100 tons) | Lodging/Hospitality | New | 3345.3944 | N/A | N/A | N/A | N/A | 136.7956 | 2017.7915 | 4579.859 | N/A | 2598.9602
[14 empty] | Commercial | High Efficiency Chiller (Water cooled-centrifugal, 200 tons) | Assembly | Turnover | 353182.2586 | N/A | N/A | N/A | N/A | N/A | N/A | 483507.9964 | N/A | 263663.6566 | [14 empty] | Commercial | High Efficiency Chiller (Water cooled-positive displacement, 100 tons) | Restaurants | New | 417.6094 | N/A | N/A | N/A | N/A | 17.0763 | 258.1635 | 571.7091 | N/A | 330.7115
[14 empty] | Commercial | High Efficiency Chiller (Water cooled-centrifugal, 200 tons) | College and University | Turnover | 605158.7831 | N/A | N/A | N/A | N/A | N/A | N/A | 828464.9175 | N/A | 407219.2667 | [14 empty] | Commercial | High Efficiency PTAC | Assembly | Turnover | 0 | N/A | N/A | N/A | N/A | 0 | 0 | 0 | N/A | 0
[14 empty] | Commercial | High Efficiency Chiller (Water cooled-centrifugal, 200 tons) | Healthcare | Turnover | 0 | N/A | N/A | N/A | N/A | N/A | N/A | 0 | N/A | 0 | [14 empty] | Commercial | High Efficiency PTAC | College and University | Turnover | 0 | N/A | N/A | N/A | N/A | 0 | 0 | 0 | N/A | 0
[14 empty] | Commercial | High Efficiency Chiller (Water cooled-centrifugal, 200 tons) | Hospitals | Turnover | 1002621.792 | N/A | N/A | N/A | N/A | N/A | N/A | 1372593.4472 | N/A | 363133.677 | [14 empty] | Commercial | High Efficiency PTAC | Grocery | Turnover | 0 | N/A | N/A | N/A | N/A | 0 | 0 | 0 | N/A | 0
[14 empty] | Commercial | High Efficiency Chiller (Water cooled-centrifugal, 200 tons) | Lodging/Hospitality | Turnover | 119904.0135 | N/A | N/A | N/A | N/A | N/A | N/A | 164149.0984 | N/A | 54188.6157 | [14 empty] | Commercial | High Efficiency PTAC | Institutional | Turnover | 0 | N/A | N/A | N/A | N/A | 0 | 0 | 0 | N/A | 0
[14 empty] | Commercial | High Efficiency Chiller (Water cooled-centrifugal, 200 tons) | Offices | Turnover | 817142.4868 | N/A | N/A | N/A | N/A | N/A | N/A | 1118671.4988 | N/A | 542015.989 | [14 empty] | Commercial | High Efficiency PTAC | Miscellaneous | Turnover | 0 | N/A | N/A | N/A | N/A | 0 | 0 | 0 | N/A | 0
[14 empty] | Commercial | High Efficiency Chiller (Water cooled-centrifugal, 200 tons) | Restaurants | Turnover | 14083.9151 | N/A | N/A | N/A | N/A | N/A | N/A | 19280.9389 | N/A | 6488.2029 | [14 empty] | Commercial | High Efficiency PTAC | Offices | Turnover | 0 | N/A | N/A | N/A | N/A | 0 | 0 | 0 | N/A | 0
[14 empty] | Commercial | High Efficiency Chiller (Water cooled-centrifugal, 200 tons) | Retail | Turnover | 0 | N/A | N/A | N/A | N/A | N/A | N/A | 0 | N/A | 0 | [14 empty] | Commercial | High Efficiency PTAC | Schools K-12 | Turnover | 507.0436 | N/A | N/A | N/A | N/A | 26.2635 | 6.2829 | 719.2555 | N/A | 117.8619
[14 empty] | Commercial | High Efficiency Chiller (Water cooled-centrifugal, 200 tons) | Schools K-12 | Turnover | 1057893.8053 | N/A | N/A | N/A | N/A | N/A | N/A | 1448261.0657 | N/A | 715323.8771 | [14 empty] | Commercial | High Efficiency PTAC | Assembly | New | 0 | N/A | N/A | N/A | N/A | 0 | 0 | 0 | N/A | 0
[14 empty] | Commercial | High Efficiency Chiller (Water cooled-centrifugal, 200 tons) | Assembly | New | 201.0445 | N/A | N/A | N/A | N/A | N/A | N/A | 275.2308 | N/A | 150.0872 | [14 empty] | Commercial | High Efficiency PTAC | College and University | New | 0 | N/A | N/A | N/A | N/A | 0 | 0 | 0 | N/A | 0
[14 empty] | Commercial | High Efficiency Chiller (Water cooled-centrifugal, 200 tons) | College and University | New | 8470.9216 | N/A | N/A | N/A | N/A | N/A | N/A | 11596.7273 | N/A | 5700.194 | [14 empty] | Commercial | High Efficiency PTAC | Grocery | New | 0 | N/A | N/A | N/A | N/A | 0 | 0 | 0 | N/A | 0
[14 empty] | Commercial | High Efficiency Chiller (Water cooled-centrifugal, 200 tons) | Healthcare | New | 0 | N/A | N/A | N/A | N/A | N/A | N/A | 0 | N/A | 0 | [14 empty] | Commercial | High Efficiency PTAC | Institutional | New | 0 | N/A | N/A | N/A | N/A | 0 | 0 | 0 | N/A | 0
[14 empty] | Commercial | High Efficiency Chiller (Water cooled-centrifugal, 200 tons) | Hospitals | New | 10678.0344 | N/A | N/A | N/A | N/A | N/A | N/A | 14618.274 | N/A | 3867.4143 | [14 empty] | Commercial | High Efficiency PTAC | Miscellaneous | New | 0 | N/A | N/A | N/A | N/A | 0 | 0 | 0 | N/A | 0
[14 empty] | Commercial | High Efficiency Chiller (Water cooled-centrifugal, 200 tons) | Lodging/Hospitality | New | 0 | N/A | N/A | N/A | N/A | N/A | N/A | 0 | N/A | 0 | [14 empty] | Commercial | High Efficiency PTAC | Offices | New | 0 | N/A | N/A | N/A | N/A | 0 | 0 | 0 | N/A | 0
[14 empty] | Commercial | High Efficiency Chiller (Water cooled-centrifugal, 200 tons) | Offices | New | 1621.698 | N/A | N/A | N/A | N/A | N/A | N/A | 2220.1114 | N/A | 1075.683 | [14 empty] | Commercial | High Efficiency PTAC | Schools K-12 | New | 111.0121 | N/A | N/A | N/A | N/A | 5.7501 | 1.3756 | 157.4737 | N/A | 25.8047
[14 empty] | Commercial | High Efficiency Chiller (Water cooled-centrifugal, 200 tons) | Restaurants | New | 30.8209 | N/A | N/A | N/A | N/A | N/A | N/A | 42.1939 | N/A | 14.1986 | [14 empty] | Commercial | High Efficiency PTHP | Assembly | Turnover | 11984.513 | N/A | N/A | N/A | N/A | 620.7923 | 325.4458 | 17000.831 | N/A | 2962.8492
[14 empty] | Commercial | High Efficiency Chiller (Water cooled-centrifugal, 200 tons) | Retail | New | 0 | N/A | N/A | N/A | N/A | N/A | N/A | 0 | N/A | 0 | [14 empty] | Commercial | High Efficiency PTHP | College and University | Turnover | 5737.1765 | N/A | N/A | N/A | N/A | 322.2721 | 22.2992 | 8609.335 | N/A | 1391.4553
[14 empty] | Commercial | High Efficiency Chiller (Water cooled-centrifugal, 200 tons) | Schools K-12 | New | 7786.8062 | N/A | N/A | N/A | N/A | N/A | N/A | 10660.1704 | N/A | 5265.2623 | [14 empty] | Commercial | High Efficiency PTHP | Grocery | Turnover | 0 | N/A | N/A | N/A | N/A | 0 | 0 | 0 | N/A | 0
[14 empty] | Commercial | High Efficiency Chiller (Water cooled-positive displacement, 100 tons) | Healthcare | Turnover | 0 | N/A | N/A | N/A | N/A | N/A | N/A | 0 | N/A | 0 | [14 empty] | Commercial | High Efficiency PTHP | Institutional | Turnover | 23890.8425 | N/A | N/A | N/A | N/A | 1237.5347 | 5435.4842 | 33890.7535 | N/A | 10693.0854
[14 empty] | Commercial | High Efficiency Chiller (Water cooled-positive displacement, 100 tons) | Hospitals | Turnover | 588898.1343 | N/A | N/A | N/A | N/A | N/A | N/A | 806204.0209 | N/A | 366646.4889 | [14 empty] | Commercial | High Efficiency PTHP | Miscellaneous | Turnover | 9234.7409 | N/A | N/A | N/A | N/A | 478.3553 | 2057.0716 | 13100.0958 | N/A | 4089.3391
[14 empty] | Commercial | High Efficiency Chiller (Water cooled-positive displacement, 100 tons) | Lodging/Hospitality | Turnover | 70858.8788 | N/A | N/A | N/A | N/A | N/A | N/A | 97006.1029 | N/A | 55048.6379 | [14 empty] | Commercial | High Efficiency PTHP | Offices | Turnover | 144001.5429 | N/A | N/A | N/A | N/A | 7459.2138 | 510.2856 | 204275.7928 | N/A | 32200.3643
[14 empty] | Commercial | High Efficiency Chiller (Water cooled-positive displacement, 100 tons) | Restaurants | Turnover | 8554.5449 | N/A | N/A | N/A | N/A | N/A | N/A | 11711.2079 | N/A | 6774.4789 | [14 empty] | Commercial | High Efficiency PTHP | Assembly | New | 2664.0987 | N/A | N/A | N/A | N/A | 137.9991 | 72.345 | 3779.2017 | N/A | 658.6269
[14 empty] | Commercial | High Efficiency Chiller (Water cooled-positive displacement, 100 tons) | Healthcare | New | 0 | N/A | N/A | N/A | N/A | N/A | N/A | 0 | N/A | 0 | [14 empty] | Commercial | High Efficiency PTHP | College and University | New | 1283.9699 | N/A | N/A | N/A | N/A | 72.1239 | 4.9905 | 1926.7539 | N/A | 311.4052
[14 empty] | Commercial | High Efficiency Chiller (Water cooled-positive displacement, 100 tons) | Hospitals | New | 6271.831 | N/A | N/A | N/A | N/A | N/A | N/A | 8586.163 | N/A | 3904.8261 | [14 empty] | Commercial | High Efficiency PTHP | Grocery | New | 0 | N/A | N/A | N/A | N/A | 0 | 0 | 0 | N/A | 0
[14 empty] | Commercial | High Efficiency Chiller (Water cooled-positive displacement, 100 tons) | Lodging/Hospitality | New | 0 | N/A | N/A | N/A | N/A | N/A | N/A | 0 | N/A | 0 | [14 empty] | Commercial | High Efficiency PTHP | Institutional | New | 5282.0922 | N/A | N/A | N/A | N/A | 273.61 | 1201.7462 | 7493.0001 | N/A | 2364.1637
[14 empty] | Commercial | High Efficiency Chiller (Water cooled-positive displacement, 100 tons) | Restaurants | New | 18.7205 | N/A | N/A | N/A | N/A | N/A | N/A | 25.6285 | N/A | 14.8251 | [14 empty] | Commercial | High Efficiency PTHP | Miscellaneous | New | 2007.1797 | N/A | N/A | N/A | N/A | 103.971 | 447.1065 | 2847.3183 | N/A | 888.8217
[14 empty] | Commercial | High Efficiency PTAC | Assembly | Turnover | 0 | N/A | N/A | N/A | N/A | N/A | N/A | 0 | N/A | 0 | [14 empty] | Commercial | High Efficiency PTHP | Offices | New | 32037.5399 | N/A | N/A | N/A | N/A | 1659.5299 | 113.5286 | 45447.3871 | N/A | 7163.9542
[14 empty] | Commercial | High Efficiency PTAC | College and University | Turnover | 0 | N/A | N/A | N/A | N/A | N/A | N/A | 0 | N/A | 0 | [14 empty] | Commercial | Variable Refrigerant Flow (VRF) HVAC Systems | Healthcare | Turnover | 63557.1799 | N/A | N/A | N/A | N/A | 3524.4767 | 39876.9527 | 94374.52 | N/A | 54850.5071
[14 empty] | Commercial | High Efficiency PTAC | Grocery | Turnover | 0 | N/A | N/A | N/A | N/A | N/A | N/A | 0 | N/A | 0 | [14 empty] | Commercial | Variable Refrigerant Flow (VRF) HVAC Systems | Hospitals | Turnover | 188026.0026 | N/A | N/A | N/A | N/A | 10426.7254 | 123771.9841 | 279195.2659 | N/A | 168069.3801
[14 empty] | Commercial | High Efficiency PTAC | Institutional | Turnover | 0 | N/A | N/A | N/A | N/A | N/A | N/A | 0 | N/A | 0 | [14 empty] | Commercial | Variable Refrigerant Flow (VRF) HVAC Systems | Healthcare | New | 12743.3022 | N/A | N/A | N/A | N/A | 706.6624 | 7995.384 | 18922.2214 | N/A | 10997.6023
[14 empty] | Commercial | High Efficiency PTAC | Miscellaneous | Turnover | 0 | N/A | N/A | N/A | N/A | N/A | N/A | 0 | N/A | 0 | [14 empty] | Commercial | Variable Refrigerant Flow (VRF) HVAC Systems | Hospitals | New | 40217.0215 | N/A | N/A | N/A | N/A | 2230.18 | 26473.6817 | 59717.283 | N/A | 35948.4847
[14 empty] | Commercial | High Efficiency PTAC | Offices | Turnover | 0 | N/A | N/A | N/A | N/A | N/A | N/A | 0 | N/A | 0 | [14 empty] | Commercial | High Bay Fluorescent (T5) | Schools K-12 | Turnover | 0 | N/A | N/A | N/A | N/A | 0 | 0 | 0 | N/A | 0
[14 empty] | Commercial | High Efficiency PTAC | Schools K-12 | Turnover | 2063.871 | N/A | N/A | N/A | N/A | N/A | N/A | 2927.6586 | N/A | 479.7451 | [14 empty] | Commercial | High Bay Fluorescent (T5) | Schools K-12 | New | 0 | N/A | N/A | N/A | N/A | 0 | 0 | 0 | N/A | 0
[14 empty] | Commercial | High Efficiency PTAC | Assembly | New | 0 | N/A | N/A | N/A | N/A | N/A | N/A | 0 | N/A | 0 | [14 empty] | Commercial | High Bay LED | Assembly | Turnover | 2275779.0256 | N/A | N/A | N/A | N/A | 66911.4713 | 207018.4437 | 3499645.9509 | N/A | 770191.596
[14 empty] | Commercial | High Efficiency PTAC | College and University | New | 0 | N/A | N/A | N/A | N/A | N/A | N/A | 0 | N/A | 0 | [14 empty] | Commercial | High Bay LED | Institutional | Turnover | 0 | N/A | N/A | N/A | N/A | 0 | 0 | 0 | N/A | 0
[14 empty] | Commercial | High Efficiency PTAC | Grocery | New | 0 | N/A | N/A | N/A | N/A | N/A | N/A | 0 | N/A | 0 | [14 empty] | Commercial | High Bay LED | Lodging/Hospitality | Turnover | 0 | N/A | N/A | N/A | N/A | 0 | 0 | 0 | N/A | 0
[14 empty] | Commercial | High Efficiency PTAC | Institutional | New | 0 | N/A | N/A | N/A | N/A | N/A | N/A | 0 | N/A | 0 | [14 empty] | Commercial | High Bay LED | Offices | Turnover | 0 | N/A | N/A | N/A | N/A | 0 | 0 | 0 | N/A | 0
[14 empty] | Commercial | High Efficiency PTAC | Miscellaneous | New | 0 | N/A | N/A | N/A | N/A | N/A | N/A | 0 | N/A | 0 | [14 empty] | Commercial | High Bay LED | Restaurants | Turnover | 0 | N/A | N/A | N/A | N/A | 0 | 0 | 0 | N/A | 0
[14 empty] | Commercial | High Efficiency PTAC | Offices | New | 0 | N/A | N/A | N/A | N/A | N/A | N/A | 0 | N/A | 0 | [14 empty] | Commercial | High Bay LED | Schools K-12 | Turnover | 0 | N/A | N/A | N/A | N/A | 0 | 0 | 0 | N/A | 0
[14 empty] | Commercial | High Efficiency PTAC | Schools K-12 | New | 30.7915 | N/A | N/A | N/A | N/A | N/A | N/A | 43.6787 | N/A | 7.1575 | [14 empty] | Commercial | High Bay LED | Warehouse | Turnover | 3535351.5959 | N/A | N/A | N/A | N/A | 103944.8796 | 24982.6113 | 5436590.6174 | N/A | 899854.5037
[14 empty] | Commercial | High Efficiency PTHP | Assembly | Turnover | 63360.7262 | N/A | N/A | N/A | N/A | N/A | N/A | 89881.416 | N/A | 15664.2391 | [14 empty] | Commercial | High Bay LED | Assembly | New | 0 | N/A | N/A | N/A | N/A | 0 | 0 | 0 | N/A | 0
[14 empty] | Commercial | High Efficiency PTHP | College and University | Turnover | 32009.5661 | N/A | N/A | N/A | N/A | N/A | N/A | 48034.2683 | N/A | 7763.3797 | [14 empty] | Commercial | High Bay LED | Institutional | New | 0 | N/A | N/A | N/A | N/A | 0 | 0 | 0 | N/A | 0
[14 empty] | Commercial | High Efficiency PTHP | Grocery | Turnover | 0 | N/A | N/A | N/A | N/A | N/A | N/A | 0 | N/A | 0 | [14 empty] | Commercial | High Bay LED | Lodging/Hospitality | New | 0 | N/A | N/A | N/A | N/A | 0 | 0 | 0 | N/A | 0
[14 empty] | Commercial | High Efficiency PTHP | Institutional | Turnover | 104325.8196 | N/A | N/A | N/A | N/A | N/A | N/A | 147993.1331 | N/A | 46694.2469 | [14 empty] | Commercial | High Bay LED | Offices | New | 0 | N/A | N/A | N/A | N/A | 0 | 0 | 0 | N/A | 0
[14 empty] | Commercial | High Efficiency PTHP | Miscellaneous | Turnover | 39288.2759 | N/A | N/A | N/A | N/A | N/A | N/A | 55733.0397 | N/A | 17397.6819 | [14 empty] | Commercial | High Bay LED | Restaurants | New | 0 | N/A | N/A | N/A | N/A | 0 | 0 | 0 | N/A | 0
[14 empty] | Commercial | High Efficiency PTHP | Offices | Turnover | 801091.5867 | N/A | N/A | N/A | N/A | N/A | N/A | 1136401.8449 | N/A | 179133.0872 | [14 empty] | Commercial | High Bay LED | Schools K-12 | New | 0 | N/A | N/A | N/A | N/A | 0 | 0 | 0 | N/A | 0
[14 empty] | Commercial | High Efficiency PTHP | Warehouse | Turnover | 120968.3187 | N/A | N/A | N/A | N/A | N/A | N/A | 171601.6281 | N/A | 117785.1619 | [14 empty] | Commercial | High Bay LED | Warehouse | New | 0 | N/A | N/A | N/A | N/A | 0 | 0 | 0 | N/A | 0
[14 empty] | Commercial | High Efficiency PTHP | Assembly | New | 945.2986 | N/A | N/A | N/A | N/A | N/A | N/A | 1340.9691 | N/A | 233.6997 | [14 empty] | Commercial | Premium T8 - Fixture Replacement | Grocery | Turnover | 106264.8945 | N/A | N/A | N/A | N/A | 5547.6827 | 38503.56 | 173691.8006 | N/A | 85196.6892
[14 empty] | Commercial | High Efficiency PTHP | College and University | New | 477.5608 | N/A | N/A | N/A | N/A | N/A | N/A | 716.6383 | N/A | 115.8243 | [14 empty] | Commercial | Premium T8 - Fixture Replacement | Healthcare | Turnover | 19634.2074 | N/A | N/A | N/A | N/A | 1060.8462 | 9034.7071 | 33208.1406 | N/A | 17963.5212
[14 empty] | Commercial | High Efficiency PTHP | Grocery | New | 0 | N/A | N/A | N/A | N/A | N/A | N/A | 0 | N/A | 0 | [14 empty] | Commercial | Premium T8 - Fixture Replacement | Hospitals | Turnover | 71496.0393 | N/A | N/A | N/A | N/A | 3856.3364 | 15811.8882 | 118746.0409 | N/A | 48269.4786
[14 empty] | Commercial | High Efficiency PTHP | Institutional | New | 1556.4696 | N/A | N/A | N/A | N/A | N/A | N/A | 2207.956 | N/A | 696.6461 | [14 empty] | Commercial | Premium T8 - Fixture Replacement | Retail | Turnover | 171009.7102 | N/A | N/A | N/A | N/A | 8927.7614 | 77367.9848 | 279518.3172 | N/A | 152510.1899
[14 empty] | Commercial | High Efficiency PTHP | Miscellaneous | New | 586.1541 | N/A | N/A | N/A | N/A | N/A | N/A | 831.4987 | N/A | 259.5615 | [14 empty] | Commercial | Premium T8 - Fixture Replacement | Grocery | New | 0 | N/A | N/A | N/A | N/A | 0 | 0 | 0 | N/A | 0
[14 empty] | Commercial | High Efficiency PTHP | Offices | New | 11951.7368 | N/A | N/A | N/A | N/A | N/A | N/A | 16954.3358 | N/A | 2672.5427 | [14 empty] | Commercial | Premium T8 - Fixture Replacement | Healthcare | New | 0 | N/A | N/A | N/A | N/A | 0 | 0 | 0 | N/A | 0
[14 empty] | Commercial | High Efficiency PTHP | Warehouse | New | 1804.7643 | N/A | N/A | N/A | N/A | N/A | N/A | 2560.1785 | N/A | 1757.2738 | [14 empty] | Commercial | Premium T8 - Fixture Replacement | Hospitals | New | 0 | N/A | N/A | N/A | N/A | 0 | 0 | 0 | N/A | 0
[14 empty] | Commercial | Variable Refrigerant Flow (VRF) HVAC Systems | Healthcare | Turnover | 200504.1081 | N/A | N/A | N/A | N/A | N/A | N/A | 297723.7031 | N/A | 173037.13 | [14 empty] | Commercial | Premium T8 - Fixture Replacement | Retail | New | 0 | N/A | N/A | N/A | N/A | 0 | 0 | 0 | N/A | 0
[14 empty] | Commercial | Variable Refrigerant Flow (VRF) HVAC Systems | Hospitals | Turnover | 694525.7197 | N/A | N/A | N/A | N/A | N/A | N/A | 1031284.4516 | N/A | 620810.4495 | [14 empty] | Commercial | Solar Pool Heater | Assembly | Turnover | 289.2662 | N/A | N/A | N/A | N/A | 14.3064 | 65.0279 | 474.3219 | N/A | 143.0811
[14 empty] | Commercial | Variable Refrigerant Flow (VRF) HVAC Systems | Restaurants | Turnover | 110299.6117 | N/A | N/A | N/A | N/A | N/A | N/A | 163781.2271 | N/A | 105940.9346 | [14 empty] | Commercial | Solar Pool Heater | College and University | Turnover | 0 | N/A | N/A | N/A | N/A | 0 | 0 | 0 | N/A | 0
[14 empty] | Commercial | Variable Refrigerant Flow (VRF) HVAC Systems | Healthcare | New | 2163.5692 | N/A | N/A | N/A | N/A | N/A | N/A | 3212.6316 | N/A | 1867.1827 | [14 empty] | Commercial | Solar Pool Heater | Grocery | Turnover | 0 | N/A | N/A | N/A | N/A | 0 | 0 | 0 | N/A | 0
[14 empty] | Commercial | Variable Refrigerant Flow (VRF) HVAC Systems | Hospitals | New | 8478.7189 | N/A | N/A | N/A | N/A | N/A | N/A | 12589.8448 | N/A | 7578.8083 | [14 empty] | Commercial | Solar Pool Heater | Healthcare | Turnover | 0 | N/A | N/A | N/A | N/A | 0 | 0 | 0 | N/A | 0
[14 empty] | Commercial | Variable Refrigerant Flow (VRF) HVAC Systems | Restaurants | New | 1377.1517 | N/A | N/A | N/A | N/A | N/A | N/A | 2044.8992 | N/A | 1322.7312 | [14 empty] | Commercial | Solar Pool Heater | Hospitals | Turnover | 0 | N/A | N/A | N/A | N/A | 0 | 0 | 0 | N/A | 0
[14 empty] | Commercial | High Bay Fluorescent (T5) | Schools K-12 | Turnover | 0 | N/A | N/A | N/A | N/A | N/A | N/A | 0 | N/A | 0 | [14 empty] | Commercial | Solar Pool Heater | Institutional | Turnover | 0 | N/A | N/A | N/A | N/A | 0 | 0 | 0 | N/A | 0
[14 empty] | Commercial | High Bay Fluorescent (T5) | Schools K-12 | New | 0 | N/A | N/A | N/A | N/A | N/A | N/A | 0 | N/A | 0 | [14 empty] | Commercial | Solar Pool Heater | Lodging/Hospitality | Turnover | 5000.3995 | N/A | N/A | N/A | N/A | 247.3075 | 1124.1039 | 8199.3638 | N/A | 2473.3713
[14 empty] | Commercial | High Bay LED | Assembly | Turnover | 12005336.2614 | N/A | N/A | N/A | N/A | N/A | N/A | 18461557.9829 | N/A | 4062964.3706 | [14 empty] | Commercial | Solar Pool Heater | Miscellaneous | Turnover | 0 | N/A | N/A | N/A | N/A | 0 | 0 | 0 | N/A | 0
[14 empty] | Commercial | High Bay LED | Institutional | Turnover | 0 | N/A | N/A | N/A | N/A | N/A | N/A | 0 | N/A | 0 | [14 empty] | Commercial | Solar Pool Heater | Offices | Turnover | 0 | N/A | N/A | N/A | N/A | 0 | 0 | 0 | N/A | 0
[14 empty] | Commercial | High Bay LED | Lodging/Hospitality | Turnover | 0 | N/A | N/A | N/A | N/A | N/A | N/A | 0 | N/A | 0 | [14 empty] | Commercial | Solar Pool Heater | Restaurants | Turnover | 0 | N/A | N/A | N/A | N/A | 0 | 0 | 0 | N/A | 0
[14 empty] | Commercial | High Bay LED | Offices | Turnover | 0 | N/A | N/A | N/A | N/A | N/A | N/A | 0 | N/A | 0 | [14 empty] | Commercial | Solar Pool Heater | Retail | Turnover | 0 | N/A | N/A | N/A | N/A | 0 | 0 | 0 | N/A | 0
[14 empty] | Commercial | High Bay LED | Restaurants | Turnover | 0 | N/A | N/A | N/A | N/A | N/A | N/A | 0 | N/A | 0 | [14 empty] | Commercial | Solar Pool Heater | Schools K-12 | Turnover | 0 | N/A | N/A | N/A | N/A | 0 | 0 | 0 | N/A | 0
[14 empty] | Commercial | High Bay LED | Schools K-12 | Turnover | 0 | N/A | N/A | N/A | N/A | N/A | N/A | 0 | N/A | 0 | [14 empty] | Commercial | Solar Pool Heater | Warehouse | Turnover | 0 | N/A | N/A | N/A | N/A | 0 | 0 | 0 | N/A | 0
[14 empty] | Commercial | High Bay LED | Warehouse | Turnover | 20918713.8695 | N/A | N/A | N/A | N/A | N/A | N/A | 32168365.8515 | N/A | 5324448.8921 | [14 empty] | Commercial | Solar Pool Heater | Assembly | New | 32.6501 | N/A | N/A | N/A | N/A | 1.6148 | 7.3398 | 53.5378 | N/A | 16.1499
[14 empty] | Commercial | High Bay LED | Assembly | New | 0 | N/A | N/A | N/A | N/A | N/A | N/A | 0 | N/A | 0 | [14 empty] | Commercial | Solar Pool Heater | College and University | New | 0 | N/A | N/A | N/A | N/A | 0 | 0 | 0 | N/A | 0
[14 empty] | Commercial | High Bay LED | Institutional | New | 0 | N/A | N/A | N/A | N/A | N/A | N/A | 0 | N/A | 0 | [14 empty] | Commercial | Solar Pool Heater | Grocery | New | 0 | N/A | N/A | N/A | N/A | 0 | 0 | 0 | N/A | 0
[14 empty] | Commercial | High Bay LED | Lodging/Hospitality | New | 0 | N/A | N/A | N/A | N/A | N/A | N/A | 0 | N/A | 0 | [14 empty] | Commercial | Solar Pool Heater | Healthcare | New | 0 | N/A | N/A | N/A | N/A | 0 | 0 | 0 | N/A | 0
[14 empty] | Commercial | High Bay LED | Offices | New | 0 | N/A | N/A | N/A | N/A | N/A | N/A | 0 | N/A | 0 | [14 empty] | Commercial | Solar Pool Heater | Hospitals | New | 0 | N/A | N/A | N/A | N/A | 0 | 0 | 0 | N/A | 0
[14 empty] | Commercial | High Bay LED | Restaurants | New | 0 | N/A | N/A | N/A | N/A | N/A | N/A | 0 | N/A | 0 | [14 empty] | Commercial | Solar Pool Heater | Institutional | New | 0 | N/A | N/A | N/A | N/A | 0 | 0 | 0 | N/A | 0
[14 empty] | Commercial | High Bay LED | Schools K-12 | New | 0 | N/A | N/A | N/A | N/A | N/A | N/A | 0 | N/A | 0 | [14 empty] | Commercial | Solar Pool Heater | Lodging/Hospitality | New | 564.421 | N/A | N/A | N/A | N/A | 27.9149 | 126.8834 | 925.5046 | N/A | 279.1822
[14 empty] | Commercial | High Bay LED | Warehouse | New | 0 | N/A | N/A | N/A | N/A | N/A | N/A | 0 | N/A | 0 | [14 empty] | Commercial | Solar Pool Heater | Miscellaneous | New | 0 | N/A | N/A | N/A | N/A | 0 | 0 | 0 | N/A | 0
[14 empty] | Commercial | Premium T8 - Fixture Replacement | Grocery | Turnover | 512527.9444 | N/A | N/A | N/A | N/A | N/A | N/A | 837735.7539 | N/A | 410913.5402 | [14 empty] | Commercial | Solar Pool Heater | Offices | New | 0 | N/A | N/A | N/A | N/A | 0 | 0 | 0 | N/A | 0
[14 empty] | Commercial | Premium T8 - Fixture Replacement | Healthcare | Turnover | 84396.022 | N/A | N/A | N/A | N/A | N/A | N/A | 142742.4545 | N/A | 77214.7148 | [14 empty] | Commercial | Solar Pool Heater | Restaurants | New | 0 | N/A | N/A | N/A | N/A | 0 | 0 | 0 | N/A | 0
[14 empty] | Commercial | Premium T8 - Fixture Replacement | Hospitals | Turnover | 365444.1364 | N/A | N/A | N/A | N/A | N/A | N/A | 606957.32 | N/A | 246724.1277 | [14 empty] | Commercial | Solar Pool Heater | Retail | New | 0 | N/A | N/A | N/A | N/A | 0 | 0 | 0 | N/A | 0
[14 empty] | Commercial | Premium T8 - Fixture Replacement | Retail | Turnover | 797552.243 | N/A | N/A | N/A | N/A | N/A | N/A | 1303612.88 | N/A | 711274.4878 | [14 empty] | Commercial | Solar Pool Heater | Schools K-12 | New | 0 | N/A | N/A | N/A | N/A | 0 | 0 | 0 | N/A | 0
[14 empty] | Commercial | Premium T8 - Fixture Replacement | Grocery | New | 0 | N/A | N/A | N/A | N/A | N/A | N/A | 0 | N/A | 0 | [14 empty] | Commercial | Solar Pool Heater | Warehouse | New | 0 | N/A | N/A | N/A | N/A | 0 | 0 | 0 | N/A | 0
[14 empty] | Commercial | Premium T8 - Fixture Replacement | Healthcare | New | 0 | N/A | N/A | N/A | N/A | N/A | N/A | 0 | N/A | 0 | [14 empty] | Commercial | Variable Speed Pool Pump | Assembly | Turnover | 702.9773 | N/A | N/A | N/A | N/A | 45.9935 | 199.2425 | 1129.536 | N/A | 450.175
[14 empty] | Commercial | Premium T8 - Fixture Replacement | Hospitals | New | 0 | N/A | N/A | N/A | N/A | N/A | N/A | 0 | N/A | 0 | [14 empty] | Commercial | Variable Speed Pool Pump | College and University | Turnover | 0 | N/A | N/A | N/A | N/A | 0 | 0 | 0 | N/A | 0
[14 empty] | Commercial | Premium T8 - Fixture Replacement | Retail | New | 0 | N/A | N/A | N/A | N/A | N/A | N/A | 0 | N/A | 0 | [14 empty] | Commercial | Variable Speed Pool Pump | Grocery | Turnover | 0 | N/A | N/A | N/A | N/A | 0 | 0 | 0 | N/A | 0
[14 empty] | Commercial | Efficient Battery Charger | Assembly | Turnover | 69553.2274 | N/A | N/A | N/A | N/A | N/A | N/A | 116142.0763 | N/A | 65174.0983 | [14 empty] | Commercial | Variable Speed Pool Pump | Healthcare | Turnover | 0 | N/A | N/A | N/A | N/A | 0 | 0 | 0 | N/A | 0
[14 empty] | Commercial | Efficient Battery Charger | College and University | Turnover | 0 | N/A | N/A | N/A | N/A | N/A | N/A | 0 | N/A | 0 | [14 empty] | Commercial | Variable Speed Pool Pump | Hospitals | Turnover | 0 | N/A | N/A | N/A | N/A | 0 | 0 | 0 | N/A | 0
[14 empty] | Commercial | Efficient Battery Charger | Grocery | Turnover | 61864.8451 | N/A | N/A | N/A | N/A | N/A | N/A | 103303.7838 | N/A | 57969.783 | [14 empty] | Commercial | Variable Speed Pool Pump | Institutional | Turnover | 0 | N/A | N/A | N/A | N/A | 0 | 0 | 0 | N/A | 0
[14 empty] | Commercial | Efficient Battery Charger | Healthcare | Turnover | 19658.4609 | N/A | N/A | N/A | N/A | N/A | N/A | 32826.2908 | N/A | 18420.7479 | [14 empty] | Commercial | Variable Speed Pool Pump | Lodging/Hospitality | Turnover | 29288.7778 | N/A | N/A | N/A | N/A | 1916.2678 | 8301.2208 | 47060.8773 | N/A | 18756.0473
[14 empty] | Commercial | Efficient Battery Charger | Hospitals | Turnover | 407826.0083 | N/A | N/A | N/A | N/A | N/A | N/A | 681000.1662 | N/A | 382148.9438 | [14 empty] | Commercial | Variable Speed Pool Pump | Miscellaneous | Turnover | 0 | N/A | N/A | N/A | N/A | 0 | 0 | 0 | N/A | 0
[14 empty] | Commercial | Efficient Battery Charger | Institutional | Turnover | 16929.2791 | N/A | N/A | N/A | N/A | N/A | N/A | 28269.0208 | N/A | 15863.3976 | [14 empty] | Commercial | Variable Speed Pool Pump | Offices | Turnover | 0 | N/A | N/A | N/A | N/A | 0 | 0 | 0 | N/A | 0
[14 empty] | Commercial | Efficient Battery Charger | Lodging/Hospitality | Turnover | 99199.3789 | N/A | N/A | N/A | N/A | N/A | N/A | 165646.1142 | N/A | 92953.7036 | [14 empty] | Commercial | Variable Speed Pool Pump | Restaurants | Turnover | 0 | N/A | N/A | N/A | N/A | 0 | 0 | 0 | N/A | 0
[14 empty] | Commercial | Efficient Battery Charger | Miscellaneous | Turnover | 0 | N/A | N/A | N/A | N/A | N/A | N/A | 0 | N/A | 0 | [14 empty] | Commercial | Variable Speed Pool Pump | Retail | Turnover | 0 | N/A | N/A | N/A | N/A | 0 | 0 | 0 | N/A | 0
[14 empty] | Commercial | Efficient Battery Charger | Offices | Turnover | 482792.3328 | N/A | N/A | N/A | N/A | N/A | N/A | 806181.1954 | N/A | 452395.3262 | [14 empty] | Commercial | Variable Speed Pool Pump | Schools K-12 | Turnover | 0 | N/A | N/A | N/A | N/A | 0 | 0 | 0 | N/A | 0
[14 empty] | Commercial | Efficient Battery Charger | Restaurants | Turnover | 0 | N/A | N/A | N/A | N/A | N/A | N/A | 0 | N/A | 0 | [14 empty] | Commercial | Variable Speed Pool Pump | Assembly | New | 79.3723 | N/A | N/A | N/A | N/A | 5.1931 | 22.4962 | 127.5346 | N/A | 50.8287
[14 empty] | Commercial | Efficient Battery Charger | Retail | Turnover | 135789.0381 | N/A | N/A | N/A | N/A | N/A | N/A | 226744.6303 | N/A | 127239.6473 | [14 empty] | Commercial | Variable Speed Pool Pump | College and University | New | 0 | N/A | N/A | N/A | N/A | 0 | 0 | 0 | N/A | 0
[14 empty] | Commercial | Efficient Battery Charger | Schools K-12 | Turnover | 0 | N/A | N/A | N/A | N/A | N/A | N/A | 0 | N/A | 0 | [14 empty] | Commercial | Variable Speed Pool Pump | Grocery | New | 0 | N/A | N/A | N/A | N/A | 0 | 0 | 0 | N/A | 0
[14 empty] | Commercial | Efficient Battery Charger | Warehouse | Turnover | 114251.1745 | N/A | N/A | N/A | N/A | N/A | N/A | 190780.0563 | N/A | 107057.8256 | [14 empty] | Commercial | Variable Speed Pool Pump | Healthcare | New | 0 | N/A | N/A | N/A | N/A | 0 | 0 | 0 | N/A | 0
[14 empty] | Commercial | Efficient Battery Charger | Assembly | New | 989.2496 | N/A | N/A | N/A | N/A | N/A | N/A | 1651.8789 | N/A | 926.9656 | [14 empty] | Commercial | Variable Speed Pool Pump | Hospitals | New | 0 | N/A | N/A | N/A | N/A | 0 | 0 | 0 | N/A | 0
[14 empty] | Commercial | Efficient Battery Charger | College and University | New | 0 | N/A | N/A | N/A | N/A | N/A | N/A | 0 | N/A | 0 | [14 empty] | Commercial | Variable Speed Pool Pump | Institutional | New | 0 | N/A | N/A | N/A | N/A | 0 | 0 | 0 | N/A | 0
[14 empty] | Commercial | Efficient Battery Charger | Grocery | New | 922.981 | N/A | N/A | N/A | N/A | N/A | N/A | 1541.2216 | N/A | 864.8694 | [14 empty] | Commercial | Variable Speed Pool Pump | Lodging/Hospitality | New | 3306.4209 | N/A | N/A | N/A | N/A | 216.3282 | 937.1279 | 5312.7197 | N/A | 2117.3771
[14 empty] | Commercial | Efficient Battery Charger | Healthcare | New | 274.966 | N/A | N/A | N/A | N/A | N/A | N/A | 459.1464 | N/A | 257.6539 | [14 empty] | Commercial | Variable Speed Pool Pump | Miscellaneous | New | 0 | N/A | N/A | N/A | N/A | 0 | 0 | 0 | N/A | 0
[14 empty] | Commercial | Efficient Battery Charger | Hospitals | New | 5800.4746 | N/A | N/A | N/A | N/A | N/A | N/A | 9685.8073 | N/A | 5435.2719 | [14 empty] | Commercial | Variable Speed Pool Pump | Offices | New | 0 | N/A | N/A | N/A | N/A | 0 | 0 | 0 | N/A | 0
[14 empty] | Commercial | Efficient Battery Charger | Institutional | New | 240.7837 | N/A | N/A | N/A | N/A | N/A | N/A | 402.0679 | N/A | 225.6238 | [14 empty] | Commercial | Variable Speed Pool Pump | Restaurants | New | 0 | N/A | N/A | N/A | N/A | 0 | 0 | 0 | N/A | 0
[14 empty] | Commercial | Efficient Battery Charger | Lodging/Hospitality | New | 1387.5172 | N/A | N/A | N/A | N/A | N/A | N/A | 2316.918 | N/A | 1300.1579 | [14 empty] | Commercial | Variable Speed Pool Pump | Retail | New | 0 | N/A | N/A | N/A | N/A | 0 | 0 | 0 | N/A | 0
[14 empty] | Commercial | Efficient Battery Charger | Miscellaneous | New | 0 | N/A | N/A | N/A | N/A | N/A | N/A | 0 | N/A | 0 | [14 empty] | Commercial | Variable Speed Pool Pump | Schools K-12 | New | 0 | N/A | N/A | N/A | N/A | 0 | 0 | 0 | N/A | 0
[14 empty] | Commercial | Efficient Battery Charger | Offices | New | 6866.7142 | N/A | N/A | N/A | N/A | N/A | N/A | 11466.2465 | N/A | 6434.3802 | [14 empty] | Commercial | Energy Star Uninterruptable Power Supply | Assembly | Turnover | 0 | N/A | N/A | N/A | N/A | 0 | 0 | 0 | N/A | 0
[14 empty] | Commercial | Efficient Battery Charger | Restaurants | New | 0 | N/A | N/A | N/A | N/A | N/A | N/A | 0 | N/A | 0 | [14 empty] | Commercial | Energy Star Uninterruptable Power Supply | College and University | Turnover | 2653.3101 | N/A | N/A | N/A | N/A | 116.1033 | 531.7035 | 4335.463 | N/A | 1508.9091
[14 empty] | Commercial | Efficient Battery Charger | Retail | New | 1899.3024 | N/A | N/A | N/A | N/A | N/A | N/A | 3171.5125 | N/A | 1779.7208 | [14 empty] | Commercial | Energy Star Uninterruptable Power Supply | Grocery | Turnover | 0 | N/A | N/A | N/A | N/A | 0 | 0 | 0 | N/A | 0
[14 empty] | Commercial | Efficient Battery Charger | Schools K-12 | New | 0 | N/A | N/A | N/A | N/A | N/A | N/A | 0 | N/A | 0 | [14 empty] | Commercial | Energy Star Uninterruptable Power Supply | Healthcare | Turnover | 570.822 | N/A | N/A | N/A | N/A | 24.978 | 114.3885 | 932.7133 | N/A | 324.6204
[14 empty] | Commercial | Efficient Battery Charger | Warehouse | New | 1598.049 | N/A | N/A | N/A | N/A | N/A | N/A | 2668.4704 | N/A | 1497.4345 | [14 empty] | Commercial | Energy Star Uninterruptable Power Supply | Hospitals | Turnover | 1558.6834 | N/A | N/A | N/A | N/A | 68.2047 | 312.3485 | 2546.8619 | N/A | 886.4066
[14 empty] | Commercial | Solar Pool Heater | Assembly | Turnover | 582.5524 | N/A | N/A | N/A | N/A | N/A | N/A | 955.2354 | N/A | 288.1506 | [14 empty] | Commercial | Energy Star Uninterruptable Power Supply | Institutional | Turnover | 668.0725 | N/A | N/A | N/A | N/A | 29.2335 | 133.8767 | 1091.6189 | N/A | 379.9257
[14 empty] | Commercial | Solar Pool Heater | College and University | Turnover | 0 | N/A | N/A | N/A | N/A | N/A | N/A | 0 | N/A | 0 | [14 empty] | Commercial | Energy Star Uninterruptable Power Supply | Lodging/Hospitality | Turnover | 2412.8942 | N/A | N/A | N/A | N/A | 105.5832 | 483.5259 | 3942.6276 | N/A | 1372.1871
[14 empty] | Commercial | Solar Pool Heater | Grocery | Turnover | 0 | N/A | N/A | N/A | N/A | N/A | N/A | 0 | N/A | 0 | [14 empty] | Commercial | Energy Star Uninterruptable Power Supply | Miscellaneous | Turnover | 4018.9186 | N/A | N/A | N/A | N/A | 175.8595 | 805.3612 | 6566.8438 | N/A | 2285.516
[14 empty] | Commercial | Solar Pool Heater | Healthcare | Turnover | 0 | N/A | N/A | N/A | N/A | N/A | N/A | 0 | N/A | 0 | [14 empty] | Commercial | Energy Star Uninterruptable Power Supply | Offices | Turnover | 29929.9977 | N/A | N/A | N/A | N/A | 1309.6742 | 5997.7471 | 48905.1004 | N/A | 17020.8695
[14 empty] | Commercial | Solar Pool Heater | Hospitals | Turnover | 0 | N/A | N/A | N/A | N/A | N/A | N/A | 0 | N/A | 0 | [14 empty] | Commercial | Energy Star Uninterruptable Power Supply | Restaurants | Turnover | 0 | N/A | N/A | N/A | N/A | 0 | 0 | 0 | N/A | 0
[14 empty] | Commercial | Solar Pool Heater | Institutional | Turnover | 0 | N/A | N/A | N/A | N/A | N/A | N/A | 0 | N/A | 0 | [14 empty] | Commercial | Energy Star Uninterruptable Power Supply | Retail | Turnover | 0 | N/A | N/A | N/A | N/A | 0 | 0 | 0 | N/A | 0
[14 empty] | Commercial | Solar Pool Heater | Lodging/Hospitality | Turnover | 10112.6933 | N/A | N/A | N/A | N/A | N/A | N/A | 16582.2052 | N/A | 5002.0893 | [14 empty] | Commercial | Energy Star Uninterruptable Power Supply | Schools K-12 | Turnover | 2247.6015 | N/A | N/A | N/A | N/A | 98.3503 | 450.4025 | 3672.5421 | N/A | 1278.1869
[14 empty] | Commercial | Solar Pool Heater | Miscellaneous | Turnover | 0 | N/A | N/A | N/A | N/A | N/A | N/A | 0 | N/A | 0 | [14 empty] | Commercial | Energy Star Uninterruptable Power Supply | Warehouse | Turnover | 0 | N/A | N/A | N/A | N/A | 0 | 0 | 0 | N/A | 0
[14 empty] | Commercial | Solar Pool Heater | Offices | Turnover | 0 | N/A | N/A | N/A | N/A | N/A | N/A | 0 | N/A | 0 | [14 empty] | Commercial | Energy Star Uninterruptable Power Supply | Assembly | New | 0 | N/A | N/A | N/A | N/A | 0 | 0 | 0 | N/A | 0
[14 empty] | Commercial | Solar Pool Heater | Restaurants | Turnover | 0 | N/A | N/A | N/A | N/A | N/A | N/A | 0 | N/A | 0 | [14 empty] | Commercial | Energy Star Uninterruptable Power Supply | College and University | New | 374.4428 | N/A | N/A | N/A | N/A | 16.3848 | 75.0355 | 611.8331 | N/A | 212.9416
[14 empty] | Commercial | Solar Pool Heater | Retail | Turnover | 0 | N/A | N/A | N/A | N/A | N/A | N/A | 0 | N/A | 0 | [14 empty] | Commercial | Energy Star Uninterruptable Power Supply | Grocery | New | 0 | N/A | N/A | N/A | N/A | 0 | 0 | 0 | N/A | 0
[14 empty] | Commercial | Solar Pool Heater | Schools K-12 | Turnover | 0 | N/A | N/A | N/A | N/A | N/A | N/A | 0 | N/A | 0 | [14 empty] | Commercial | Energy Star Uninterruptable Power Supply | Healthcare | New | 80.5551 | N/A | N/A | N/A | N/A | 3.5249 | 16.1426 | 131.6256 | N/A | 45.8108
[14 empty] | Commercial | Solar Pool Heater | Warehouse | Turnover | 0 | N/A | N/A | N/A | N/A | N/A | N/A | 0 | N/A | 0 | [14 empty] | Commercial | Energy Star Uninterruptable Power Supply | Hospitals | New | 219.9632 | N/A | N/A | N/A | N/A | 9.6251 | 44.079 | 359.4161 | N/A | 125.0907
[14 empty] | Commercial | Solar Pool Heater | Assembly | New | 8.6913 | N/A | N/A | N/A | N/A | N/A | N/A | 14.2515 | N/A | 4.299 | [14 empty] | Commercial | Energy Star Uninterruptable Power Supply | Institutional | New | 94.2829 | N/A | N/A | N/A | N/A | 4.1256 | 18.8936 | 154.0566 | N/A | 53.6177
[14 empty] | Commercial | Solar Pool Heater | College and University | New | 0 | N/A | N/A | N/A | N/A | N/A | N/A | 0 | N/A | 0 | [14 empty] | Commercial | Energy Star Uninterruptable Power Supply | Lodging/Hospitality | New | 340.5194 | N/A | N/A | N/A | N/A | 14.9004 | 68.2375 | 556.4028 | N/A | 193.6497
[14 empty] | Commercial | Solar Pool Heater | Grocery | New | 0 | N/A | N/A | N/A | N/A | N/A | N/A | 0 | N/A | 0 | [14 empty] | Commercial | Energy Star Uninterruptable Power Supply | Miscellaneous | New | 567.1708 | N/A | N/A | N/A | N/A | 24.8182 | 113.6568 | 926.7473 | N/A | 322.544
[14 empty] | Commercial | Solar Pool Heater | Healthcare | New | 0 | N/A | N/A | N/A | N/A | N/A | N/A | 0 | N/A | 0 | [14 empty] | Commercial | Energy Star Uninterruptable Power Supply | Offices | New | 4223.8383 | N/A | N/A | N/A | N/A | 184.8263 | 846.4255 | 6901.6789 | N/A | 2402.0516
[14 empty] | Commercial | Solar Pool Heater | Hospitals | New | 0 | N/A | N/A | N/A | N/A | N/A | N/A | 0 | N/A | 0 | [14 empty] | Commercial | Energy Star Uninterruptable Power Supply | Restaurants | New | 0 | N/A | N/A | N/A | N/A | 0 | 0 | 0 | N/A | 0
[14 empty] | Commercial | Solar Pool Heater | Institutional | New | 0 | N/A | N/A | N/A | N/A | N/A | N/A | 0 | N/A | 0 | [14 empty] | Commercial | Energy Star Uninterruptable Power Supply | Retail | New | 0 | N/A | N/A | N/A | N/A | 0 | 0 | 0 | N/A | 0
[14 empty] | Commercial | Solar Pool Heater | Lodging/Hospitality | New | 150.8744 | N/A | N/A | N/A | N/A | N/A | N/A | 247.3951 | N/A | 74.6277 | [14 empty] | Commercial | Energy Star Uninterruptable Power Supply | Schools K-12 | New | 317.188 | N/A | N/A | N/A | N/A | 13.8795 | 63.5621 | 518.2798 | N/A | 180.3814
[14 empty] | Commercial | Solar Pool Heater | Miscellaneous | New | 0 | N/A | N/A | N/A | N/A | N/A | N/A | 0 | N/A | 0 | [14 empty] | Commercial | Energy Star Uninterruptable Power Supply | Warehouse | New | 0 | N/A | N/A | N/A | N/A | 0 | 0 | 0 | N/A | 0
[14 empty] | Commercial | Solar Pool Heater | Offices | New | 0 | N/A | N/A | N/A | N/A | N/A | N/A | 0 | N/A | 0 | [14 empty] | Commercial | Energy Star Commercial Solid Door Refrigerator | Assembly | Turnover | 0 | N/A | N/A | N/A | N/A | 0 | 0 | 0 | N/A | 0
[14 empty] | Commercial | Solar Pool Heater | Restaurants | New | 0 | N/A | N/A | N/A | N/A | N/A | N/A | 0 | N/A | 0 | [14 empty] | Commercial | Energy Star Commercial Solid Door Refrigerator | College and University | Turnover | 0 | N/A | N/A | N/A | N/A | 0 | 0 | 0 | N/A | 0
[14 empty] | Commercial | Solar Pool Heater | Retail | New | 0 | N/A | N/A | N/A | N/A | N/A | N/A | 0 | N/A | 0 | [14 empty] | Commercial | Energy Star Commercial Solid Door Refrigerator | Grocery | Turnover | 9223384.4671 | N/A | N/A | N/A | N/A | 334497.5797 | 86153.6832 | 14591739.4961 | N/A | 2901516.3213
[14 empty] | Commercial | Solar Pool Heater | Schools K-12 | New | 0 | N/A | N/A | N/A | N/A | N/A | N/A | 0 | N/A | 0 | [14 empty] | Commercial | Energy Star Commercial Solid Door Refrigerator | Healthcare | Turnover | 0 | N/A | N/A | N/A | N/A | 0 | 0 | 0 | N/A | 0
[14 empty] | Commercial | Solar Pool Heater | Warehouse | New | 0 | N/A | N/A | N/A | N/A | N/A | N/A | 0 | N/A | 0 | [14 empty] | Commercial | Energy Star Commercial Solid Door Refrigerator | Hospitals | Turnover | 0 | N/A | N/A | N/A | N/A | 0 | 0 | 0 | N/A | 0
[14 empty] | Commercial | Variable Speed Pool Pump | Assembly | Turnover | 1351.2138 | N/A | N/A | N/A | N/A | N/A | N/A | 2171.115 | N/A | 865.2949 | [14 empty] | Commercial | Energy Star Commercial Solid Door Refrigerator | Institutional | Turnover | 0 | N/A | N/A | N/A | N/A | 0 | 0 | 0 | N/A | 0
[14 empty] | Commercial | Variable Speed Pool Pump | College and University | Turnover | 0 | N/A | N/A | N/A | N/A | N/A | N/A | 0 | N/A | 0 | [14 empty] | Commercial | Energy Star Commercial Solid Door Refrigerator | Lodging/Hospitality | Turnover | 0 | N/A | N/A | N/A | N/A | 0 | 0 | 0 | N/A | 0
[14 empty] | Commercial | Variable Speed Pool Pump | Grocery | Turnover | 0 | N/A | N/A | N/A | N/A | N/A | N/A | 0 | N/A | 0 | [14 empty] | Commercial | Energy Star Commercial Solid Door Refrigerator | Miscellaneous | Turnover | 0 | N/A | N/A | N/A | N/A | 0 | 0 | 0 | N/A | 0
[14 empty] | Commercial | Variable Speed Pool Pump | Healthcare | Turnover | 0 | N/A | N/A | N/A | N/A | N/A | N/A | 0 | N/A | 0 | [14 empty] | Commercial | Energy Star Commercial Solid Door Refrigerator | Offices | Turnover | 0 | N/A | N/A | N/A | N/A | 0 | 0 | 0 | N/A | 0
[14 empty] | Commercial | Variable Speed Pool Pump | Hospitals | Turnover | 0 | N/A | N/A | N/A | N/A | N/A | N/A | 0 | N/A | 0 | [14 empty] | Commercial | Energy Star Commercial Solid Door Refrigerator | Restaurants | Turnover | 0 | N/A | N/A | N/A | N/A | 0 | 0 | 0 | N/A | 0
[14 empty] | Commercial | Variable Speed Pool Pump | Institutional | Turnover | 0 | N/A | N/A | N/A | N/A | N/A | N/A | 0 | N/A | 0 | [14 empty] | Commercial | Energy Star Commercial Solid Door Refrigerator | Retail | Turnover | 124958.5633 | N/A | N/A | N/A | N/A | 4531.7787 | 1167.2115 | 197689.1249 | N/A | 39309.7905
[14 empty] | Commercial | Variable Speed Pool Pump | Lodging/Hospitality | Turnover | 58283.3186 | N/A | N/A | N/A | N/A | N/A | N/A | 93648.9777 | N/A | 37323.67 | [14 empty] | Commercial | Energy Star Commercial Solid Door Refrigerator | Schools K-12 | Turnover | 0 | N/A | N/A | N/A | N/A | 0 | 0 | 0 | N/A | 0
[14 empty] | Commercial | Variable Speed Pool Pump | Miscellaneous | Turnover | 0 | N/A | N/A | N/A | N/A | N/A | N/A | 0 | N/A | 0 | [14 empty] | Commercial | Energy Star Commercial Solid Door Refrigerator | Warehouse | Turnover | 0 | N/A | N/A | N/A | N/A | 0 | 0 | 0 | N/A | 0
[14 empty] | Commercial | Variable Speed Pool Pump | Offices | Turnover | 0 | N/A | N/A | N/A | N/A | N/A | N/A | 0 | N/A | 0 | [14 empty] | Commercial | Energy Star Commercial Solid Door Refrigerator | Assembly | New | 0 | N/A | N/A | N/A | N/A | 0 | 0 | 0 | N/A | 0
[14 empty] | Commercial | Variable Speed Pool Pump | Restaurants | Turnover | 0 | N/A | N/A | N/A | N/A | N/A | N/A | 0 | N/A | 0 | [14 empty] | Commercial | Energy Star Commercial Solid Door Refrigerator | College and University | New | 0 | N/A | N/A | N/A | N/A | 0 | 0 | 0 | N/A | 0
[14 empty] | Commercial | Variable Speed Pool Pump | Retail | Turnover | 0 | N/A | N/A | N/A | N/A | N/A | N/A | 0 | N/A | 0 | [14 empty] | Commercial | Energy Star Commercial Solid Door Refrigerator | Grocery | New | 1651548.4999 | N/A | N/A | N/A | N/A | 59895.4731 | 15426.7652 | 2612811.5511 | N/A | 519548.4309
[14 empty] | Commercial | Variable Speed Pool Pump | Schools K-12 | Turnover | 0 | N/A | N/A | N/A | N/A | N/A | N/A | 0 | N/A | 0 | [14 empty] | Commercial | Energy Star Commercial Solid Door Refrigerator | Healthcare | New | 0 | N/A | N/A | N/A | N/A | 0 | 0 | 0 | N/A | 0
[14 empty] | Commercial | Variable Speed Pool Pump | Assembly | New | 20.1592 | N/A | N/A | N/A | N/A | N/A | N/A | 32.3915 | N/A | 12.9096 | [14 empty] | Commercial | Energy Star Commercial Solid Door Refrigerator | Hospitals | New | 0 | N/A | N/A | N/A | N/A | 0 | 0 | 0 | N/A | 0
[14 empty] | Commercial | Variable Speed Pool Pump | College and University | New | 0 | N/A | N/A | N/A | N/A | N/A | N/A | 0 | N/A | 0 | [14 empty] | Commercial | Energy Star Commercial Solid Door Refrigerator | Institutional | New | 0 | N/A | N/A | N/A | N/A | 0 | 0 | 0 | N/A | 0
[14 empty] | Commercial | Variable Speed Pool Pump | Grocery | New | 0 | N/A | N/A | N/A | N/A | N/A | N/A | 0 | N/A | 0 | [14 empty] | Commercial | Energy Star Commercial Solid Door Refrigerator | Lodging/Hospitality | New | 0 | N/A | N/A | N/A | N/A | 0 | 0 | 0 | N/A | 0
[14 empty] | Commercial | Variable Speed Pool Pump | Healthcare | New | 0 | N/A | N/A | N/A | N/A | N/A | N/A | 0 | N/A | 0 | [14 empty] | Commercial | Energy Star Commercial Solid Door Refrigerator | Miscellaneous | New | 0 | N/A | N/A | N/A | N/A | 0 | 0 | 0 | N/A | 0
[14 empty] | Commercial | Variable Speed Pool Pump | Hospitals | New | 0 | N/A | N/A | N/A | N/A | N/A | N/A | 0 | N/A | 0 | [14 empty] | Commercial | Energy Star Commercial Solid Door Refrigerator | Offices | New | 0 | N/A | N/A | N/A | N/A | 0 | 0 | 0 | N/A | 0
[14 empty] | Commercial | Variable Speed Pool Pump | Institutional | New | 0 | N/A | N/A | N/A | N/A | N/A | N/A | 0 | N/A | 0 | [14 empty] | Commercial | Energy Star Commercial Solid Door Refrigerator | Restaurants | New | 0 | N/A | N/A | N/A | N/A | 0 | 0 | 0 | N/A | 0
[14 empty] | Commercial | Variable Speed Pool Pump | Lodging/Hospitality | New | 869.5471 | N/A | N/A | N/A | N/A | N/A | N/A | 1397.1785 | N/A | 556.8435 | [14 empty] | Commercial | Energy Star Commercial Solid Door Refrigerator | Retail | New | 22375.0017 | N/A | N/A | N/A | N/A | 811.4574 | 209.0002 | 35398.0903 | N/A | 7038.7864
[14 empty] | Commercial | Variable Speed Pool Pump | Miscellaneous | New | 0 | N/A | N/A | N/A | N/A | N/A | N/A | 0 | N/A | 0 | [14 empty] | Commercial | Energy Star Commercial Solid Door Refrigerator | Schools K-12 | New | 0 | N/A | N/A | N/A | N/A | 0 | 0 | 0 | N/A | 0
[14 empty] | Commercial | Variable Speed Pool Pump | Offices | New | 0 | N/A | N/A | N/A | N/A | N/A | N/A | 0 | N/A | 0 | [14 empty] | Commercial | Energy Star Commercial Solid Door Refrigerator | Warehouse | New | 0 | N/A | N/A | N/A | N/A | 0 | 0 | 0 | N/A | 0
[14 empty] | Commercial | Variable Speed Pool Pump | Restaurants | New | 0 | N/A | N/A | N/A | N/A | N/A | N/A | 0 | N/A | 0 | [14 empty] | Commercial | Refrigerated Display Case LED Lighting | Assembly | Turnover | 0 | N/A | N/A | N/A | N/A | 0 | 0 | 0 | N/A | 0
[14 empty] | Commercial | Variable Speed Pool Pump | Retail | New | 0 | N/A | N/A | N/A | N/A | N/A | N/A | 0 | N/A | 0 | [14 empty] | Commercial | Refrigerated Display Case LED Lighting | College and University | Turnover | 0 | N/A | N/A | N/A | N/A | 0 | 0 | 0 | N/A | 0
[14 empty] | Commercial | Variable Speed Pool Pump | Schools K-12 | New | 0 | N/A | N/A | N/A | N/A | N/A | N/A | 0 | N/A | 0 | [14 empty] | Commercial | Refrigerated Display Case LED Lighting | Grocery | Turnover | 349431.9059 | N/A | N/A | N/A | N/A | 18488.9193 | 128336.1978 | 572360.4892 | N/A | 283951.7114
[14 empty] | Commercial | Energy Star Uninterruptable Power Supply | Assembly | Turnover | 0 | N/A | N/A | N/A | N/A | N/A | N/A | 0 | N/A | 0 | [14 empty] | Commercial | Refrigerated Display Case LED Lighting | Healthcare | Turnover | 0 | N/A | N/A | N/A | N/A | 0 | 0 | 0 | N/A | 0
[14 empty] | Commercial | Energy Star Uninterruptable Power Supply | College and University | Turnover | 7235.0095 | N/A | N/A | N/A | N/A | N/A | N/A | 11821.8809 | N/A | 4114.4725 | [14 empty] | Commercial | Refrigerated Display Case LED Lighting | Hospitals | Turnover | 0 | N/A | N/A | N/A | N/A | 0 | 0 | 0 | N/A | 0
[14 empty] | Commercial | Energy Star Uninterruptable Power Supply | Grocery | Turnover | 0 | N/A | N/A | N/A | N/A | N/A | N/A | 0 | N/A | 0 | [14 empty] | Commercial | Refrigerated Display Case LED Lighting | Institutional | Turnover | 0 | N/A | N/A | N/A | N/A | 0 | 0 | 0 | N/A | 0
[14 empty] | Commercial | Energy Star Uninterruptable Power Supply | Healthcare | Turnover | 1553.483 | N/A | N/A | N/A | N/A | N/A | N/A | 2538.3645 | N/A | 883.4492 | [14 empty] | Commercial | Refrigerated Display Case LED Lighting | Lodging/Hospitality | Turnover | 0 | N/A | N/A | N/A | N/A | 0 | 0 | 0 | N/A | 0
[14 empty] | Commercial | Energy Star Uninterruptable Power Supply | Hospitals | Turnover | 4241.9323 | N/A | N/A | N/A | N/A | N/A | N/A | 6931.2443 | N/A | 2412.3415 | [14 empty] | Commercial | Refrigerated Display Case LED Lighting | Miscellaneous | Turnover | 0 | N/A | N/A | N/A | N/A | 0 | 0 | 0 | N/A | 0
[14 empty] | Commercial | Energy Star Uninterruptable Power Supply | Institutional | Turnover | 1829.5302 | N/A | N/A | N/A | N/A | N/A | N/A | 2989.4209 | N/A | 1040.4343 | [14 empty] | Commercial | Refrigerated Display Case LED Lighting | Offices | Turnover | 0 | N/A | N/A | N/A | N/A | 0 | 0 | 0 | N/A | 0
[14 empty] | Commercial | Energy Star Uninterruptable Power Supply | Lodging/Hospitality | Turnover | 6593.9057 | N/A | N/A | N/A | N/A | N/A | N/A | 10774.3283 | N/A | 3749.8837 | [14 empty] | Commercial | Refrigerated Display Case LED Lighting | Restaurants | Turnover | 0 | N/A | N/A | N/A | N/A | 0 | 0 | 0 | N/A | 0
[14 empty] | Commercial | Energy Star Uninterruptable Power Supply | Miscellaneous | Turnover | 10987.2513 | N/A | N/A | N/A | N/A | N/A | N/A | 17952.9793 | N/A | 6248.3323 | [14 empty] | Commercial | Refrigerated Display Case LED Lighting | Retail | Turnover | 0 | N/A | N/A | N/A | N/A | 0 | 0 | 0 | N/A | 0
[14 empty] | Commercial | Energy Star Uninterruptable Power Supply | Offices | Turnover | 81704.8287 | N/A | N/A | N/A | N/A | N/A | N/A | 133504.2821 | N/A | 46464.6621 | [14 empty] | Commercial | Refrigerated Display Case LED Lighting | Schools K-12 | Turnover | 0 | N/A | N/A | N/A | N/A | 0 | 0 | 0 | N/A | 0
[14 empty] | Commercial | Energy Star Uninterruptable Power Supply | Restaurants | Turnover | 0 | N/A | N/A | N/A | N/A | N/A | N/A | 0 | N/A | 0 | [14 empty] | Commercial | Refrigerated Display Case LED Lighting | Warehouse | Turnover | 0 | N/A | N/A | N/A | N/A | 0 | 0 | 0 | N/A | 0
[14 empty] | Commercial | Energy Star Uninterruptable Power Supply | Retail | Turnover | 0 | N/A | N/A | N/A | N/A | N/A | N/A | 0 | N/A | 0 | [14 empty] | Commercial | High Speed Fans | Assembly | Turnover | 3.5145 | N/A | N/A | N/A | N/A | 0.41841 | 1.0227 | 5.8054 | N/A | 2.8003
[14 empty] | Commercial | Energy Star Uninterruptable Power Supply | Schools K-12 | Turnover | 6128.7288 | N/A | N/A | N/A | N/A | N/A | N/A | 10014.2373 | N/A | 3485.3425 | [14 empty] | Commercial | High Speed Fans | College and University | Turnover | 0 | N/A | N/A | N/A | N/A | 0 | 0 | 0 | N/A | 0
[14 empty] | Commercial | Energy Star Uninterruptable Power Supply | Warehouse | Turnover | 0 | N/A | N/A | N/A | N/A | N/A | N/A | 0 | N/A | 0 | [14 empty] | Commercial | High Speed Fans | Grocery | Turnover | 70.8513 | N/A | N/A | N/A | N/A | 8.4351 | 20.6178 | 117.034 | N/A | 56.4537
[14 empty] | Commercial | Energy Star Uninterruptable Power Supply | Assembly | New | 0 | N/A | N/A | N/A | N/A | N/A | N/A | 0 | N/A | 0 | [14 empty] | Commercial | High Speed Fans | Healthcare | Turnover | 57.1185 | N/A | N/A | N/A | N/A | 6.8626 | 16.7743 | 95.1081 | N/A | 45.9298
[14 empty] | Commercial | Energy Star Uninterruptable Power Supply | College and University | New | 107.9414 | N/A | N/A | N/A | N/A | N/A | N/A | 176.3743 | N/A | 61.3851 | [14 empty] | Commercial | High Speed Fans | Hospitals | Turnover | 1785.025 | N/A | N/A | N/A | N/A | 214.4657 | 524.2192 | 2972.2484 | N/A | 1435.3655
[14 empty] | Commercial | Energy Star Uninterruptable Power Supply | Grocery | New | 0 | N/A | N/A | N/A | N/A | N/A | N/A | 0 | N/A | 0 | [14 empty] | Commercial | High Speed Fans | Institutional | Turnover | 0 | N/A | N/A | N/A | N/A | 0 | 0 | 0 | N/A | 0
[14 empty] | Commercial | Energy Star Uninterruptable Power Supply | Healthcare | New | 23.1769 | N/A | N/A | N/A | N/A | N/A | N/A | 37.8707 | N/A | 13.1805 | [14 empty] | Commercial | High Speed Fans | Lodging/Hospitality | Turnover | 134.9696 | N/A | N/A | N/A | N/A | 16.2162 | 39.6374 | 224.7382 | N/A | 108.5311
[14 empty] | Commercial | Energy Star Uninterruptable Power Supply | Hospitals | New | 63.2867 | N/A | N/A | N/A | N/A | N/A | N/A | 103.4094 | N/A | 35.9905 | [14 empty] | Commercial | High Speed Fans | Miscellaneous | Turnover | 14.7957 | N/A | N/A | N/A | N/A | 1.7615 | 4.3056 | 24.4399 | N/A | 11.7891
[14 empty] | Commercial | Energy Star Uninterruptable Power Supply | Institutional | New | 27.2953 | N/A | N/A | N/A | N/A | N/A | N/A | 44.6001 | N/A | 15.5226 | [14 empty] | Commercial | High Speed Fans | Offices | Turnover | 88.7052 | N/A | N/A | N/A | N/A | 10.5606 | 25.8133 | 146.5256 | N/A | 70.6795
[14 empty] | Commercial | Energy Star Uninterruptable Power Supply | Lodging/Hospitality | New | 98.3765 | N/A | N/A | N/A | N/A | N/A | N/A | 160.7456 | N/A | 55.9457 | [14 empty] | Commercial | High Speed Fans | Restaurants | Turnover | 25.6964 | N/A | N/A | N/A | N/A | 3.0874 | 7.5464 | 42.7871 | N/A | 20.6629
[14 empty] | Commercial | Energy Star Uninterruptable Power Supply | Miscellaneous | New | 163.9222 | N/A | N/A | N/A | N/A | N/A | N/A | 267.8461 | N/A | 93.2208 | [14 empty] | Commercial | High Speed Fans | Retail | Turnover | 302.826 | N/A | N/A | N/A | N/A | 36.0523 | 88.1227 | 500.2158 | N/A | 241.289
[14 empty] | Commercial | Energy Star Uninterruptable Power Supply | Offices | New | 1218.98 | N/A | N/A | N/A | N/A | N/A | N/A | 1991.7923 | N/A | 693.2209 | [14 empty] | Commercial | High Speed Fans | Schools K-12 | Turnover | 171.6304 | N/A | N/A | N/A | N/A | 20.6209 | 50.4038 | 285.7821 | N/A | 138.0106
[14 empty] | Commercial | Energy Star Uninterruptable Power Supply | Restaurants | New | 0 | N/A | N/A | N/A | N/A | N/A | N/A | 0 | N/A | 0 | [14 empty] | Commercial | High Speed Fans | Warehouse | Turnover | 1.1534 | N/A | N/A | N/A | N/A | 0.13731 | 0.33564 | 1.9052 | N/A | 0.91901
[14 empty] | Commercial | Energy Star Uninterruptable Power Supply | Retail | New | 0 | N/A | N/A | N/A | N/A | N/A | N/A | 0 | N/A | 0 | [14 empty] | Commercial | High Speed Fans | Assembly | New | 0.79546 | N/A | N/A | N/A | N/A | 0.094701 | 0.23148 | 1.314 | N/A | 0.63381
[14 empty] | Commercial | Energy Star Uninterruptable Power Supply | Schools K-12 | New | 91.4364 | N/A | N/A | N/A | N/A | N/A | N/A | 149.4055 | N/A | 51.9989 | [14 empty] | Commercial | High Speed Fans | College and University | New | 0 | N/A | N/A | N/A | N/A | 0 | 0 | 0 | N/A | 0
[14 empty] | Commercial | Energy Star Uninterruptable Power Supply | Warehouse | New | 0 | N/A | N/A | N/A | N/A | N/A | N/A | 0 | N/A | 0 | [14 empty] | Commercial | High Speed Fans | Grocery | New | 16.7574 | N/A | N/A | N/A | N/A | 1.995 | 4.8764 | 27.6804 | N/A | 13.3522
[14 empty] | Commercial | Energy Star Commercial Solid Door Refrigerator | Assembly | Turnover | 0 | N/A | N/A | N/A | N/A | N/A | N/A | 0 | N/A | 0 | [14 empty] | Commercial | High Speed Fans | Healthcare | New | 13.5091 | N/A | N/A | N/A | N/A | 1.6231 | 3.9673 | 22.4941 | N/A | 10.8629
[14 empty] | Commercial | Energy Star Commercial Solid Door Refrigerator | College and University | Turnover | 0 | N/A | N/A | N/A | N/A | N/A | N/A | 0 | N/A | 0 | [14 empty] | Commercial | High Speed Fans | Hospitals | New | 422.1775 | N/A | N/A | N/A | N/A | 50.7234 | 123.9835 | 702.9685 | N/A | 339.4793
[14 empty] | Commercial | Energy Star Commercial Solid Door Refrigerator | Grocery | Turnover | 36378423.9541 | N/A | N/A | N/A | N/A | N/A | N/A | 57552028.4895 | N/A | 11444019.4079 | [14 empty] | Commercial | High Speed Fans | Institutional | New | 0 | N/A | N/A | N/A | N/A | 0 | 0 | 0 | N/A | 0
[14 empty] | Commercial | Energy Star Commercial Solid Door Refrigerator | Healthcare | Turnover | 0 | N/A | N/A | N/A | N/A | N/A | N/A | 0 | N/A | 0 | [14 empty] | Commercial | High Speed Fans | Lodging/Hospitality | New | 30.424 | N/A | N/A | N/A | N/A | 3.6554 | 8.9348 | 50.659 | N/A | 24.4644
[14 empty] | Commercial | Energy Star Commercial Solid Door Refrigerator | Hospitals | Turnover | 0 | N/A | N/A | N/A | N/A | N/A | N/A | 0 | N/A | 0 | [14 empty] | Commercial | High Speed Fans | Miscellaneous | New | 3.4866 | N/A | N/A | N/A | N/A | 0.41509 | 1.0146 | 5.7592 | N/A | 2.7781
[14 empty] | Commercial | Energy Star Commercial Solid Door Refrigerator | Institutional | Turnover | 0 | N/A | N/A | N/A | N/A | N/A | N/A | 0 | N/A | 0 | [14 empty] | Commercial | High Speed Fans | Offices | New | 20.576 | N/A | N/A | N/A | N/A | 2.4496 | 5.9876 | 33.988 | N/A | 16.3948
[14 empty] | Commercial | Energy Star Commercial Solid Door Refrigerator | Lodging/Hospitality | Turnover | 0 | N/A | N/A | N/A | N/A | N/A | N/A | 0 | N/A | 0 | [14 empty] | Commercial | High Speed Fans | Restaurants | New | 6.0776 | N/A | N/A | N/A | N/A | 0.73021 | 1.7848 | 10.1198 | N/A | 4.8871
[14 empty] | Commercial | Energy Star Commercial Solid Door Refrigerator | Miscellaneous | Turnover | 0 | N/A | N/A | N/A | N/A | N/A | N/A | 0 | N/A | 0 | [14 empty] | Commercial | High Speed Fans | Retail | New | 67.5122 | N/A | N/A | N/A | N/A | 8.0375 | 19.6461 | 111.5185 | N/A | 53.7932
[14 empty] | Commercial | Energy Star Commercial Solid Door Refrigerator | Offices | Turnover | 0 | N/A | N/A | N/A | N/A | N/A | N/A | 0 | N/A | 0 | [14 empty] | Commercial | High Speed Fans | Schools K-12 | New | 40.5926 | N/A | N/A | N/A | N/A | 4.8771 | 11.9211 | 67.5909 | N/A | 32.6412
[14 empty] | Commercial | Energy Star Commercial Solid Door Refrigerator | Restaurants | Turnover | 0 | N/A | N/A | N/A | N/A | N/A | N/A | 0 | N/A | 0 | [14 empty] | Commercial | High Speed Fans | Warehouse | New | 0.27279 | N/A | N/A | N/A | N/A | 0.032476 | 0.079382 | 0.4506 | N/A | 0.21736
[14 empty] | Commercial | Energy Star Commercial Solid Door Refrigerator | Retail | Turnover | 492005.6431 | N/A | N/A | N/A | N/A | N/A | N/A | 778371.3452 | N/A | 154776.4173 | [14 empty] | Commercial | Hot Water Circulation Pump Control | College and University | Existing | 35603.0426 | N/A | N/A | N/A | N/A | 1062.3982 | 24731.547 | 55165.3815 | N/A | 33673.4242
[14 empty] | Commercial | Energy Star Commercial Solid Door Refrigerator | Schools K-12 | Turnover | 0 | N/A | N/A | N/A | N/A | N/A | N/A | 0 | N/A | 0 | [14 empty] | Commercial | Hot Water Circulation Pump Control | Hospitals | Existing | 15857.5353 | N/A | N/A | N/A | N/A | 473.1904 | 11015.3895 | 24570.5682 | N/A | 14998.0865
[14 empty] | Commercial | Energy Star Commercial Solid Door Refrigerator | Warehouse | Turnover | 0 | N/A | N/A | N/A | N/A | N/A | N/A | 0 | N/A | 0 | [14 empty] | Commercial | Hot Water Circulation Pump Control | College and University | New | 0 | N/A | N/A | N/A | N/A | 0 | 0 | 0 | N/A | 0
[14 empty] | Commercial | Energy Star Commercial Solid Door Refrigerator | Assembly | New | 0 | N/A | N/A | N/A | N/A | N/A | N/A | 0 | N/A | 0 | [14 empty] | Commercial | Hot Water Circulation Pump Control | Hospitals | New | 0 | N/A | N/A | N/A | N/A | 0 | 0 | 0 | N/A | 0
[14 empty] | Commercial | Energy Star Commercial Solid Door Refrigerator | College and University | New | 0 | N/A | N/A | N/A | N/A | N/A | N/A | 0 | N/A | 0 | [14 empty] | Commercial | Bi-Level Lighting Control (Exterior) | Assembly | Existing | 28533.9222 | N/A | N/A | N/A | N/A | 1373.2201 | 6582.3741 | 46234.6227 | N/A | 18140.343
[14 empty] | Commercial | Energy Star Commercial Solid Door Refrigerator | Grocery | New | 542741.1265 | N/A | N/A | N/A | N/A | N/A | N/A | 858636.7792 | N/A | 170736.9179 | [14 empty] | Commercial | Bi-Level Lighting Control (Exterior) | College and University | Existing | 38569.0611 | N/A | N/A | N/A | N/A | 1856.17 | 8897.3394 | 62494.9481 | N/A | 24520.1481
[14 empty] | Commercial | Energy Star Commercial Solid Door Refrigerator | Healthcare | New | 0 | N/A | N/A | N/A | N/A | N/A | N/A | 0 | N/A | 0 | [14 empty] | Commercial | Bi-Level Lighting Control (Exterior) | Grocery | Existing | 59596.5593 | N/A | N/A | N/A | N/A | 2868.1369 | 13748.0872 | 96566.6203 | N/A | 37888.3078
[14 empty] | Commercial | Energy Star Commercial Solid Door Refrigerator | Hospitals | New | 0 | N/A | N/A | N/A | N/A | N/A | N/A | 0 | N/A | 0 | [14 empty] | Commercial | Bi-Level Lighting Control (Exterior) | Healthcare | Existing | 4818.3336 | N/A | N/A | N/A | N/A | 231.8865 | 1111.5217 | 7807.3331 | N/A | 3063.239
[14 empty] | Commercial | Energy Star Commercial Solid Door Refrigerator | Institutional | New | 0 | N/A | N/A | N/A | N/A | N/A | N/A | 0 | N/A | 0 | [14 empty] | Commercial | Bi-Level Lighting Control (Exterior) | Hospitals | Existing | 25869.207 | N/A | N/A | N/A | N/A | 1244.9784 | 5967.6619 | 41916.8812 | N/A | 16446.2595
[14 empty] | Commercial | Energy Star Commercial Solid Door Refrigerator | Lodging/Hospitality | New | 0 | N/A | N/A | N/A | N/A | N/A | N/A | 0 | N/A | 0 | [14 empty] | Commercial | Bi-Level Lighting Control (Exterior) | Institutional | Existing | 8308.187 | N/A | N/A | N/A | N/A | 399.8388 | 1916.5818 | 13462.0781 | N/A | 5281.9013
[14 empty] | Commercial | Energy Star Commercial Solid Door Refrigerator | Miscellaneous | New | 0 | N/A | N/A | N/A | N/A | N/A | N/A | 0 | N/A | 0 | [14 empty] | Commercial | Bi-Level Lighting Control (Exterior) | Lodging/Hospitality | Existing | 61377.3513 | N/A | N/A | N/A | N/A | 2953.8391 | 14158.8908 | 99452.1068 | N/A | 39020.4402
[14 empty] | Commercial | Energy Star Commercial Solid Door Refrigerator | Offices | New | 0 | N/A | N/A | N/A | N/A | N/A | N/A | 0 | N/A | 0 | [14 empty] | Commercial | Bi-Level Lighting Control (Exterior) | Miscellaneous | Existing | 50285.3046 | N/A | N/A | N/A | N/A | 2420.0245 | 11600.1118 | 81479.2326 | N/A | 31968.7096
[14 empty] | Commercial | Energy Star Commercial Solid Door Refrigerator | Restaurants | New | 0 | N/A | N/A | N/A | N/A | N/A | N/A | 0 | N/A | 0 | [14 empty] | Commercial | Bi-Level Lighting Control (Exterior) | Offices | Existing | 165824.8562 | N/A | N/A | N/A | N/A | 7980.4672 | 38253.4597 | 268692.4568 | N/A | 105422.5826
[14 empty] | Commercial | Energy Star Commercial Solid Door Refrigerator | Retail | New | 7340.3866 | N/A | N/A | N/A | N/A | N/A | N/A | 11612.7664 | N/A | 2309.158 | [14 empty] | Commercial | Bi-Level Lighting Control (Exterior) | Restaurants | Existing | 11743.1834 | N/A | N/A | N/A | N/A | 565.151 | 2708.9871 | 19027.9363 | N/A | 7465.6885
[14 empty] | Commercial | Energy Star Commercial Solid Door Refrigerator | Schools K-12 | New | 0 | N/A | N/A | N/A | N/A | N/A | N/A | 0 | N/A | 0 | [14 empty] | Commercial | Bi-Level Lighting Control (Exterior) | Retail | Existing | 70173.8874 | N/A | N/A | N/A | N/A | 3377.1801 | 16188.1278 | 113705.4761 | N/A | 44612.8078
[14 empty] | Commercial | Energy Star Commercial Solid Door Refrigerator | Warehouse | New | 0 | N/A | N/A | N/A | N/A | N/A | N/A | 0 | N/A | 0 | [14 empty] | Commercial | Bi-Level Lighting Control (Exterior) | Schools K-12 | Existing | 18163.3449 | N/A | N/A | N/A | N/A | 874.127 | 4190.028 | 29430.7735 | N/A | 11547.2842
[14 empty] | Commercial | Refrigerated Display Case LED Lighting | Assembly | Turnover | 0 | N/A | N/A | N/A | N/A | N/A | N/A | 0 | N/A | 0 | [14 empty] | Commercial | Bi-Level Lighting Control (Exterior) | Warehouse | Existing | 89239.3312 | N/A | N/A | N/A | N/A | 4294.7214 | 20586.2573 | 144597.9553 | N/A | 56733.5982
[14 empty] | Commercial | Refrigerated Display Case LED Lighting | College and University | Turnover | 0 | N/A | N/A | N/A | N/A | N/A | N/A | 0 | N/A | 0 | [14 empty] | Commercial | Bi-Level Lighting Control (Exterior) | Assembly | New | 2783.0638 | N/A | N/A | N/A | N/A | 133.9374 | 642.0136 | 4509.5063 | N/A | 1769.3232
[14 empty] | Commercial | Refrigerated Display Case LED Lighting | Grocery | Turnover | 1091885.248 | N/A | N/A | N/A | N/A | N/A | N/A | 1788479.999 | N/A | 887276.4038 | [14 empty] | Commercial | Bi-Level Lighting Control (Exterior) | College and University | New | 4123.8811 | N/A | N/A | N/A | N/A | 198.4654 | 951.3213 | 6682.0848 | N/A | 2621.7432
[14 empty] | Commercial | Refrigerated Display Case LED Lighting | Healthcare | Turnover | 0 | N/A | N/A | N/A | N/A | N/A | N/A | 0 | N/A | 0 | [14 empty] | Commercial | Bi-Level Lighting Control (Exterior) | Grocery | New | 5787.6572 | N/A | N/A | N/A | N/A | 278.5361 | 1335.131 | 9377.9659 | N/A | 3679.4832
[14 empty] | Commercial | Refrigerated Display Case LED Lighting | Hospitals | Turnover | 0 | N/A | N/A | N/A | N/A | N/A | N/A | 0 | N/A | 0 | [14 empty] | Commercial | Bi-Level Lighting Control (Exterior) | Healthcare | New | 516.1124 | N/A | N/A | N/A | N/A | 24.8384 | 119.0599 | 836.277 | N/A | 328.1167
[14 empty] | Commercial | Refrigerated Display Case LED Lighting | Institutional | Turnover | 0 | N/A | N/A | N/A | N/A | N/A | N/A | 0 | N/A | 0 | [14 empty] | Commercial | Bi-Level Lighting Control (Exterior) | Hospitals | New | 2529.3509 | N/A | N/A | N/A | N/A | 121.7272 | 583.4856 | 4098.4055 | N/A | 1608.0261
[14 empty] | Commercial | Refrigerated Display Case LED Lighting | Lodging/Hospitality | Turnover | 0 | N/A | N/A | N/A | N/A | N/A | N/A | 0 | N/A | 0 | [14 empty] | Commercial | Bi-Level Lighting Control (Exterior) | Institutional | New | 887.0065 | N/A | N/A | N/A | N/A | 42.688 | 204.6199 | 1437.251 | N/A | 563.9113
[14 empty] | Commercial | Refrigerated Display Case LED Lighting | Miscellaneous | Turnover | 0 | N/A | N/A | N/A | N/A | N/A | N/A | 0 | N/A | 0 | [14 empty] | Commercial | Bi-Level Lighting Control (Exterior) | Lodging/Hospitality | New | 5962.5101 | N/A | N/A | N/A | N/A | 286.951 | 1375.4671 | 9661.2868 | N/A | 3790.6453
[14 empty] | Commercial | Refrigerated Display Case LED Lighting | Offices | Turnover | 0 | N/A | N/A | N/A | N/A | N/A | N/A | 0 | N/A | 0 | [14 empty] | Commercial | Bi-Level Lighting Control (Exterior) | Miscellaneous | New | 5363.7206 | N/A | N/A | N/A | N/A | 258.1338 | 1237.3348 | 8691.0448 | N/A | 3409.9669
[14 empty] | Commercial | Refrigerated Display Case LED Lighting | Restaurants | Turnover | 0 | N/A | N/A | N/A | N/A | N/A | N/A | 0 | N/A | 0 | [14 empty] | Commercial | Bi-Level Lighting Control (Exterior) | Offices | New | 16125.6165 | N/A | N/A | N/A | N/A | 776.0595 | 3719.9527 | 26128.9629 | N/A | 10251.8053
[14 empty] | Commercial | Refrigerated Display Case LED Lighting | Retail | Turnover | 0 | N/A | N/A | N/A | N/A | N/A | N/A | 0 | N/A | 0 | [14 empty] | Commercial | Bi-Level Lighting Control (Exterior) | Restaurants | New | 1140.1495 | N/A | N/A | N/A | N/A | 54.8707 | 263.0164 | 1847.4285 | N/A | 724.8461
[14 empty] | Commercial | Refrigerated Display Case LED Lighting | Schools K-12 | Turnover | 0 | N/A | N/A | N/A | N/A | N/A | N/A | 0 | N/A | 0 | [14 empty] | Commercial | Bi-Level Lighting Control (Exterior) | Retail | New | 6808.6625 | N/A | N/A | N/A | N/A | 327.6729 | 1570.6626 | 11032.3403 | N/A | 4328.5838
[14 empty] | Commercial | Refrigerated Display Case LED Lighting | Warehouse | Turnover | 0 | N/A | N/A | N/A | N/A | N/A | N/A | 0 | N/A | 0 | [14 empty] | Commercial | Bi-Level Lighting Control (Exterior) | Schools K-12 | New | 1942.0612 | N/A | N/A | N/A | N/A | 93.4634 | 448.0062 | 3146.7971 | N/A | 1234.6587
[14 empty] | Commercial | High Speed Fans | Assembly | Turnover | 13.2918 | N/A | N/A | N/A | N/A | N/A | N/A | 21.9558 | N/A | 10.5908 | [14 empty] | Commercial | Bi-Level Lighting Control (Exterior) | Warehouse | New | 9524.3004 | N/A | N/A | N/A | N/A | 458.3653 | 2197.122 | 15432.594 | N/A | 6055.0413
[14 empty] | Commercial | High Speed Fans | College and University | Turnover | 0 | N/A | N/A | N/A | N/A | N/A | N/A | 0 | N/A | 0 | [14 empty] | Commercial | Outdoor Lighting Controls | Assembly | Existing | 33020.8966 | N/A | N/A | N/A | N/A | 1836.1442 | 3621.4394 | 55824.8895 | N/A | 19075.6972
[14 empty] | Commercial | High Speed Fans | Grocery | Turnover | 298.2879 | N/A | N/A | N/A | N/A | N/A | N/A | 492.7197 | N/A | 237.6731 | [14 empty] | Commercial | Outdoor Lighting Controls | College and University | Existing | 27840.4989 | N/A | N/A | N/A | N/A | 1548.0855 | 3053.2993 | 47066.9466 | N/A | 16083.056
[14 empty] | Commercial | High Speed Fans | Healthcare | Turnover | 238.3273 | N/A | N/A | N/A | N/A | N/A | N/A | 396.8392 | N/A | 191.6425 | [14 empty] | Commercial | Outdoor Lighting Controls | Grocery | Existing | 156220.7886 | N/A | N/A | N/A | N/A | 8686.7387 | 17132.912 | 264105.7382 | N/A | 90246.5037
[14 empty] | Commercial | High Speed Fans | Hospitals | Turnover | 7448.0281 | N/A | N/A | N/A | N/A | N/A | N/A | 12401.7254 | N/A | 5989.0714 | [14 empty] | Commercial | Outdoor Lighting Controls | Healthcare | Existing | 3478.0419 | N/A | N/A | N/A | N/A | 193.3983 | 381.4408 | 5879.9526 | N/A | 2009.2148
[14 empty] | Commercial | High Speed Fans | Institutional | Turnover | 0 | N/A | N/A | N/A | N/A | N/A | N/A | 0 | N/A | 0 | [14 empty] | Commercial | Outdoor Lighting Controls | Hospitals | Existing | 42297.1703 | N/A | N/A | N/A | N/A | 2351.9563 | 4638.7789 | 71507.291 | N/A | 24434.4672
[14 empty] | Commercial | High Speed Fans | Lodging/Hospitality | Turnover | 511.9815 | N/A | N/A | N/A | N/A | N/A | N/A | 852.5014 | N/A | 411.692 | [14 empty] | Commercial | Outdoor Lighting Controls | Institutional | Existing | 21778.2962 | N/A | N/A | N/A | N/A | 1210.9936 | 2388.4506 | 36818.2305 | N/A | 12581.0086
[14 empty] | Commercial | High Speed Fans | Miscellaneous | Turnover | 61.6292 | N/A | N/A | N/A | N/A | N/A | N/A | 101.8006 | N/A | 49.1056 | [14 empty] | Commercial | Outdoor Lighting Controls | Lodging/Hospitality | Existing | 44304.3215 | N/A | N/A | N/A | N/A | 2463.565 | 4858.9055 | 74900.5663 | N/A | 25593.9696
[14 empty] | Commercial | High Speed Fans | Offices | Turnover | 352.1299 | N/A | N/A | N/A | N/A | N/A | N/A | 581.6573 | N/A | 280.574 | [14 empty] | Commercial | Outdoor Lighting Controls | Miscellaneous | Existing | 58192.6954 | N/A | N/A | N/A | N/A | 3235.8353 | 6382.0593 | 98380.151 | N/A | 33617.0835
[14 empty] | Commercial | High Speed Fans | Restaurants | Turnover | 108.2181 | N/A | N/A | N/A | N/A | N/A | N/A | 180.1941 | N/A | 87.0198 | [14 empty] | Commercial | Outdoor Lighting Controls | Offices | Existing | 119698.1881 | N/A | N/A | N/A | N/A | 6655.8804 | 13127.4368 | 202360.8932 | N/A | 69147.9225
[14 empty] | Commercial | High Speed Fans | Retail | Turnover | 1123.4745 | N/A | N/A | N/A | N/A | N/A | N/A | 1855.7842 | N/A | 895.1744 | [14 empty] | Commercial | Outdoor Lighting Controls | Restaurants | Existing | 76802.2658 | N/A | N/A | N/A | N/A | 4270.6302 | 8422.9921 | 129841.3564 | N/A | 44367.5648
[14 empty] | Commercial | High Speed Fans | Schools K-12 | Turnover | 692.6445 | N/A | N/A | N/A | N/A | N/A | N/A | 1153.3237 | N/A | 556.9659 | [14 empty] | Commercial | Outdoor Lighting Controls | Retail | Existing | 50653.9693 | N/A | N/A | N/A | N/A | 2816.6405 | 5555.2786 | 85635.2351 | N/A | 29262.0699
[14 empty] | Commercial | High Speed Fans | Warehouse | Turnover | 4.8301 | N/A | N/A | N/A | N/A | N/A | N/A | 7.9785 | N/A | 3.8486 | [14 empty] | Commercial | Outdoor Lighting Controls | Schools K-12 | Existing | 21019.5406 | N/A | N/A | N/A | N/A | 1168.8025 | 2305.237 | 35535.4836 | N/A | 12142.6864
[14 empty] | Commercial | High Speed Fans | Assembly | New | 0.19958 | N/A | N/A | N/A | N/A | N/A | N/A | 0.32968 | N/A | 0.15903 | [14 empty] | Commercial | Outdoor Lighting Controls | Warehouse | Existing | 64416.0743 | N/A | N/A | N/A | N/A | 3581.8895 | 7064.5843 | 108901.3504 | N/A | 37212.24
[14 empty] | Commercial | High Speed Fans | College and University | New | 0 | N/A | N/A | N/A | N/A | N/A | N/A | 0 | N/A | 0 | [14 empty] | Commercial | Outdoor Lighting Controls | Assembly | New | 8295.037 | N/A | N/A | N/A | N/A | 461.2499 | 909.7262 | 14023.5297 | N/A | 4791.9236
[14 empty] | Commercial | High Speed Fans | Grocery | New | 4.4503 | N/A | N/A | N/A | N/A | N/A | N/A | 7.351 | N/A | 3.5459 | [14 empty] | Commercial | Outdoor Lighting Controls | College and University | New | 6980.9957 | N/A | N/A | N/A | N/A | 388.1819 | 765.6138 | 11802.021 | N/A | 4032.8209
[14 empty] | Commercial | High Speed Fans | Healthcare | New | 3.5557 | N/A | N/A | N/A | N/A | N/A | N/A | 5.9206 | N/A | 2.8592 | [14 empty] | Commercial | Outdoor Lighting Controls | Grocery | New | 17255.2927 | N/A | N/A | N/A | N/A | 959.4896 | 1892.4076 | 29171.6733 | N/A | 9968.1345
[14 empty] | Commercial | High Speed Fans | Hospitals | New | 111.1195 | N/A | N/A | N/A | N/A | N/A | N/A | 185.0252 | N/A | 89.3528 | [14 empty] | Commercial | Outdoor Lighting Controls | Healthcare | New | 873.6832 | N/A | N/A | N/A | N/A | 48.5816 | 95.8178 | 1477.0425 | N/A | 504.7142
[14 empty] | Commercial | High Speed Fans | Institutional | New | 0 | N/A | N/A | N/A | N/A | N/A | N/A | 0 | N/A | 0 | [14 empty] | Commercial | Outdoor Lighting Controls | Hospitals | New | 4702.3534 | N/A | N/A | N/A | N/A | 261.4768 | 515.7125 | 7949.7647 | N/A | 2716.482
[14 empty] | Commercial | High Speed Fans | Lodging/Hospitality | New | 7.6384 | N/A | N/A | N/A | N/A | N/A | N/A | 12.7187 | N/A | 6.1422 | [14 empty] | Commercial | Outdoor Lighting Controls | Institutional | New | 2407.3035 | N/A | N/A | N/A | N/A | 133.8594 | 264.0117 | 4069.77 | N/A | 1390.6646
[14 empty] | Commercial | High Speed Fans | Miscellaneous | New | 0.91946 | N/A | N/A | N/A | N/A | N/A | N/A | 1.5188 | N/A | 0.73262 | [14 empty] | Commercial | Outdoor Lighting Controls | Lodging/Hospitality | New | 11086.8476 | N/A | N/A | N/A | N/A | 616.49 | 1215.9072 | 18743.3446 | N/A | 6404.7125
[14 empty] | Commercial | High Speed Fans | Offices | New | 5.3261 | N/A | N/A | N/A | N/A | N/A | N/A | 8.7977 | N/A | 4.2438 | [14 empty] | Commercial | Outdoor Lighting Controls | Miscellaneous | New | 14556.8994 | N/A | N/A | N/A | N/A | 809.444 | 1596.4718 | 24609.7891 | N/A | 8409.3115
[14 empty] | Commercial | High Speed Fans | Restaurants | New | 1.6145 | N/A | N/A | N/A | N/A | N/A | N/A | 2.6884 | N/A | 1.2983 | [14 empty] | Commercial | Outdoor Lighting Controls | Offices | New | 29983.0991 | N/A | N/A | N/A | N/A | 1667.2259 | 3288.2807 | 50689.2109 | N/A | 17320.8053
[14 empty] | Commercial | High Speed Fans | Retail | New | 16.7615 | N/A | N/A | N/A | N/A | N/A | N/A | 27.687 | N/A | 13.3554 | [14 empty] | Commercial | Outdoor Lighting Controls | Restaurants | New | 8481.181 | N/A | N/A | N/A | N/A | 471.6005 | 930.1408 | 14338.2234 | N/A | 4899.4563
[14 empty] | Commercial | High Speed Fans | Schools K-12 | New | 10.7106 | N/A | N/A | N/A | N/A | N/A | N/A | 17.8343 | N/A | 8.6126 | [14 empty] | Commercial | Outdoor Lighting Controls | Retail | New | 12660.8617 | N/A | N/A | N/A | N/A | 704.0138 | 1388.5311 | 21404.3614 | N/A | 7313.9978
[14 empty] | Commercial | High Speed Fans | Warehouse | New | 0.072062 | N/A | N/A | N/A | N/A | N/A | N/A | 0.11903 | N/A | 0.057418 | [14 empty] | Commercial | Outdoor Lighting Controls | Schools K-12 | New | 5270.6427 | N/A | N/A | N/A | N/A | 293.0768 | 578.0374 | 8910.5106 | N/A | 3044.7745
[14 empty] | Commercial | Hot Water Circulation Pump Control | Assembly | Existing | 226497.1325 | N/A | N/A | N/A | N/A | N/A | N/A | 356989.6341 | N/A | 219946.2647 | [14 empty] | Commercial | Outdoor Lighting Controls | Warehouse | New | 16138.5405 | N/A | N/A | N/A | N/A | 897.392 | 1769.9321 | 27283.7002 | N/A | 9323.0029
[14 empty] | Commercial | Hot Water Circulation Pump Control | College and University | Existing | 191698.2551 | N/A | N/A | N/A | N/A | N/A | N/A | 297028.1923 | N/A | 181308.5681 | [14 empty] | Commercial | Ceiling Insulation(R2 to R38) | Assembly | Existing | 0 | N/A | N/A | N/A | N/A | 0 | 0 | 0 | N/A | 0
[14 empty] | Commercial | Hot Water Circulation Pump Control | Healthcare | Existing | 159656.1554 | N/A | N/A | N/A | N/A | N/A | N/A | 251639.3556 | N/A | 155038.4971 | [14 empty] | Commercial | Ceiling Insulation(R2 to R38) | College and University | Existing | 0 | N/A | N/A | N/A | N/A | 0 | 0 | 0 | N/A | 0
[14 empty] | Commercial | Hot Water Circulation Pump Control | Hospitals | Existing | 99717.6579 | N/A | N/A | N/A | N/A | N/A | N/A | 154508.2174 | N/A | 94313.1473 | [14 empty] | Commercial | Ceiling Insulation(R2 to R38) | Grocery | Existing | 0 | N/A | N/A | N/A | N/A | 0 | 0 | 0 | N/A | 0
[14 empty] | Commercial | Hot Water Circulation Pump Control | Institutional | Existing | 8616.635 | N/A | N/A | N/A | N/A | N/A | N/A | 13580.9639 | N/A | 8367.4202 | [14 empty] | Commercial | Ceiling Insulation(R2 to R38) | Healthcare | Existing | 599100.6154 | N/A | N/A | N/A | N/A | 29075.6637 | 104229.347 | 931050.3057 | N/A | 227755.7796
[14 empty] | Commercial | Hot Water Circulation Pump Control | Miscellaneous | Existing | 55667.5776 | N/A | N/A | N/A | N/A | N/A | N/A | 87739.5132 | N/A | 54057.5309 | [14 empty] | Commercial | Ceiling Insulation(R2 to R38) | Hospitals | Existing | 0 | N/A | N/A | N/A | N/A | 0 | 0 | 0 | N/A | 0
[14 empty] | Commercial | Hot Water Circulation Pump Control | Offices | Existing | 324014.5397 | N/A | N/A | N/A | N/A | N/A | N/A | 510690.0501 | N/A | 314643.2228 | [14 empty] | Commercial | Ceiling Insulation(R2 to R38) | Institutional | Existing | 0 | N/A | N/A | N/A | N/A | 0 | 0 | 0 | N/A | 0
[14 empty] | Commercial | Hot Water Circulation Pump Control | Schools K-12 | Existing | 1171535.1135 | N/A | N/A | N/A | N/A | N/A | N/A | 1846495.3036 | N/A | 1137651.366 | [14 empty] | Commercial | Ceiling Insulation(R2 to R38) | Lodging/Hospitality | Existing | 0 | N/A | N/A | N/A | N/A | 0 | 0 | 0 | N/A | 0
[14 empty] | Commercial | Hot Water Circulation Pump Control | Warehouse | Existing | 57400.6232 | N/A | N/A | N/A | N/A | N/A | N/A | 90471.0238 | N/A | 55740.4525 | [14 empty] | Commercial | Ceiling Insulation(R2 to R38) | Miscellaneous | Existing | 0 | N/A | N/A | N/A | N/A | 0 | 0 | 0 | N/A | 0
[14 empty] | Commercial | Hot Water Circulation Pump Control | Assembly | New | 0 | N/A | N/A | N/A | N/A | N/A | N/A | 0 | N/A | 0 | [14 empty] | Commercial | Ceiling Insulation(R2 to R38) | Offices | Existing | 915600.9439 | N/A | N/A | N/A | N/A | 44436.1171 | 159292.9235 | 1422917.1473 | N/A | 348077.4371
[14 empty] | Commercial | Hot Water Circulation Pump Control | College and University | New | 0 | N/A | N/A | N/A | N/A | N/A | N/A | 0 | N/A | 0 | [14 empty] | Commercial | Ceiling Insulation(R2 to R38) | Restaurants | Existing | 0 | N/A | N/A | N/A | N/A | 0 | 0 | 0 | N/A | 0
[14 empty] | Commercial | Hot Water Circulation Pump Control | Healthcare | New | 0 | N/A | N/A | N/A | N/A | N/A | N/A | 0 | N/A | 0 | [14 empty] | Commercial | Ceiling Insulation(R2 to R38) | Retail | Existing | 0 | N/A | N/A | N/A | N/A | 0 | 0 | 0 | N/A | 0
[14 empty] | Commercial | Hot Water Circulation Pump Control | Hospitals | New | 0 | N/A | N/A | N/A | N/A | N/A | N/A | 0 | N/A | 0 | [14 empty] | Commercial | Ceiling Insulation(R2 to R38) | Schools K-12 | Existing | 0 | N/A | N/A | N/A | N/A | 0 | 0 | 0 | N/A | 0
[14 empty] | Commercial | Hot Water Circulation Pump Control | Institutional | New | 134.3847 | N/A | N/A | N/A | N/A | N/A | N/A | 211.8082 | N/A | 130.498 | [14 empty] | Commercial | Ceiling Insulation(R2 to R38) | Warehouse | Existing | 0 | N/A | N/A | N/A | N/A | 0 | 0 | 0 | N/A | 0
[14 empty] | Commercial | Hot Water Circulation Pump Control | Miscellaneous | New | 868.1895 | N/A | N/A | N/A | N/A | N/A | N/A | 1368.3823 | N/A | 843.0793 | [14 empty] | Commercial | Ceiling Insulation(R2 to R38) | Assembly | New | 0 | N/A | N/A | N/A | N/A | 0 | 0 | 0 | N/A | 0
[14 empty] | Commercial | Hot Water Circulation Pump Control | Offices | New | 0 | N/A | N/A | N/A | N/A | N/A | N/A | 0 | N/A | 0 | [14 empty] | Commercial | Ceiling Insulation(R2 to R38) | College and University | New | 0 | N/A | N/A | N/A | N/A | 0 | 0 | 0 | N/A | 0
[14 empty] | Commercial | Hot Water Circulation Pump Control | Schools K-12 | New | 0 | N/A | N/A | N/A | N/A | N/A | N/A | 0 | N/A | 0 | [14 empty] | Commercial | Ceiling Insulation(R2 to R38) | Grocery | New | 0 | N/A | N/A | N/A | N/A | 0 | 0 | 0 | N/A | 0
[14 empty] | Commercial | Hot Water Circulation Pump Control | Warehouse | New | 0 | N/A | N/A | N/A | N/A | N/A | N/A | 0 | N/A | 0 | [14 empty] | Commercial | Ceiling Insulation(R2 to R38) | Healthcare | New | 0 | N/A | N/A | N/A | N/A | 0 | 0 | 0 | N/A | 0
[14 empty] | Commercial | Bi-Level Lighting Control (Exterior) | Assembly | Existing | 85440.101 | N/A | N/A | N/A | N/A | N/A | N/A | 138441.915 | N/A | 54318.2507 | [14 empty] | Commercial | Ceiling Insulation(R2 to R38) | Hospitals | New | 0 | N/A | N/A | N/A | N/A | 0 | 0 | 0 | N/A | 0
[14 empty] | Commercial | Bi-Level Lighting Control (Exterior) | College and University | Existing | 115344.936 | N/A | N/A | N/A | N/A | N/A | N/A | 186897.8809 | N/A | 73330.1468 | [14 empty] | Commercial | Ceiling Insulation(R2 to R38) | Institutional | New | 0 | N/A | N/A | N/A | N/A | 0 | 0 | 0 | N/A | 0
[14 empty] | Commercial | Bi-Level Lighting Control (Exterior) | Grocery | Existing | 178894.2965 | N/A | N/A | N/A | N/A | N/A | N/A | 289869.3788 | N/A | 113731.4344 | [14 empty] | Commercial | Ceiling Insulation(R2 to R38) | Lodging/Hospitality | New | 0 | N/A | N/A | N/A | N/A | 0 | 0 | 0 | N/A | 0
[14 empty] | Commercial | Bi-Level Lighting Control (Exterior) | Healthcare | Existing | 14409.7461 | N/A | N/A | N/A | N/A | N/A | N/A | 23348.6714 | N/A | 9160.9466 | [14 empty] | Commercial | Ceiling Insulation(R2 to R38) | Miscellaneous | New | 0 | N/A | N/A | N/A | N/A | 0 | 0 | 0 | N/A | 0
[14 empty] | Commercial | Bi-Level Lighting Control (Exterior) | Hospitals | Existing | 77653.0333 | N/A | N/A | N/A | N/A | N/A | N/A | 125824.2268 | N/A | 49367.6492 | [14 empty] | Commercial | Ceiling Insulation(R2 to R38) | Offices | New | 0 | N/A | N/A | N/A | N/A | 0 | 0 | 0 | N/A | 0
[14 empty] | Commercial | Bi-Level Lighting Control (Exterior) | Institutional | Existing | 24908.1088 | N/A | N/A | N/A | N/A | N/A | N/A | 40359.5764 | N/A | 15835.2446 | [14 empty] | Commercial | Ceiling Insulation(R2 to R38) | Restaurants | New | 0 | N/A | N/A | N/A | N/A | 0 | 0 | 0 | N/A | 0
[14 empty] | Commercial | Bi-Level Lighting Control (Exterior) | Lodging/Hospitality | Existing | 183784.3059 | N/A | N/A | N/A | N/A | N/A | N/A | 297792.8509 | N/A | 116840.2411 | [14 empty] | Commercial | Ceiling Insulation(R2 to R38) | Retail | New | 0 | N/A | N/A | N/A | N/A | 0 | 0 | 0 | N/A | 0
[14 empty] | Commercial | Bi-Level Lighting Control (Exterior) | Miscellaneous | Existing | 150383.6253 | N/A | N/A | N/A | N/A | N/A | N/A | 243672.4306 | N/A | 95605.8732 | [14 empty] | Commercial | Ceiling Insulation(R2 to R38) | Schools K-12 | New | 0 | N/A | N/A | N/A | N/A | 0 | 0 | 0 | N/A | 0
[14 empty] | Commercial | Bi-Level Lighting Control (Exterior) | Offices | Existing | 496535.0485 | N/A | N/A | N/A | N/A | N/A | N/A | 804555.0297 | N/A | 315670.4512 | [14 empty] | Commercial | Ceiling Insulation(R2 to R38) | Warehouse | New | 0 | N/A | N/A | N/A | N/A | 0 | 0 | 0 | N/A | 0
[14 empty] | Commercial | Bi-Level Lighting Control (Exterior) | Restaurants | Existing | 35250.1647 | N/A | N/A | N/A | N/A | N/A | N/A | 57117.2114 | N/A | 22410.1711 | [14 empty] | Commercial | Chilled Water System - Variable Speed Drives | Assembly | Existing | 338557.4864 | N/A | N/A | N/A | N/A | 22948.7097 | 11987.0454 | 536780.1427 | N/A | 109483.4354
[14 empty] | Commercial | Bi-Level Lighting Control (Exterior) | Retail | Existing | 210124.0758 | N/A | N/A | N/A | N/A | N/A | N/A | 340472.2034 | N/A | 133585.6593 | [14 empty] | Commercial | Chilled Water System - Variable Speed Drives | College and University | Existing | 111251.1644 | N/A | N/A | N/A | N/A | 7541.0256 | 3938.9847 | 176387.8168 | N/A | 35976.6366
[14 empty] | Commercial | Bi-Level Lighting Control (Exterior) | Schools K-12 | Existing | 54319.4416 | N/A | N/A | N/A | N/A | N/A | N/A | 88015.9015 | N/A | 34533.3984 | [14 empty] | Commercial | Chilled Water System - Variable Speed Drives | Grocery | Existing | 0 | N/A | N/A | N/A | N/A | 0 | 0 | 0 | N/A | 0
[14 empty] | Commercial | Bi-Level Lighting Control (Exterior) | Warehouse | Existing | 266043.5923 | N/A | N/A | N/A | N/A | N/A | N/A | 431080.7685 | N/A | 169136.2998 | [14 empty] | Commercial | Chilled Water System - Variable Speed Drives | Healthcare | Existing | 0 | N/A | N/A | N/A | N/A | 0 | 0 | 0 | N/A | 0
[14 empty] | Commercial | Bi-Level Lighting Control (Exterior) | Assembly | New | 0 | N/A | N/A | N/A | N/A | N/A | N/A | 0 | N/A | 0 | [14 empty] | Commercial | Chilled Water System - Variable Speed Drives | Hospitals | Existing | 773960.1923 | N/A | N/A | N/A | N/A | 52461.9555 | 27403.0153 | 1227107.5935 | N/A | 250284.8825
[14 empty] | Commercial | Bi-Level Lighting Control (Exterior) | College and University | New | 1720.8673 | N/A | N/A | N/A | N/A | N/A | N/A | 2788.3882 | N/A | 1094.0355 | [14 empty] | Commercial | Chilled Water System - Variable Speed Drives | Institutional | Existing | 437957.5825 | N/A | N/A | N/A | N/A | 29686.425 | 15506.4285 | 694378.187 | N/A | 141627.6485
[14 empty] | Commercial | Bi-Level Lighting Control (Exterior) | Grocery | New | 0 | N/A | N/A | N/A | N/A | N/A | N/A | 0 | N/A | 0 | [14 empty] | Commercial | Chilled Water System - Variable Speed Drives | Lodging/Hospitality | Existing | 357406.4048 | N/A | N/A | N/A | N/A | 24226.3608 | 12654.4146 | 566664.9495 | N/A | 115578.8385
[14 empty] | Commercial | Bi-Level Lighting Control (Exterior) | Healthcare | New | 214.9835 | N/A | N/A | N/A | N/A | N/A | N/A | 348.3462 | N/A | 136.675 | [14 empty] | Commercial | Chilled Water System - Variable Speed Drives | Miscellaneous | Existing | 300899.0146 | N/A | N/A | N/A | N/A | 20396.0757 | 10653.7008 | 477072.9417 | N/A | 97305.3592
[14 empty] | Commercial | Bi-Level Lighting Control (Exterior) | Hospitals | New | 0 | N/A | N/A | N/A | N/A | N/A | N/A | 0 | N/A | 0 | [14 empty] | Commercial | Chilled Water System - Variable Speed Drives | Offices | Existing | 2087928.2341 | N/A | N/A | N/A | N/A | 141527.6898 | 73925.6747 | 3310393.2429 | N/A | 675198.6446
[14 empty] | Commercial | Bi-Level Lighting Control (Exterior) | Institutional | New | 371.6119 | N/A | N/A | N/A | N/A | N/A | N/A | 602.1372 | N/A | 236.251 | [14 empty] | Commercial | Chilled Water System - Variable Speed Drives | Restaurants | Existing | 36339.0089 | N/A | N/A | N/A | N/A | 2463.1958 | 1286.6274 | 57615.2033 | N/A | 11751.3855
[14 empty] | Commercial | Bi-Level Lighting Control (Exterior) | Lodging/Hospitality | New | 0 | N/A | N/A | N/A | N/A | N/A | N/A | 0 | N/A | 0 | [14 empty] | Commercial | Chilled Water System - Variable Speed Drives | Retail | Existing | 0 | N/A | N/A | N/A | N/A | 0 | 0 | 0 | N/A | 0
[14 empty] | Commercial | Bi-Level Lighting Control (Exterior) | Miscellaneous | New | 2243.6205 | N/A | N/A | N/A | N/A | N/A | N/A | 3635.4255 | N/A | 1426.374 | [14 empty] | Commercial | Chilled Water System - Variable Speed Drives | Schools K-12 | Existing | 1595301.68 | N/A | N/A | N/A | N/A | 108135.5947 | 56483.6239 | 2529337.8458 | N/A | 515892.0285
[14 empty] | Commercial | Bi-Level Lighting Control (Exterior) | Offices | New | 0 | N/A | N/A | N/A | N/A | N/A | N/A | 0 | N/A | 0 | [14 empty] | Commercial | Chilled Water System - Variable Speed Drives | Warehouse | Existing | 0 | N/A | N/A | N/A | N/A | 0 | 0 | 0 | N/A | 0
[14 empty] | Commercial | Bi-Level Lighting Control (Exterior) | Restaurants | New | 0 | N/A | N/A | N/A | N/A | N/A | N/A | 0 | N/A | 0 | [14 empty] | Commercial | Chilled Water System - Variable Speed Drives | Assembly | New | 151207.9749 | N/A | N/A | N/A | N/A | 10249.4497 | 5353.7049 | 239739.0151 | N/A | 48897.9545
[14 empty] | Commercial | Bi-Level Lighting Control (Exterior) | Retail | New | 0 | N/A | N/A | N/A | N/A | N/A | N/A | 0 | N/A | 0 | [14 empty] | Commercial | Chilled Water System - Variable Speed Drives | College and University | New | 18620.614 | N/A | N/A | N/A | N/A | 1262.1758 | 659.2858 | 29522.8321 | N/A | 6021.5735
[14 empty] | Commercial | Bi-Level Lighting Control (Exterior) | Schools K-12 | New | 810.4088 | N/A | N/A | N/A | N/A | N/A | N/A | 1313.1369 | N/A | 515.2146 | [14 empty] | Commercial | Chilled Water System - Variable Speed Drives | Grocery | New | 0 | N/A | N/A | N/A | N/A | 0 | 0 | 0 | N/A | 0
[14 empty] | Commercial | Bi-Level Lighting Control (Exterior) | Warehouse | New | 3969.1879 | N/A | N/A | N/A | N/A | N/A | N/A | 6431.4293 | N/A | 2523.3975 | [14 empty] | Commercial | Chilled Water System - Variable Speed Drives | Healthcare | New | 0 | N/A | N/A | N/A | N/A | 0 | 0 | 0 | N/A | 0
[14 empty] | Commercial | Outdoor Lighting Controls | Assembly | Existing | 269996.3832 | N/A | N/A | N/A | N/A | N/A | N/A | 456453.9376 | N/A | 155973.0291 | [14 empty] | Commercial | Chilled Water System - Variable Speed Drives | Hospitals | New | 127557.9772 | N/A | N/A | N/A | N/A | 8646.3632 | 4516.3475 | 202242.1359 | N/A | 41249.9682
[14 empty] | Commercial | Outdoor Lighting Controls | College and University | Existing | 227638.7012 | N/A | N/A | N/A | N/A | N/A | N/A | 384844.346 | N/A | 131503.6051 | [14 empty] | Commercial | Chilled Water System - Variable Speed Drives | Institutional | New | 71808.3813 | N/A | N/A | N/A | N/A | 4867.4443 | 2542.4643 | 113851.6049 | N/A | 23221.5461
[14 empty] | Commercial | Outdoor Lighting Controls | Grocery | Existing | 565317.8363 | N/A | N/A | N/A | N/A | N/A | N/A | 955722.2557 | N/A | 326575.987 | [14 empty] | Commercial | Chilled Water System - Variable Speed Drives | Lodging/Hospitality | New | 59691.7233 | N/A | N/A | N/A | N/A | 4046.1313 | 2113.4591 | 94640.742 | N/A | 19303.2356
[14 empty] | Commercial | Outdoor Lighting Controls | Healthcare | Existing | 28438.3173 | N/A | N/A | N/A | N/A | N/A | N/A | 48077.6141 | N/A | 16428.4071 | [14 empty] | Commercial | Chilled Water System - Variable Speed Drives | Miscellaneous | New | 50036.4949 | N/A | N/A | N/A | N/A | 3391.6633 | 1771.6038 | 79332.4559 | N/A | 16180.9074
[14 empty] | Commercial | Outdoor Lighting Controls | Hospitals | Existing | 153061.222 | N/A | N/A | N/A | N/A | N/A | N/A | 258764.1977 | N/A | 88421.2675 | [14 empty] | Commercial | Chilled Water System - Variable Speed Drives | Offices | New | 348688.2573 | N/A | N/A | N/A | N/A | 23635.4118 | 12345.7379 | 552842.3976 | N/A | 112759.5455
[14 empty] | Commercial | Outdoor Lighting Controls | Institutional | Existing | 78809.3534 | N/A | N/A | N/A | N/A | N/A | N/A | 133234.5242 | N/A | 45527.0305 | [14 empty] | Commercial | Chilled Water System - Variable Speed Drives | Restaurants | New | 6002.3463 | N/A | N/A | N/A | N/A | 406.8618 | 212.5205 | 9516.6713 | N/A | 1941.0514
[14 empty] | Commercial | Outdoor Lighting Controls | Lodging/Hospitality | Existing | 362255.6562 | N/A | N/A | N/A | N/A | N/A | N/A | 612426.799 | N/A | 209269.8848 | [14 empty] | Commercial | Chilled Water System - Variable Speed Drives | Retail | New | 0 | N/A | N/A | N/A | N/A | 0 | 0 | 0 | N/A | 0
[14 empty] | Commercial | Outdoor Lighting Controls | Miscellaneous | Existing | 475814.3762 | N/A | N/A | N/A | N/A | N/A | N/A | 804408.3518 | N/A | 274871.1248 | [14 empty] | Commercial | Chilled Water System - Variable Speed Drives | Schools K-12 | New | 267012.9068 | N/A | N/A | N/A | N/A | 18099.1469 | 9453.9213 | 423346.7933 | N/A | 86347.1981
[14 empty] | Commercial | Outdoor Lighting Controls | Offices | Existing | 978715.9394 | N/A | N/A | N/A | N/A | N/A | N/A | 1654610.1064 | N/A | 565390.1281 | [14 empty] | Commercial | Chilled Water System - Variable Speed Drives | Warehouse | New | 0 | N/A | N/A | N/A | N/A | 0 | 0 | 0 | N/A | 0
[14 empty] | Commercial | Outdoor Lighting Controls | Restaurants | Existing | 277925.1802 | N/A | N/A | N/A | N/A | N/A | N/A | 469858.3046 | N/A | 160553.3811 | [14 empty] | Commercial | Dedicated Outdoor Air System on VRF unit | Healthcare | Existing | 37635.9798 | N/A | N/A | N/A | N/A | 2087.0519 | 18652.2235 | 55884.7566 | N/A | 27518.954
[14 empty] | Commercial | Outdoor Lighting Controls | Retail | Existing | 414173.7476 | N/A | N/A | N/A | N/A | N/A | N/A | 700199.1498 | N/A | 239262.2198 | [14 empty] | Commercial | Dedicated Outdoor Air System on VRF unit | Hospitals | Existing | 101856.4111 | N/A | N/A | N/A | N/A | 5648.3083 | 54175.3201 | 151244.1226 | N/A | 78171.8617
[14 empty] | Commercial | Outdoor Lighting Controls | Schools K-12 | Existing | 171866.9242 | N/A | N/A | N/A | N/A | N/A | N/A | 290556.9822 | N/A | 99285.0514 | [14 empty] | Commercial | Dedicated Outdoor Air System on VRF unit | Restaurants | Existing | 16471.0164 | N/A | N/A | N/A | N/A | 913.3777 | 11348.1627 | 24457.4141 | N/A | 15228.6001
[14 empty] | Commercial | Outdoor Lighting Controls | Warehouse | Existing | 526700.0249 | N/A | N/A | N/A | N/A | N/A | N/A | 890435.2624 | N/A | 304267.0325 | [14 empty] | Commercial | Dedicated Outdoor Air System on VRF unit | Healthcare | New | 6215.1826 | N/A | N/A | N/A | N/A | 344.6545 | 3080.2167 | 9228.7744 | N/A | 4544.4632
[14 empty] | Commercial | Outdoor Lighting Controls | Assembly | New | 4028.1608 | N/A | N/A | N/A | N/A | N/A | N/A | 6809.9796 | N/A | 2327.0106 | [14 empty] | Commercial | Dedicated Outdoor Air System on VRF unit | Hospitals | New | 16876.8249 | N/A | N/A | N/A | N/A | 935.8813 | 8976.4344 | 25059.9893 | N/A | 12952.477
[14 empty] | Commercial | Outdoor Lighting Controls | College and University | New | 3396.2132 | N/A | N/A | N/A | N/A | N/A | N/A | 5741.6136 | N/A | 1961.9436 | [14 empty] | Commercial | Dedicated Outdoor Air System on VRF unit | Restaurants | New | 2735.519 | N/A | N/A | N/A | N/A | 151.6945 | 1884.7115 | 4061.906 | N/A | 2529.1775
[14 empty] | Commercial | Outdoor Lighting Controls | Grocery | New | 8434.1543 | N/A | N/A | N/A | N/A | N/A | N/A | 14258.7203 | N/A | 4872.2897 | [14 empty] | Commercial | Duct Sealing Repair | Assembly | Existing | 0 | N/A | N/A | N/A | N/A | 0 | 0 | 0 | N/A | 0
[14 empty] | Commercial | Outdoor Lighting Controls | Healthcare | New | 424.2802 | N/A | N/A | N/A | N/A | N/A | N/A | 717.285 | N/A | 245.1006 | [14 empty] | Commercial | Duct Sealing Repair | College and University | Existing | 0 | N/A | N/A | N/A | N/A | 0 | 0 | 0 | N/A | 0
[14 empty] | Commercial | Outdoor Lighting Controls | Hospitals | New | 2283.5684 | N/A | N/A | N/A | N/A | N/A | N/A | 3860.5843 | N/A | 1319.1846 | [14 empty] | Commercial | Duct Sealing Repair | Retail | Existing | 572988.6837 | N/A | N/A | N/A | N/A | 32267.7428 | 8709.0585 | 853115.3328 | N/A | 145796.8718
[14 empty] | Commercial | Outdoor Lighting Controls | Institutional | New | 1175.7815 | N/A | N/A | N/A | N/A | N/A | N/A | 1987.7677 | N/A | 679.2321 | [14 empty] | Commercial | Duct Sealing Repair | Schools K-12 | Existing | 0 | N/A | N/A | N/A | N/A | 0 | 0 | 0 | N/A | 0
[14 empty] | Commercial | Outdoor Lighting Controls | Lodging/Hospitality | New | 5404.6058 | N/A | N/A | N/A | N/A | N/A | N/A | 9136.9877 | N/A | 3122.1631 | [14 empty] | Commercial | Duct Sealing Repair | Assembly | New | 0 | N/A | N/A | N/A | N/A | 0 | 0 | 0 | N/A | 0
[14 empty] | Commercial | Outdoor Lighting Controls | Miscellaneous | New | 7098.824 | N/A | N/A | N/A | N/A | N/A | N/A | 12001.2207 | N/A | 4100.8886 | [14 empty] | Commercial | Duct Sealing Repair | College and University | New | 0 | N/A | N/A | N/A | N/A | 0 | 0 | 0 | N/A | 0
[14 empty] | Commercial | Outdoor Lighting Controls | Offices | New | 14601.7703 | N/A | N/A | N/A | N/A | N/A | N/A | 24685.6476 | N/A | 8435.2328 | [14 empty] | Commercial | Duct Sealing Repair | Retail | New | 0 | N/A | N/A | N/A | N/A | 0 | 0 | 0 | N/A | 0
[14 empty] | Commercial | Outdoor Lighting Controls | Restaurants | New | 4146.453 | N/A | N/A | N/A | N/A | N/A | N/A | 7009.9635 | N/A | 2395.3463 | [14 empty] | Commercial | Duct Sealing Repair | Schools K-12 | New | 0 | N/A | N/A | N/A | N/A | 0 | 0 | 0 | N/A | 0
[14 empty] | Commercial | Outdoor Lighting Controls | Retail | New | 6179.1882 | N/A | N/A | N/A | N/A | N/A | N/A | 10446.4909 | N/A | 3569.6282 | [14 empty] | Commercial | ECM Motors on Furnaces | Assembly | Existing | 28.681 | N/A | N/A | N/A | N/A | 1.7087 | 2.3259 | 44.1152 | N/A | 9.5854
[14 empty] | Commercial | Outdoor Lighting Controls | Schools K-12 | New | 2564.1366 | N/A | N/A | N/A | N/A | N/A | N/A | 4334.9108 | N/A | 1481.2648 | [14 empty] | Commercial | ECM Motors on Furnaces | College and University | Existing | 0 | N/A | N/A | N/A | N/A | 0 | 0 | 0 | N/A | 0
[14 empty] | Commercial | Outdoor Lighting Controls | Warehouse | New | 7858.003 | N/A | N/A | N/A | N/A | N/A | N/A | 13284.6832 | N/A | 4539.4554 | [14 empty] | Commercial | ECM Motors on Furnaces | Institutional | Existing | 265.2367 | N/A | N/A | N/A | N/A | 15.8021 | 34.5213 | 407.9696 | N/A | 101.6558
[14 empty] | Commercial | Ceiling Insulation(R2 to R38) | Assembly | Existing | 0 | N/A | N/A | N/A | N/A | N/A | N/A | 0 | N/A | 0 | [14 empty] | Commercial | ECM Motors on Furnaces | Lodging/Hospitality | Existing | 51.0365 | N/A | N/A | N/A | N/A | 3.1331 | 3.3326 | 80.8876 | N/A | 16.6433
[14 empty] | Commercial | Ceiling Insulation(R2 to R38) | College and University | Existing | 0 | N/A | N/A | N/A | N/A | N/A | N/A | 0 | N/A | 0 | [14 empty] | Commercial | ECM Motors on Furnaces | Miscellaneous | Existing | 1303.0696 | N/A | N/A | N/A | N/A | 77.6335 | 459.1171 | 2004.2953 | N/A | 788.939
[14 empty] | Commercial | Ceiling Insulation(R2 to R38) | Grocery | Existing | 0 | N/A | N/A | N/A | N/A | N/A | N/A | 0 | N/A | 0 | [14 empty] | Commercial | ECM Motors on Furnaces | Offices | Existing | 2330.3699 | N/A | N/A | N/A | N/A | 138.8374 | 743.7606 | 3584.4205 | N/A | 1333.6041
[14 empty] | Commercial | Ceiling Insulation(R2 to R38) | Healthcare | Existing | 1847616.2429 | N/A | N/A | N/A | N/A | N/A | N/A | 2871343.5163 | N/A | 702395.0017 | [14 empty] | Commercial | ECM Motors on Furnaces | Warehouse | Existing | 749.0313 | N/A | N/A | N/A | N/A | 44.6254 | 263.91 | 1152.1103 | N/A | 453.4984
[14 empty] | Commercial | Ceiling Insulation(R2 to R38) | Hospitals | Existing | 0 | N/A | N/A | N/A | N/A | N/A | N/A | 0 | N/A | 0 | [14 empty] | Commercial | ECM Motors on Furnaces | Assembly | New | 34.4181 | N/A | N/A | N/A | N/A | 2.0505 | 2.7911 | 52.9397 | N/A | 11.5028
[14 empty] | Commercial | Ceiling Insulation(R2 to R38) | Institutional | Existing | 0 | N/A | N/A | N/A | N/A | N/A | N/A | 0 | N/A | 0 | [14 empty] | Commercial | ECM Motors on Furnaces | College and University | New | 0 | N/A | N/A | N/A | N/A | 0 | 0 | 0 | N/A | 0
[14 empty] | Commercial | Ceiling Insulation(R2 to R38) | Lodging/Hospitality | Existing | 0 | N/A | N/A | N/A | N/A | N/A | N/A | 0 | N/A | 0 | [14 empty] | Commercial | ECM Motors on Furnaces | Institutional | New | 53.954 | N/A | N/A | N/A | N/A | 3.2144 | 7.0223 | 82.9884 | N/A | 20.6786
[14 empty] | Commercial | Ceiling Insulation(R2 to R38) | Miscellaneous | Existing | 0 | N/A | N/A | N/A | N/A | N/A | N/A | 0 | N/A | 0 | [14 empty] | Commercial | ECM Motors on Furnaces | Lodging/Hospitality | New | 10.5683 | N/A | N/A | N/A | N/A | 0.64877 | 0.69009 | 16.7496 | N/A | 3.4464
[14 empty] | Commercial | Ceiling Insulation(R2 to R38) | Offices | Existing | 2684013.3991 | N/A | N/A | N/A | N/A | N/A | N/A | 4171171.6384 | N/A | 1020362.1034 | [14 empty] | Commercial | ECM Motors on Furnaces | Miscellaneous | New | 265.9211 | N/A | N/A | N/A | N/A | 15.8429 | 93.6933 | 409.0222 | N/A | 161.001
[14 empty] | Commercial | Ceiling Insulation(R2 to R38) | Restaurants | Existing | 0 | N/A | N/A | N/A | N/A | N/A | N/A | 0 | N/A | 0 | [14 empty] | Commercial | ECM Motors on Furnaces | Offices | New | 473.8809 | N/A | N/A | N/A | N/A | 28.2326 | 151.2438 | 728.8922 | N/A | 271.1885
[14 empty] | Commercial | Ceiling Insulation(R2 to R38) | Retail | Existing | 0 | N/A | N/A | N/A | N/A | N/A | N/A | 0 | N/A | 0 | [14 empty] | Commercial | ECM Motors on Furnaces | Warehouse | New | 155.3537 | N/A | N/A | N/A | N/A | 9.2556 | 54.7366 | 238.9548 | N/A | 94.0584
[14 empty] | Commercial | Ceiling Insulation(R2 to R38) | Schools K-12 | Existing | 0 | N/A | N/A | N/A | N/A | N/A | N/A | 0 | N/A | 0 | [14 empty] | Commercial | Facility Energy Management System | College and University | Existing | 32087.2989 | N/A | N/A | N/A | N/A | 957.4307 | 14247.7304 | 49855.5206 | N/A | 22306.1283
[14 empty] | Commercial | Ceiling Insulation(R2 to R38) | Warehouse | Existing | 0 | N/A | N/A | N/A | N/A | N/A | N/A | 0 | N/A | 0 | [14 empty] | Commercial | Facility Energy Management System | Healthcare | Existing | 3040.9493 | N/A | N/A | N/A | N/A | 89.3986 | 31.9268 | 4689.5561 | N/A | 784.3672
[14 empty] | Commercial | Ceiling Insulation(R2 to R38) | Assembly | New | 0 | N/A | N/A | N/A | N/A | N/A | N/A | 0 | N/A | 0 | [14 empty] | Commercial | Facility Energy Management System | Hospitals | Existing | 104203.7067 | N/A | N/A | N/A | N/A | 3109.2622 | 1110.4074 | 161906.1196 | N/A | 27280.1056
[14 empty] | Commercial | Ceiling Insulation(R2 to R38) | College and University | New | 0 | N/A | N/A | N/A | N/A | N/A | N/A | 0 | N/A | 0 | [14 empty] | Commercial | Facility Energy Management System | Lodging/Hospitality | Existing | 27354.4262 | N/A | N/A | N/A | N/A | 789.555 | 5627.9524 | 41670.8046 | N/A | 12273.3927
[14 empty] | Commercial | Ceiling Insulation(R2 to R38) | Grocery | New | 0 | N/A | N/A | N/A | N/A | N/A | N/A | 0 | N/A | 0 | [14 empty] | Commercial | Facility Energy Management System | Miscellaneous | Existing | 150949.1553 | N/A | N/A | N/A | N/A | 4437.642 | 13338.38 | 232784.0611 | N/A | 50688.6396
[14 empty] | Commercial | Ceiling Insulation(R2 to R38) | Healthcare | New | 0 | N/A | N/A | N/A | N/A | N/A | N/A | 0 | N/A | 0 | [14 empty] | Commercial | Facility Energy Management System | Offices | Existing | 180313.6664 | N/A | N/A | N/A | N/A | 5300.9074 | 459.346 | 278068.1181 | N/A | 45075.4435
[14 empty] | Commercial | Ceiling Insulation(R2 to R38) | Hospitals | New | 0 | N/A | N/A | N/A | N/A | N/A | N/A | 0 | N/A | 0 | [14 empty] | Commercial | Facility Energy Management System | Retail | Existing | 409334.9955 | N/A | N/A | N/A | N/A | 11814.9983 | 126678.4525 | 623567.0424 | N/A | 226121.6378
[14 empty] | Commercial | Ceiling Insulation(R2 to R38) | Institutional | New | 0 | N/A | N/A | N/A | N/A | N/A | N/A | 0 | N/A | 0 | [14 empty] | Commercial | Facility Energy Management System | Schools K-12 | Existing | 33679.2818 | N/A | N/A | N/A | N/A | 990.1122 | 14734.0704 | 51938.0183 | N/A | 23067.5382
[14 empty] | Commercial | Ceiling Insulation(R2 to R38) | Lodging/Hospitality | New | 0 | N/A | N/A | N/A | N/A | N/A | N/A | 0 | N/A | 0 | [14 empty] | Commercial | Facility Energy Management System | College and University | New | 26000.8926 | N/A | N/A | N/A | N/A | 775.8226 | 11545.1821 | 40398.7897 | N/A | 18075.0411
[14 empty] | Commercial | Ceiling Insulation(R2 to R38) | Miscellaneous | New | 0 | N/A | N/A | N/A | N/A | N/A | N/A | 0 | N/A | 0 | [14 empty] | Commercial | Facility Energy Management System | Healthcare | New | 9395.5383 | N/A | N/A | N/A | N/A | 276.2124 | 98.6434 | 14489.1938 | N/A | 2423.4381
[14 empty] | Commercial | Ceiling Insulation(R2 to R38) | Offices | New | 0 | N/A | N/A | N/A | N/A | N/A | N/A | 0 | N/A | 0 | [14 empty] | Commercial | Facility Energy Management System | Hospitals | New | 30168.7523 | N/A | N/A | N/A | N/A | 900.1845 | 321.4819 | 46874.5861 | N/A | 7898.0564
[14 empty] | Commercial | Ceiling Insulation(R2 to R38) | Restaurants | New | 0 | N/A | N/A | N/A | N/A | N/A | N/A | 0 | N/A | 0 | [14 empty] | Commercial | Facility Energy Management System | Lodging/Hospitality | New | 30947.0754 | N/A | N/A | N/A | N/A | 893.2528 | 6367.111 | 47143.7245 | N/A | 13885.3437
[14 empty] | Commercial | Ceiling Insulation(R2 to R38) | Retail | New | 0 | N/A | N/A | N/A | N/A | N/A | N/A | 0 | N/A | 0 | [14 empty] | Commercial | Facility Energy Management System | Miscellaneous | New | 54683.9084 | N/A | N/A | N/A | N/A | 1607.6116 | 4832.0559 | 84330 | N/A | 18362.825
[14 empty] | Commercial | Ceiling Insulation(R2 to R38) | Schools K-12 | New | 0 | N/A | N/A | N/A | N/A | N/A | N/A | 0 | N/A | 0 | [14 empty] | Commercial | Facility Energy Management System | Offices | New | 43343.0326 | N/A | N/A | N/A | N/A | 1274.2096 | 110.4156 | 66840.8321 | N/A | 10835.0435
[14 empty] | Commercial | Ceiling Insulation(R2 to R38) | Warehouse | New | 0 | N/A | N/A | N/A | N/A | N/A | N/A | 0 | N/A | 0 | [14 empty] | Commercial | Facility Energy Management System | Retail | New | 78467.063 | N/A | N/A | N/A | N/A | 2264.8643 | 24283.4994 | 119534.0612 | N/A | 43346.1615
[14 empty] | Commercial | Chilled Water System - Variable Speed Drives | Assembly | Existing | 3392860.6427 | N/A | N/A | N/A | N/A | N/A | N/A | 5379352.9693 | N/A | 1097190.4445 | [14 empty] | Commercial | Facility Energy Management System | Schools K-12 | New | 36034.323 | N/A | N/A | N/A | N/A | 1059.3463 | 15764.358 | 55569.8111 | N/A | 24680.5478
[14 empty] | Commercial | Chilled Water System - Variable Speed Drives | College and University | Existing | 418627.4144 | N/A | N/A | N/A | N/A | N/A | N/A | 663730.3626 | N/A | 135376.6179 | [14 empty] | Commercial | Hotel Card Energy Control Systems | Lodging/Hospitality | Existing | 585223.8383 | N/A | N/A | N/A | N/A | 33859.3499 | 211962.8497 | 875013.745 | N/A | 355812.5223
[14 empty] | Commercial | Chilled Water System - Variable Speed Drives | Grocery | Existing | 0 | N/A | N/A | N/A | N/A | N/A | N/A | 0 | N/A | 0 | [14 empty] | Commercial | Hotel Card Energy Control Systems | Lodging/Hospitality | New | 96292.0449 | N/A | N/A | N/A | N/A | 5571.1778 | 34876.119 | 143973.7367 | N/A | 58544.9757
[14 empty] | Commercial | Chilled Water System - Variable Speed Drives | Healthcare | Existing | 0 | N/A | N/A | N/A | N/A | N/A | N/A | 0 | N/A | 0 | [14 empty] | Commercial | HVAC tune-up | Healthcare | Existing | 806.8933 | N/A | N/A | N/A | N/A | 126.6355 | 29.9493 | 1328.8107 | N/A | 567.9535
[14 empty] | Commercial | Chilled Water System - Variable Speed Drives | Hospitals | Existing | 2881326.1555 | N/A | N/A | N/A | N/A | N/A | N/A | 4568319.198 | N/A | 931769.341 | [14 empty] | Commercial | HVAC tune-up | Hospitals | Existing | 253.6204 | N/A | N/A | N/A | N/A | 40.0034 | 19.4504 | 421.0767 | N/A | 189.4028
[14 empty] | Commercial | Chilled Water System - Variable Speed Drives | Institutional | Existing | 1596794.2953 | N/A | N/A | N/A | N/A | N/A | N/A | 2531704.3752 | N/A | 516374.7136 | [14 empty] | Commercial | HVAC tune-up | Healthcare | New | 125.7609 | N/A | N/A | N/A | N/A | 19.7372 | 4.6678 | 207.106 | N/A | 88.5202
[14 empty] | Commercial | Chilled Water System - Variable Speed Drives | Lodging/Hospitality | Existing | 1344885.8717 | N/A | N/A | N/A | N/A | N/A | N/A | 2132305.6173 | N/A | 434912.0352 | [14 empty] | Commercial | HVAC tune-up | Hospitals | New | 39.7101 | N/A | N/A | N/A | N/A | 6.2635 | 3.0454 | 65.9293 | N/A | 29.6554
[14 empty] | Commercial | Chilled Water System - Variable Speed Drives | Miscellaneous | Existing | 1132403.0297 | N/A | N/A | N/A | N/A | N/A | N/A | 1795415.7985 | N/A | 366198.8848 | [14 empty] | Commercial | HVAC tune-up_RTU | Healthcare | Existing | 93027.1708 | N/A | N/A | N/A | N/A | 14599.8744 | 5914.3017 | 153199.3242 | N/A | 67941.1028
[14 empty] | Commercial | Chilled Water System - Variable Speed Drives | Offices | Existing | 7810143.0806 | N/A | N/A | N/A | N/A | N/A | N/A | 12382918.3676 | N/A | 2525660.5739 | [14 empty] | Commercial | HVAC tune-up_RTU | Hospitals | Existing | 81758.0737 | N/A | N/A | N/A | N/A | 12895.6604 | 8565.2776 | 135739.9377 | N/A | 63351.8145
[14 empty] | Commercial | Chilled Water System - Variable Speed Drives | Restaurants | Existing | 134605.7913 | N/A | N/A | N/A | N/A | N/A | N/A | 213416.3879 | N/A | 43529.1052 | [14 empty] | Commercial | HVAC tune-up_RTU | Healthcare | New | 16818.5228 | N/A | N/A | N/A | N/A | 2639.5334 | 1069.2556 | 27697.1374 | N/A | 12283.1747
[14 empty] | Commercial | Chilled Water System - Variable Speed Drives | Retail | Existing | 0 | N/A | N/A | N/A | N/A | N/A | N/A | 0 | N/A | 0 | [14 empty] | Commercial | HVAC tune-up_RTU | Hospitals | New | 14841.912 | N/A | N/A | N/A | N/A | 2341.0074 | 1554.8935 | 24641.4834 | N/A | 11500.5408
[14 empty] | Commercial | Chilled Water System - Variable Speed Drives | Schools K-12 | Existing | 6002966.5459 | N/A | N/A | N/A | N/A | N/A | N/A | 9517654.6618 | N/A | 1941252.0072 | [14 empty] | Commercial | Low U-Value Windows | Lodging/Hospitality | Existing | 1711821.3634 | N/A | N/A | N/A | N/A | 67163.6747 | 1336870.2924 | 2261073.1553 | N/A | 1622211.643
[14 empty] | Commercial | Chilled Water System - Variable Speed Drives | Warehouse | Existing | 0 | N/A | N/A | N/A | N/A | N/A | N/A | 0 | N/A | 0 | [14 empty] | Commercial | Programmable Thermostat | Healthcare | Existing | 0 | N/A | N/A | N/A | N/A | 0 | 0 | 0 | N/A | 0
[14 empty] | Commercial | Chilled Water System - Variable Speed Drives | Assembly | New | 50619.1529 | N/A | N/A | N/A | N/A | N/A | N/A | 80256.2555 | N/A | 16369.3286 | [14 empty] | Commercial | Programmable Thermostat | Hospitals | Existing | 0 | N/A | N/A | N/A | N/A | 0 | 0 | 0 | N/A | 0
[14 empty] | Commercial | Chilled Water System - Variable Speed Drives | College and University | New | 6245.6338 | N/A | N/A | N/A | N/A | N/A | N/A | 9902.4016 | N/A | 2019.7263 | [14 empty] | Commercial | Programmable Thermostat | Institutional | Existing | 0 | N/A | N/A | N/A | N/A | 0 | 0 | 0 | N/A | 0
[14 empty] | Commercial | Chilled Water System - Variable Speed Drives | Grocery | New | 0 | N/A | N/A | N/A | N/A | N/A | N/A | 0 | N/A | 0 | [14 empty] | Commercial | Programmable Thermostat | Miscellaneous | Existing | 0 | N/A | N/A | N/A | N/A | 0 | 0 | 0 | N/A | 0
[14 empty] | Commercial | Chilled Water System - Variable Speed Drives | Healthcare | New | 0 | N/A | N/A | N/A | N/A | N/A | N/A | 0 | N/A | 0 | [14 empty] | Commercial | Programmable Thermostat | Offices | Existing | 0 | N/A | N/A | N/A | N/A | 0 | 0 | 0 | N/A | 0
[14 empty] | Commercial | Chilled Water System - Variable Speed Drives | Hospitals | New | 43082.9396 | N/A | N/A | N/A | N/A | N/A | N/A | 68307.6505 | N/A | 13932.252 | [14 empty] | Commercial | Programmable Thermostat | Restaurants | Existing | 150284.0417 | N/A | N/A | N/A | N/A | 8511.2562 | 2756.4458 | 179105.8888 | N/A | 38916.0716
[14 empty] | Commercial | Chilled Water System - Variable Speed Drives | Institutional | New | 23823.0753 | N/A | N/A | N/A | N/A | N/A | N/A | 37771.2922 | N/A | 7703.9564 | [14 empty] | Commercial | Programmable Thermostat | Healthcare | New | 0 | N/A | N/A | N/A | N/A | 0 | 0 | 0 | N/A | 0
[14 empty] | Commercial | Chilled Water System - Variable Speed Drives | Lodging/Hospitality | New | 20064.7745 | N/A | N/A | N/A | N/A | N/A | N/A | 31812.5369 | N/A | 6488.5892 | [14 empty] | Commercial | Programmable Thermostat | Hospitals | New | 0 | N/A | N/A | N/A | N/A | 0 | 0 | 0 | N/A | 0
[14 empty] | Commercial | Chilled Water System - Variable Speed Drives | Miscellaneous | New | 16894.6762 | N/A | N/A | N/A | N/A | N/A | N/A | 26786.3718 | N/A | 5463.4361 | [14 empty] | Commercial | Programmable Thermostat | Institutional | New | 0 | N/A | N/A | N/A | N/A | 0 | 0 | 0 | N/A | 0
[14 empty] | Commercial | Chilled Water System - Variable Speed Drives | Offices | New | 116758.2398 | N/A | N/A | N/A | N/A | N/A | N/A | 185119.2401 | N/A | 37757.5263 | [14 empty] | Commercial | Programmable Thermostat | Miscellaneous | New | 0 | N/A | N/A | N/A | N/A | 0 | 0 | 0 | N/A | 0
[14 empty] | Commercial | Chilled Water System - Variable Speed Drives | Restaurants | New | 2008.226 | N/A | N/A | N/A | N/A | N/A | N/A | 3184.0261 | N/A | 649.4244 | [14 empty] | Commercial | Programmable Thermostat | Offices | New | 0 | N/A | N/A | N/A | N/A | 0 | 0 | 0 | N/A | 0
[14 empty] | Commercial | Chilled Water System - Variable Speed Drives | Retail | New | 0 | N/A | N/A | N/A | N/A | N/A | N/A | 0 | N/A | 0 | [14 empty] | Commercial | Programmable Thermostat | Restaurants | New | 25056.6645 | N/A | N/A | N/A | N/A | 1419.0708 | 459.5787 | 29862.0939 | N/A | 6488.4265
[14 empty] | Commercial | Chilled Water System - Variable Speed Drives | Schools K-12 | New | 89560.1422 | N/A | N/A | N/A | N/A | N/A | N/A | 141996.8775 | N/A | 28962.1481 | [14 empty] | Commercial | Smart Thermostat | Healthcare | Existing | 306874.4265 | N/A | N/A | N/A | N/A | 20785.3667 | 20427.3899 | 419062.3305 | N/A | 108732.9306
[14 empty] | Commercial | Chilled Water System - Variable Speed Drives | Warehouse | New | 0 | N/A | N/A | N/A | N/A | N/A | N/A | 0 | N/A | 0 | [14 empty] | Commercial | Smart Thermostat | Hospitals | Existing | 553046.8126 | N/A | N/A | N/A | N/A | 41107.0255 | 29306.5832 | 836024.1066 | N/A | 203947.6257
[14 empty] | Commercial | Dedicated Outdoor Air System on VRF unit | Healthcare | Existing | 93614.7469 | N/A | N/A | N/A | N/A | N/A | N/A | 139006.2747 | N/A | 68449.9229 | [14 empty] | Commercial | Smart Thermostat | Institutional | Existing | 96248.6273 | N/A | N/A | N/A | N/A | 6519.1585 | 1804.4503 | 131435.4361 | N/A | 29500.7533
[14 empty] | Commercial | Dedicated Outdoor Air System on VRF unit | Hospitals | Existing | 287239.7183 | N/A | N/A | N/A | N/A | N/A | N/A | 426515.314 | N/A | 220448.2102 | [14 empty] | Commercial | Smart Thermostat | Lodging/Hospitality | Existing | 610760.3724 | N/A | N/A | N/A | N/A | 54876.6787 | 247653.1019 | 1100466.9682 | N/A | 480793.794
[14 empty] | Commercial | Dedicated Outdoor Air System on VRF unit | Restaurants | Existing | 46782.6472 | N/A | N/A | N/A | N/A | N/A | N/A | 69466.4219 | N/A | 43253.8108 | [14 empty] | Commercial | Smart Thermostat | Miscellaneous | Existing | 198043.6134 | N/A | N/A | N/A | N/A | 13413.9856 | 29528.4364 | 270444.8824 | N/A | 86517.0508
[14 empty] | Commercial | Dedicated Outdoor Air System on VRF unit | Healthcare | New | 1500.7219 | N/A | N/A | N/A | N/A | N/A | N/A | 2228.3856 | N/A | 1097.3089 | [14 empty] | Commercial | Smart Thermostat | Offices | Existing | 2038254.314 | N/A | N/A | N/A | N/A | 138056.0246 | 83850.2397 | 2783404.3154 | N/A | 670374.022
[14 empty] | Commercial | Dedicated Outdoor Air System on VRF unit | Hospitals | New | 4273.0678 | N/A | N/A | N/A | N/A | N/A | N/A | 6344.9751 | N/A | 3279.4565 | [14 empty] | Commercial | Smart Thermostat | Retail | Existing | 1673743.981 | N/A | N/A | N/A | N/A | 94791.5941 | 715990.4268 | 1994738.7614 | N/A | 1118707.5442
[14 empty] | Commercial | Dedicated Outdoor Air System on VRF unit | Restaurants | New | 697.965 | N/A | N/A | N/A | N/A | N/A | N/A | 1036.3913 | N/A | 645.3172 | [14 empty] | Commercial | Smart Thermostat | Schools K-12 | Existing | 1045672.6613 | N/A | N/A | N/A | N/A | 70826.0052 | 638508.6576 | 1427952.2324 | N/A | 939409.2273
[14 empty] | Commercial | Duct Sealing Repair | Assembly | Existing | 0 | N/A | N/A | N/A | N/A | N/A | N/A | 0 | N/A | 0 | [14 empty] | Commercial | Smart Thermostat | Healthcare | New | 51415.9952 | N/A | N/A | N/A | N/A | 3482.533 | 3422.5549 | 70212.7806 | N/A | 18217.9138
[14 empty] | Commercial | Duct Sealing Repair | College and University | Existing | 0 | N/A | N/A | N/A | N/A | N/A | N/A | 0 | N/A | 0 | [14 empty] | Commercial | Smart Thermostat | Hospitals | New | 89438.6451 | N/A | N/A | N/A | N/A | 6647.8218 | 4739.4561 | 135201.6893 | N/A | 32982.3785
[14 empty] | Commercial | Duct Sealing Repair | Retail | Existing | 5895487.3516 | N/A | N/A | N/A | N/A | N/A | N/A | 8777713.761 | N/A | 1500105.74 | [14 empty] | Commercial | Smart Thermostat | Institutional | New | 42824.7016 | N/A | N/A | N/A | N/A | 2900.6233 | 802.8691 | 58480.6608 | N/A | 13126.0153
[14 empty] | Commercial | Duct Sealing Repair | Schools K-12 | Existing | 0 | N/A | N/A | N/A | N/A | N/A | N/A | 0 | N/A | 0 | [14 empty] | Commercial | Smart Thermostat | Lodging/Hospitality | New | 99148.361 | N/A | N/A | N/A | N/A | 8908.4574 | 40202.9999 | 178645.3431 | N/A | 78050.114
[14 empty] | Commercial | Duct Sealing Repair | Warehouse | Existing | 0 | N/A | N/A | N/A | N/A | N/A | N/A | 0 | N/A | 0 | [14 empty] | Commercial | Smart Thermostat | Miscellaneous | New | 32377.4358 | N/A | N/A | N/A | N/A | 2193.0041 | 4827.4975 | 44214.058 | N/A | 14144.3605
[14 empty] | Commercial | Duct Sealing Repair | Assembly | New | 0 | N/A | N/A | N/A | N/A | N/A | N/A | 0 | N/A | 0 | [14 empty] | Commercial | Smart Thermostat | Offices | New | 332473.1738 | N/A | N/A | N/A | N/A | 22519.2334 | 13677.3685 | 454019.5305 | N/A | 109349.151
[14 empty] | Commercial | Duct Sealing Repair | College and University | New | 0 | N/A | N/A | N/A | N/A | N/A | N/A | 0 | N/A | 0 | [14 empty] | Commercial | Smart Thermostat | Retail | New | 279240.3724 | N/A | N/A | N/A | N/A | 15814.629 | 119452.817 | 332793.785 | N/A | 186640.4389
[14 empty] | Commercial | Duct Sealing Repair | Retail | New | 0 | N/A | N/A | N/A | N/A | N/A | N/A | 0 | N/A | 0 | [14 empty] | Commercial | Smart Thermostat | Schools K-12 | New | 164632.1399 | N/A | N/A | N/A | N/A | 11150.9435 | 100527.68 | 224818.7606 | N/A | 147901.8789
[14 empty] | Commercial | Duct Sealing Repair | Schools K-12 | New | 0 | N/A | N/A | N/A | N/A | N/A | N/A | 0 | N/A | 0 | [14 empty] | Commercial | Wall Insulation | Assembly | Existing | 0 | N/A | N/A | N/A | N/A | 0 | 0 | 0 | N/A | 0
[14 empty] | Commercial | Duct Sealing Repair | Warehouse | New | 0 | N/A | N/A | N/A | N/A | N/A | N/A | 0 | N/A | 0 | [14 empty] | Commercial | Wall Insulation | College and University | Existing | 0 | N/A | N/A | N/A | N/A | 0 | 0 | 0 | N/A | 0
[14 empty] | Commercial | ECM Motors on Furnaces | Assembly | Existing | 638.7801 | N/A | N/A | N/A | N/A | N/A | N/A | 982.5293 | N/A | 213.4845 | [14 empty] | Commercial | Wall Insulation | Grocery | Existing | 0 | N/A | N/A | N/A | N/A | 0 | 0 | 0 | N/A | 0
[14 empty] | Commercial | ECM Motors on Furnaces | College and University | Existing | 0 | N/A | N/A | N/A | N/A | N/A | N/A | 0 | N/A | 0 | [14 empty] | Commercial | Wall Insulation | Healthcare | Existing | 134110.0273 | N/A | N/A | N/A | N/A | 6508.653 | 48441.4274 | 208417.716 | N/A | 76093.0986
[14 empty] | Commercial | ECM Motors on Furnaces | Institutional | Existing | 951.3344 | N/A | N/A | N/A | N/A | N/A | N/A | 1463.2794 | N/A | 364.6125 | [14 empty] | Commercial | Wall Insulation | Hospitals | Existing | 0 | N/A | N/A | N/A | N/A | 0 | 0 | 0 | N/A | 0
[14 empty] | Commercial | ECM Motors on Furnaces | Lodging/Hospitality | Existing | 201.0239 | N/A | N/A | N/A | N/A | N/A | N/A | 318.602 | N/A | 65.5549 | [14 empty] | Commercial | Wall Insulation | Institutional | Existing | 0 | N/A | N/A | N/A | N/A | 0 | 0 | 0 | N/A | 0
[14 empty] | Commercial | ECM Motors on Furnaces | Miscellaneous | Existing | 4214.2783 | N/A | N/A | N/A | N/A | N/A | N/A | 6482.1235 | N/A | 2551.5203 | [14 empty] | Commercial | Wall Insulation | Lodging/Hospitality | Existing | 0 | N/A | N/A | N/A | N/A | 0 | 0 | 0 | N/A | 0
[14 empty] | Commercial | ECM Motors on Furnaces | Offices | Existing | 7102.7456 | N/A | N/A | N/A | N/A | N/A | N/A | 10924.9724 | N/A | 4064.6982 | [14 empty] | Commercial | Wall Insulation | Miscellaneous | Existing | 0 | N/A | N/A | N/A | N/A | 0 | 0 | 0 | N/A | 0
[14 empty] | Commercial | ECM Motors on Furnaces | Warehouse | Existing | 2509.9687 | N/A | N/A | N/A | N/A | N/A | N/A | 3860.6674 | N/A | 1519.6519 | [14 empty] | Commercial | Wall Insulation | Offices | Existing | 2551211.3847 | N/A | N/A | N/A | N/A | 123815.8704 | 880330.1466 | 3964786.6792 | N/A | 1406355.3801
[14 empty] | Commercial | ECM Motors on Furnaces | Assembly | New | 9.5302 | N/A | N/A | N/A | N/A | N/A | N/A | 14.6587 | N/A | 3.185 | [14 empty] | Commercial | Wall Insulation | Restaurants | Existing | 0 | N/A | N/A | N/A | N/A | 0 | 0 | 0 | N/A | 0
[14 empty] | Commercial | ECM Motors on Furnaces | College and University | New | 0 | N/A | N/A | N/A | N/A | N/A | N/A | 0 | N/A | 0 | [14 empty] | Commercial | Wall Insulation | Retail | Existing | 1284428.1368 | N/A | N/A | N/A | N/A | 57551.0987 | 409187.9905 | 1884207.5755 | N/A | 653690.816
[14 empty] | Commercial | ECM Motors on Furnaces | Institutional | New | 14.1933 | N/A | N/A | N/A | N/A | N/A | N/A | 21.8311 | N/A | 5.4398 | [14 empty] | Commercial | Wall Insulation | Schools K-12 | Existing | 0 | N/A | N/A | N/A | N/A | 0 | 0 | 0 | N/A | 0
[14 empty] | Commercial | ECM Motors on Furnaces | Lodging/Hospitality | New | 2.9991 | N/A | N/A | N/A | N/A | N/A | N/A | 4.7533 | N/A | 0.97803 | [14 empty] | Commercial | Wall Insulation | Warehouse | Existing | 0 | N/A | N/A | N/A | N/A | 0 | 0 | 0 | N/A | 0
[14 empty] | Commercial | ECM Motors on Furnaces | Miscellaneous | New | 62.8741 | N/A | N/A | N/A | N/A | N/A | N/A | 96.7088 | N/A | 38.0669 | [14 empty] | Commercial | Water Cooled Refrigeration Heat Recovery | Miscellaneous | Existing | 0 | N/A | N/A | N/A | N/A | 0 | 0 | 0 | N/A | 0
[14 empty] | Commercial | ECM Motors on Furnaces | Offices | New | 112.3085 | N/A | N/A | N/A | N/A | N/A | N/A | 172.7455 | N/A | 64.2709 | [14 empty] | Commercial | Water Cooled Refrigeration Heat Recovery | Miscellaneous | New | 0 | N/A | N/A | N/A | N/A | 0 | 0 | 0 | N/A | 0
[14 empty] | Commercial | ECM Motors on Furnaces | Warehouse | New | 37.447 | N/A | N/A | N/A | N/A | N/A | N/A | 57.5985 | N/A | 22.6722 | [14 empty] | Commercial | Bi-Level Lighting Control (Interior) | Hospitals | Existing | 421818.391 | N/A | N/A | N/A | N/A | 23070.5568 | 172738.4111 | 701657.1701 | N/A | 366916.1498
[14 empty] | Commercial | Facility Energy Management System | College and University | Existing | 126225.8402 | N/A | N/A | N/A | N/A | N/A | N/A | 196122.9272 | N/A | 87748.4202 | [14 empty] | Commercial | Bi-Level Lighting Control (Interior) | Hospitals | New | 46682.7155 | N/A | N/A | N/A | N/A | 2553.2226 | 19116.9903 | 77652.5224 | N/A | 40606.6748
[14 empty] | Commercial | Facility Energy Management System | Healthcare | Existing | 44207.1957 | N/A | N/A | N/A | N/A | N/A | N/A | 68173.4888 | N/A | 11402.5828 | [14 empty] | Commercial | Interior Lighting Controls | College and University | Existing | 137681.9314 | N/A | N/A | N/A | N/A | 7743.2048 | 23034.1123 | 235419.1722 | N/A | 88206.2716
[14 empty] | Commercial | Facility Energy Management System | Hospitals | Existing | 1513649.1769 | N/A | N/A | N/A | N/A | N/A | N/A | 2351826.7487 | N/A | 396267.1835 | [14 empty] | Commercial | Interior Lighting Controls | Grocery | Existing | 88907.9118 | N/A | N/A | N/A | N/A | 5000.1635 | 3202.9775 | 152021.5964 | N/A | 45287.8069
[14 empty] | Commercial | Facility Energy Management System | Lodging/Hospitality | Existing | 171010.6224 | N/A | N/A | N/A | N/A | N/A | N/A | 260511.7793 | N/A | 76729.101 | [14 empty] | Commercial | Interior Lighting Controls | Healthcare | Existing | 86523.3627 | N/A | N/A | N/A | N/A | 4866.0569 | 7640.0943 | 147944.3106 | N/A | 48596.1901
[14 empty] | Commercial | Facility Energy Management System | Miscellaneous | Existing | 1958656.0959 | N/A | N/A | N/A | N/A | N/A | N/A | 3020513.228 | N/A | 657715.5908 | [14 empty] | Commercial | Interior Lighting Controls | Institutional | Existing | 70398.3043 | N/A | N/A | N/A | N/A | 3959.1868 | 26938.8109 | 120372.4436 | N/A | 60262.0615
[14 empty] | Commercial | Facility Energy Management System | Offices | Existing | 2657081.1682 | N/A | N/A | N/A | N/A | N/A | N/A | 4097579.3726 | N/A | 664226.4812 | [14 empty] | Commercial | Interior Lighting Controls | Lodging/Hospitality | Existing | 139120.6857 | N/A | N/A | N/A | N/A | 7824.1201 | 38802.1781 | 237879.2652 | N/A | 104655.3762
[14 empty] | Commercial | Facility Energy Management System | Retail | Existing | 2443833.4563 | N/A | N/A | N/A | N/A | N/A | N/A | 3722852.9619 | N/A | 1350003.3708 | [14 empty] | Commercial | Interior Lighting Controls | Miscellaneous | Existing | 247144.2302 | N/A | N/A | N/A | N/A | 13899.343 | 41347.0954 | 422586.2427 | N/A | 158333.5655
[14 empty] | Commercial | Facility Energy Management System | Schools K-12 | Existing | 179295.5012 | N/A | N/A | N/A | N/A | N/A | N/A | 276497.9693 | N/A | 122802.6728 | [14 empty] | Commercial | Interior Lighting Controls | Offices | Existing | 1354510.1045 | N/A | N/A | N/A | N/A | 76177.3826 | 534716.5996 | 2316045.7173 | N/A | 1175878.0608
[14 empty] | Commercial | Facility Energy Management System | College and University | New | 11649.3016 | N/A | N/A | N/A | N/A | N/A | N/A | 18100.0587 | N/A | 8098.2452 | [14 empty] | Commercial | Interior Lighting Controls | Restaurants | Existing | 45509.3584 | N/A | N/A | N/A | N/A | 2559.4374 | 16741.6693 | 77815.4067 | N/A | 38283.662
[14 empty] | Commercial | Facility Energy Management System | Healthcare | New | 5591.8525 | N/A | N/A | N/A | N/A | N/A | N/A | 8623.3947 | N/A | 1442.3345 | [14 empty] | Commercial | Interior Lighting Controls | Retail | Existing | 146191.7702 | N/A | N/A | N/A | N/A | 8221.7965 | 13633.7512 | 249969.9501 | N/A | 82834.0685
[14 empty] | Commercial | Facility Energy Management System | Hospitals | New | 17964.5584 | N/A | N/A | N/A | N/A | N/A | N/A | 27912.3654 | N/A | 4703.0481 | [14 empty] | Commercial | Interior Lighting Controls | Warehouse | Existing | 115032.1563 | N/A | N/A | N/A | N/A | 6469.3859 | 30499.5903 | 196690.8421 | N/A | 84950.4099
[14 empty] | Commercial | Facility Energy Management System | Lodging/Hospitality | New | 15224.0134 | N/A | N/A | N/A | N/A | N/A | N/A | 23191.7454 | N/A | 6830.7152 | [14 empty] | Commercial | Interior Lighting Controls | College and University | New | 34505.0203 | N/A | N/A | N/A | N/A | 1940.5556 | 5772.6712 | 58999.3417 | N/A | 22105.727
[14 empty] | Commercial | Facility Energy Management System | Miscellaneous | New | 29221.8051 | N/A | N/A | N/A | N/A | N/A | N/A | 45063.985 | N/A | 9812.6654 | [14 empty] | Commercial | Interior Lighting Controls | Grocery | New | 9803.9581 | N/A | N/A | N/A | N/A | 551.3727 | 353.1953 | 16763.5628 | N/A | 4993.9286
[14 empty] | Commercial | Facility Energy Management System | Offices | New | 26279.3666 | N/A | N/A | N/A | N/A | N/A | N/A | 40526.3459 | N/A | 6569.4083 | [14 empty] | Commercial | Interior Lighting Controls | Healthcare | New | 9574.4823 | N/A | N/A | N/A | N/A | 538.467 | 845.4358 | 16371.1873 | N/A | 5377.546
[14 empty] | Commercial | Facility Energy Management System | Retail | New | 37369.7563 | N/A | N/A | N/A | N/A | N/A | N/A | 56927.8187 | N/A | 20643.5086 | [14 empty] | Commercial | Interior Lighting Controls | Institutional | New | 7768.666 | N/A | N/A | N/A | N/A | 436.9083 | 2972.7793 | 13283.4636 | N/A | 6650.101
[14 empty] | Commercial | Facility Energy Management System | Schools K-12 | New | 16015.8268 | N/A | N/A | N/A | N/A | N/A | N/A | 24698.5761 | N/A | 10969.5242 | [14 empty] | Commercial | Interior Lighting Controls | Lodging/Hospitality | New | 15336.2888 | N/A | N/A | N/A | N/A | 862.5099 | 4277.4473 | 26223.1679 | N/A | 11536.9261
[14 empty] | Commercial | Hotel Card Energy Control Systems | Lodging/Hospitality | Existing | 1737325.9551 | N/A | N/A | N/A | N/A | N/A | N/A | 2597611.3595 | N/A | 1056283.5786 | [14 empty] | Commercial | Interior Lighting Controls | Miscellaneous | New | 27188.7964 | N/A | N/A | N/A | N/A | 1529.0926 | 4548.6709 | 46489.4986 | N/A | 17418.57
[14 empty] | Commercial | Hotel Card Energy Control Systems | Lodging/Hospitality | New | 25774.714 | N/A | N/A | N/A | N/A | N/A | N/A | 38537.7825 | N/A | 15670.8688 | [14 empty] | Commercial | Interior Lighting Controls | Offices | New | 149712.8809 | N/A | N/A | N/A | N/A | 8419.8231 | 59101.7833 | 255990.6165 | N/A | 129968.829
[14 empty] | Commercial | HVAC tune-up | Healthcare | Existing | 2848.0024 | N/A | N/A | N/A | N/A | N/A | N/A | 4690.1571 | N/A | 2004.643 | [14 empty] | Commercial | Interior Lighting Controls | Restaurants | New | 5017.1908 | N/A | N/A | N/A | N/A | 282.1658 | 1845.6896 | 8578.7793 | N/A | 4220.5921
[14 empty] | Commercial | HVAC tune-up | Hospitals | Existing | 923.5315 | N/A | N/A | N/A | N/A | N/A | N/A | 1533.3056 | N/A | 689.6902 | [14 empty] | Commercial | Interior Lighting Controls | Retail | New | 16098.1377 | N/A | N/A | N/A | N/A | 905.3561 | 1501.3021 | 27525.8359 | N/A | 9121.4043
[14 empty] | Commercial | HVAC tune-up | Lodging/Hospitality | Existing | 0 | N/A | N/A | N/A | N/A | N/A | N/A | 0 | N/A | 0 | [14 empty] | Commercial | Interior Lighting Controls | Warehouse | New | 28804.113 | N/A | N/A | N/A | N/A | 1619.9377 | 7637.1136 | 49251.4912 | N/A | 21271.6277
[14 empty] | Commercial | HVAC tune-up | Restaurants | Existing | 299.3306 | N/A | N/A | N/A | N/A | N/A | N/A | 496.7096 | N/A | 290.2634 | [14 empty] | Commercial | VSD Controlled Compressor | Assembly | Existing | 3080.2225 | N/A | N/A | N/A | N/A | 140.3384 | 472.9639 | 4738.5409 | N/A | 1238.6262
[14 empty] | Commercial | HVAC tune-up | Healthcare | New | 44.4987 | N/A | N/A | N/A | N/A | N/A | N/A | 73.2815 | N/A | 31.3216 | [14 empty] | Commercial | VSD Controlled Compressor | College and University | Existing | 2583.6251 | N/A | N/A | N/A | N/A | 118.7561 | 400.2277 | 3999.6492 | N/A | 1048.1403
[14 empty] | Commercial | HVAC tune-up | Hospitals | New | 13.8091 | N/A | N/A | N/A | N/A | N/A | N/A | 22.9267 | N/A | 10.3126 | [14 empty] | Commercial | VSD Controlled Compressor | Grocery | Existing | 69455.3707 | N/A | N/A | N/A | N/A | 3164.4656 | 10664.7766 | 106848.4861 | N/A | 27929.555
[14 empty] | Commercial | HVAC tune-up | Lodging/Hospitality | New | 0 | N/A | N/A | N/A | N/A | N/A | N/A | 0 | N/A | 0 | [14 empty] | Commercial | VSD Controlled Compressor | Healthcare | Existing | 1155.085 | N/A | N/A | N/A | N/A | 53.0934 | 178.9335 | 1788.1599 | N/A | 468.6017
[14 empty] | Commercial | HVAC tune-up | Restaurants | New | 0 | N/A | N/A | N/A | N/A | N/A | N/A | 0 | N/A | 0 | [14 empty] | Commercial | VSD Controlled Compressor | Hospitals | Existing | 17902.2655 | N/A | N/A | N/A | N/A | 822.8757 | 2773.2285 | 27714.0756 | N/A | 7262.6966
[14 empty] | Commercial | HVAC tune-up_RTU | Healthcare | Existing | 376014.5455 | N/A | N/A | N/A | N/A | N/A | N/A | 619229.5622 | N/A | 274617.0036 | [14 empty] | Commercial | VSD Controlled Compressor | Institutional | Existing | 749.7272 | N/A | N/A | N/A | N/A | 34.1584 | 115.1196 | 1153.3625 | N/A | 301.482
[14 empty] | Commercial | HVAC tune-up_RTU | Hospitals | Existing | 341480.9212 | N/A | N/A | N/A | N/A | N/A | N/A | 566948.2768 | N/A | 264603.0539 | [14 empty] | Commercial | VSD Controlled Compressor | Lodging/Hospitality | Existing | 5828.7225 | N/A | N/A | N/A | N/A | 267.9166 | 902.9237 | 9023.3081 | N/A | 2364.6305
[14 empty] | Commercial | HVAC tune-up_RTU | Lodging/Hospitality | Existing | 319800.084 | N/A | N/A | N/A | N/A | N/A | N/A | 526654.2701 | N/A | 307665.1477 | [14 empty] | Commercial | VSD Controlled Compressor | Miscellaneous | Existing | 18979.332 | N/A | N/A | N/A | N/A | 864.7199 | 2914.2503 | 29197.3517 | N/A | 7632.0131
[14 empty] | Commercial | HVAC tune-up_RTU | Healthcare | New | 5875.0479 | N/A | N/A | N/A | N/A | N/A | N/A | 9675.1665 | N/A | 4290.7597 | [14 empty] | Commercial | VSD Controlled Compressor | Offices | Existing | 21380.86 | N/A | N/A | N/A | N/A | 974.1363 | 3283.0016 | 32891.8051 | N/A | 8597.7211
[14 empty] | Commercial | HVAC tune-up_RTU | Hospitals | New | 5105.9828 | N/A | N/A | N/A | N/A | N/A | N/A | 8477.2764 | N/A | 3956.4689 | [14 empty] | Commercial | VSD Controlled Compressor | Restaurants | Existing | 15151.4531 | N/A | N/A | N/A | N/A | 696.4349 | 2347.1019 | 23455.6077 | N/A | 6146.7308
[14 empty] | Commercial | HVAC tune-up_RTU | Lodging/Hospitality | New | 4983.6329 | N/A | N/A | N/A | N/A | N/A | N/A | 8207.1635 | N/A | 4794.5271 | [14 empty] | Commercial | VSD Controlled Compressor | Retail | Existing | 8049.3511 | N/A | N/A | N/A | N/A | 366.7376 | 1235.9668 | 12382.9297 | N/A | 3236.8237
[14 empty] | Commercial | Low U-Value Windows | Assembly | Existing | 2161774.0986 | N/A | N/A | N/A | N/A | N/A | N/A | 2955505.8515 | N/A | 2137666.031 | [14 empty] | Commercial | VSD Controlled Compressor | Schools K-12 | Existing | 2280.5777 | N/A | N/A | N/A | N/A | 104.8265 | 353.2828 | 3530.5086 | N/A | 925.1982
[14 empty] | Commercial | Low U-Value Windows | College and University | Existing | 2761857.2737 | N/A | N/A | N/A | N/A | N/A | N/A | 3775919.6665 | N/A | 2731057.0888 | [14 empty] | Commercial | VSD Controlled Compressor | Warehouse | Existing | 6772.6219 | N/A | N/A | N/A | N/A | 308.5683 | 1039.9268 | 10418.84 | N/A | 2723.4224
[14 empty] | Commercial | Low U-Value Windows | Grocery | Existing | 2887418.4351 | N/A | N/A | N/A | N/A | N/A | N/A | 3947582.722 | N/A | 2855217.9943 | [14 empty] | Commercial | VSD Controlled Compressor | Assembly | New | 20360.4827 | N/A | N/A | N/A | N/A | 927.6467 | 3126.3241 | 31322.081 | N/A | 8187.4046
[14 empty] | Commercial | Low U-Value Windows | Healthcare | Existing | 1319040.2984 | N/A | N/A | N/A | N/A | N/A | N/A | 1803348.1494 | N/A | 1304330.3836 | [14 empty] | Commercial | VSD Controlled Compressor | College and University | New | 17034.6808 | N/A | N/A | N/A | N/A | 782.9973 | 2638.8315 | 26370.9883 | N/A | 6910.7298
[14 empty] | Commercial | Low U-Value Windows | Hospitals | Existing | 2535892.2208 | N/A | N/A | N/A | N/A | N/A | N/A | 3466987.7404 | N/A | 2507611.9943 | [14 empty] | Commercial | VSD Controlled Compressor | Grocery | New | 15705.2882 | N/A | N/A | N/A | N/A | 715.5508 | 2411.5254 | 24160.6408 | N/A | 6315.447
[14 empty] | Commercial | Low U-Value Windows | Institutional | Existing | 1097759.8858 | N/A | N/A | N/A | N/A | N/A | N/A | 1500820.9081 | N/A | 1085517.6864 | [14 empty] | Commercial | VSD Controlled Compressor | Healthcare | New | 7634.9387 | N/A | N/A | N/A | N/A | 350.9392 | 1182.7235 | 11819.4688 | N/A | 3097.387
[14 empty] | Commercial | Low U-Value Windows | Lodging/Hospitality | Existing | 4345522.3903 | N/A | N/A | N/A | N/A | N/A | N/A | 5739818.5539 | N/A | 4118044.7722 | [14 empty] | Commercial | VSD Controlled Compressor | Hospitals | New | 118331.2919 | N/A | N/A | N/A | N/A | 5439.0854 | 18330.6245 | 183185.8866 | N/A | 48005.3363
[14 empty] | Commercial | Low U-Value Windows | Miscellaneous | Existing | 3071550.55 | N/A | N/A | N/A | N/A | N/A | N/A | 4159734.9948 | N/A | 3018340.0944 | [14 empty] | Commercial | VSD Controlled Compressor | Institutional | New | 4915.9667 | N/A | N/A | N/A | N/A | 223.977 | 754.8399 | 7562.6059 | N/A | 1976.8199
[14 empty] | Commercial | Low U-Value Windows | Offices | Existing | 5865933.8489 | N/A | N/A | N/A | N/A | N/A | N/A | 8019710.2121 | N/A | 5800517.0554 | [14 empty] | Commercial | VSD Controlled Compressor | Lodging/Hospitality | New | 38322.3059 | N/A | N/A | N/A | N/A | 1761.4808 | 5936.4838 | 59325.8595 | N/A | 15546.8191
[14 empty] | Commercial | Low U-Value Windows | Restaurants | Existing | 2353754.1502 | N/A | N/A | N/A | N/A | N/A | N/A | 3217974.6109 | N/A | 2327505.1243 | [14 empty] | Commercial | VSD Controlled Compressor | Miscellaneous | New | 24943.855 | N/A | N/A | N/A | N/A | 1136.4704 | 3830.0946 | 38373.0317 | N/A | 10030.4809
[14 empty] | Commercial | Low U-Value Windows | Retail | Existing | 4630836.7277 | N/A | N/A | N/A | N/A | N/A | N/A | 6331126.3905 | N/A | 4579193.716 | [14 empty] | Commercial | VSD Controlled Compressor | Offices | New | 140766.558 | N/A | N/A | N/A | N/A | 6413.4842 | 21614.5112 | 216551.9161 | N/A | 56605.3752
[14 empty] | Commercial | Low U-Value Windows | Schools K-12 | Existing | 4556437.6033 | N/A | N/A | N/A | N/A | N/A | N/A | 6229410.3751 | N/A | 4505624.2894 | [14 empty] | Commercial | VSD Controlled Compressor | Restaurants | New | 17124.7027 | N/A | N/A | N/A | N/A | 787.1352 | 2652.7767 | 26510.349 | N/A | 6947.2504
[14 empty] | Commercial | Low U-Value Windows | Warehouse | Existing | 196390.2313 | N/A | N/A | N/A | N/A | N/A | N/A | 265967.0758 | N/A | 192988.0364 | [14 empty] | Commercial | VSD Controlled Compressor | Retail | New | 52835.2749 | N/A | N/A | N/A | N/A | 2407.2351 | 8112.7837 | 81280.5269 | N/A | 21246.2434
[14 empty] | Commercial | Programmable Thermostat | Healthcare | Existing | 0 | N/A | N/A | N/A | N/A | N/A | N/A | 0 | N/A | 0 | [14 empty] | Commercial | VSD Controlled Compressor | Schools K-12 | New | 15036.5903 | N/A | N/A | N/A | N/A | 691.1553 | 2329.3086 | 23277.7915 | N/A | 6100.1326
[14 empty] | Commercial | Programmable Thermostat | Hospitals | Existing | 0 | N/A | N/A | N/A | N/A | N/A | N/A | 0 | N/A | 0 | [14 empty] | Commercial | VSD Controlled Compressor | Warehouse | New | 44600.9711 | N/A | N/A | N/A | N/A | 2032.0709 | 6848.4177 | 68613.0703 | N/A | 17935.0461
[14 empty] | Commercial | Programmable Thermostat | Institutional | Existing | 0 | N/A | N/A | N/A | N/A | N/A | N/A | 0 | N/A | 0 | [14 empty] | Commercial | Network PC Power Management | Assembly | Existing | 0 | N/A | N/A | N/A | N/A | 0 | 0 | 0 | N/A | 0
[14 empty] | Commercial | Programmable Thermostat | Miscellaneous | Existing | 0 | N/A | N/A | N/A | N/A | N/A | N/A | 0 | N/A | 0 | [14 empty] | Commercial | Network PC Power Management | College and University | Existing | 1950.3969 | N/A | N/A | N/A | N/A | 161.4832 | 356.9706 | 3271.7051 | N/A | 1716.1251
[14 empty] | Commercial | Programmable Thermostat | Offices | Existing | 0 | N/A | N/A | N/A | N/A | N/A | N/A | 0 | N/A | 0 | [14 empty] | Commercial | Network PC Power Management | Grocery | Existing | 0 | N/A | N/A | N/A | N/A | 0 | 0 | 0 | N/A | 0
[14 empty] | Commercial | Programmable Thermostat | Restaurants | Existing | 576626.9369 | N/A | N/A | N/A | N/A | N/A | N/A | 687213.884 | N/A | 149317.6182 | [14 empty] | Commercial | Network PC Power Management | Healthcare | Existing | 1887.6995 | N/A | N/A | N/A | N/A | 156.4583 | 354.6888 | 3175.3766 | N/A | 1671.5502
[14 empty] | Commercial | Programmable Thermostat | Healthcare | New | 0 | N/A | N/A | N/A | N/A | N/A | N/A | 0 | N/A | 0 | [14 empty] | Commercial | Network PC Power Management | Hospitals | Existing | 4146.4757 | N/A | N/A | N/A | N/A | 343.3077 | 723.7449 | 6955.5309 | N/A | 3613.2598
[14 empty] | Commercial | Programmable Thermostat | Hospitals | New | 0 | N/A | N/A | N/A | N/A | N/A | N/A | 0 | N/A | 0 | [14 empty] | Commercial | Network PC Power Management | Institutional | Existing | 1381.5773 | N/A | N/A | N/A | N/A | 116.1398 | 277.1532 | 2357.0976 | N/A | 1254.6659
[14 empty] | Commercial | Programmable Thermostat | Institutional | New | 0 | N/A | N/A | N/A | N/A | N/A | N/A | 0 | N/A | 0 | [14 empty] | Commercial | Network PC Power Management | Lodging/Hospitality | Existing | 2063.9963 | N/A | N/A | N/A | N/A | 171.0703 | 386.5212 | 3471.9326 | N/A | 1826.3674
[14 empty] | Commercial | Programmable Thermostat | Miscellaneous | New | 0 | N/A | N/A | N/A | N/A | N/A | N/A | 0 | N/A | 0 | [14 empty] | Commercial | Network PC Power Management | Miscellaneous | Existing | 0 | N/A | N/A | N/A | N/A | 0 | 0 | 0 | N/A | 0
[14 empty] | Commercial | Programmable Thermostat | Offices | New | 0 | N/A | N/A | N/A | N/A | N/A | N/A | 0 | N/A | 0 | [14 empty] | Commercial | Network PC Power Management | Offices | Existing | 68719.4093 | N/A | N/A | N/A | N/A | 5695.6755 | 12766.5175 | 115595.7283 | N/A | 60705.2559
[14 empty] | Commercial | Programmable Thermostat | Restaurants | New | 8602.8782 | N/A | N/A | N/A | N/A | N/A | N/A | 10252.7596 | N/A | 2227.7164 | [14 empty] | Commercial | Network PC Power Management | Restaurants | Existing | 0 | N/A | N/A | N/A | N/A | 0 | 0 | 0 | N/A | 0
[14 empty] | Commercial | Smart Thermostat | College and University | Existing | 1460582.0274 | N/A | N/A | N/A | N/A | N/A | N/A | 2207917.5883 | N/A | 1433855.2973 | [14 empty] | Commercial | Network PC Power Management | Retail | Existing | 6576.1333 | N/A | N/A | N/A | N/A | 545.0501 | 1331.4086 | 11061.9827 | N/A | 5918.9266
[14 empty] | Commercial | Smart Thermostat | Healthcare | Existing | 1112656.5881 | N/A | N/A | N/A | N/A | N/A | N/A | 1519424.3071 | N/A | 394240.7745 | [14 empty] | Commercial | Network PC Power Management | Schools K-12 | Existing | 2066.4869 | N/A | N/A | N/A | N/A | 171.2768 | 374.8818 | 3476.1222 | N/A | 1816.4654
[14 empty] | Commercial | Smart Thermostat | Hospitals | Existing | 1893875.0345 | N/A | N/A | N/A | N/A | N/A | N/A | 2862913.4963 | N/A | 698406.1891 | [14 empty] | Commercial | Network PC Power Management | Assembly | New | 0 | N/A | N/A | N/A | N/A | 0 | 0 | 0 | N/A | 0
[14 empty] | Commercial | Smart Thermostat | Institutional | Existing | 988996.3106 | N/A | N/A | N/A | N/A | N/A | N/A | 1350556.0027 | N/A | 303133.0103 | [14 empty] | Commercial | Network PC Power Management | College and University | New | 928.1649 | N/A | N/A | N/A | N/A | 76.8475 | 169.877 | 1556.9558 | N/A | 816.6784
[14 empty] | Commercial | Smart Thermostat | Lodging/Hospitality | Existing | 1821895.3596 | N/A | N/A | N/A | N/A | N/A | N/A | 3282687.8649 | N/A | 1434205.6588 | [14 empty] | Commercial | Network PC Power Management | Grocery | New | 0 | N/A | N/A | N/A | N/A | 0 | 0 | 0 | N/A | 0
[14 empty] | Commercial | Smart Thermostat | Miscellaneous | Existing | 637988.1272 | N/A | N/A | N/A | N/A | N/A | N/A | 871225.3884 | N/A | 278710.5844 | [14 empty] | Commercial | Network PC Power Management | Healthcare | New | 332.8827 | N/A | N/A | N/A | N/A | 27.5903 | 62.5469 | 559.9557 | N/A | 294.7663
[14 empty] | Commercial | Smart Thermostat | Offices | Existing | 7206023.9161 | N/A | N/A | N/A | N/A | N/A | N/A | 9840419.7781 | N/A | 2370033.6125 | [14 empty] | Commercial | Network PC Power Management | Hospitals | New | 731.2023 | N/A | N/A | N/A | N/A | 60.5399 | 127.6274 | 1226.5597 | N/A | 637.1733
[14 empty] | Commercial | Smart Thermostat | Retail | Existing | 4714339.7167 | N/A | N/A | N/A | N/A | N/A | N/A | 5618467.5043 | N/A | 3151000.0735 | [14 empty] | Commercial | Network PC Power Management | Institutional | New | 242.1255 | N/A | N/A | N/A | N/A | 20.3538 | 48.5719 | 413.0884 | N/A | 219.8839
[14 empty] | Commercial | Smart Thermostat | Schools K-12 | Existing | 2644279.2465 | N/A | N/A | N/A | N/A | N/A | N/A | 3610981.326 | N/A | 2375562.0814 | [14 empty] | Commercial | Network PC Power Management | Lodging/Hospitality | New | 980.085 | N/A | N/A | N/A | N/A | 81.2325 | 183.5389 | 1648.6411 | N/A | 867.2473
[14 empty] | Commercial | Smart Thermostat | College and University | New | 22440.643 | N/A | N/A | N/A | N/A | N/A | N/A | 33922.84 | N/A | 22030.0088 | [14 empty] | Commercial | Network PC Power Management | Miscellaneous | New | 0 | N/A | N/A | N/A | N/A | 0 | 0 | 0 | N/A | 0
[14 empty] | Commercial | Smart Thermostat | Healthcare | New | 16474.728 | N/A | N/A | N/A | N/A | N/A | N/A | 22497.5994 | N/A | 5837.3892 | [14 empty] | Commercial | Network PC Power Management | Offices | New | 12081.227 | N/A | N/A | N/A | N/A | 1001.3292 | 2244.4197 | 20322.326 | N/A | 10672.2975
[14 empty] | Commercial | Smart Thermostat | Hospitals | New | 28421.3463 | N/A | N/A | N/A | N/A | N/A | N/A | 42963.6879 | N/A | 10480.9683 | [14 empty] | Commercial | Network PC Power Management | Restaurants | New | 0 | N/A | N/A | N/A | N/A | 0 | 0 | 0 | N/A | 0
[14 empty] | Commercial | Smart Thermostat | Institutional | New | 14755.1464 | N/A | N/A | N/A | N/A | N/A | N/A | 20149.3689 | N/A | 4522.5365 | [14 empty] | Commercial | Network PC Power Management | Retail | New | 3118.6958 | N/A | N/A | N/A | N/A | 258.4871 | 631.4133 | 5246.0857 | N/A | 2807.019
[14 empty] | Commercial | Smart Thermostat | Lodging/Hospitality | New | 27051.0589 | N/A | N/A | N/A | N/A | N/A | N/A | 48740.5505 | N/A | 21294.7366 | [14 empty] | Commercial | Network PC Power Management | Schools K-12 | New | 983.4104 | N/A | N/A | N/A | N/A | 81.5081 | 178.4007 | 1654.2349 | N/A | 864.4289
[14 empty] | Commercial | Smart Thermostat | Miscellaneous | New | 9518.3451 | N/A | N/A | N/A | N/A | N/A | N/A | 12998.085 | N/A | 4158.1707 | [14 empty] | Commercial | PSC to ECM Evaporator Fan Motor (Reach-In) | Assembly | Existing | 259.0265 | N/A | N/A | N/A | N/A | 7.6294 | 56.2504 | 396.8578 | N/A | 120.4648
[14 empty] | Commercial | Smart Thermostat | Offices | New | 107726.9208 | N/A | N/A | N/A | N/A | N/A | N/A | 147109.9923 | N/A | 35430.9709 | [14 empty] | Commercial | PSC to ECM Evaporator Fan Motor (Reach-In) | College and University | Existing | 0 | N/A | N/A | N/A | N/A | 0 | 0 | 0 | N/A | 0
[14 empty] | Commercial | Smart Thermostat | Retail | New | 74443.8657 | N/A | N/A | N/A | N/A | N/A | N/A | 88720.8953 | N/A | 49757.2599 | [14 empty] | Commercial | PSC to ECM Evaporator Fan Motor (Reach-In) | Grocery | Existing | 2454892.2333 | N/A | N/A | N/A | N/A | 72306.7794 | 533106.3244 | 3761171.1883 | N/A | 1141690.1157
[14 empty] | Commercial | Smart Thermostat | Schools K-12 | New | 40852.0155 | N/A | N/A | N/A | N/A | N/A | N/A | 55786.7954 | N/A | 36700.5486 | [14 empty] | Commercial | PSC to ECM Evaporator Fan Motor (Reach-In) | Healthcare | Existing | 49.9425 | N/A | N/A | N/A | N/A | 1.488 | 10.9711 | 77.3149 | N/A | 23.4955
[14 empty] | Commercial | Wall Insulation | Assembly | Existing | 0 | N/A | N/A | N/A | N/A | N/A | N/A | 0 | N/A | 0 | [14 empty] | Commercial | PSC to ECM Evaporator Fan Motor (Reach-In) | Hospitals | Existing | 2071.6123 | N/A | N/A | N/A | N/A | 61.724 | 455.0811 | 3207.0142 | N/A | 974.5929
[14 empty] | Commercial | Wall Insulation | College and University | Existing | 0 | N/A | N/A | N/A | N/A | N/A | N/A | 0 | N/A | 0 | [14 empty] | Commercial | PSC to ECM Evaporator Fan Motor (Reach-In) | Institutional | Existing | 0 | N/A | N/A | N/A | N/A | 0 | 0 | 0 | N/A | 0
[14 empty] | Commercial | Wall Insulation | Grocery | Existing | 0 | N/A | N/A | N/A | N/A | N/A | N/A | 0 | N/A | 0 | [14 empty] | Commercial | PSC to ECM Evaporator Fan Motor (Reach-In) | Lodging/Hospitality | Existing | 1772.6327 | N/A | N/A | N/A | N/A | 52.8159 | 389.4028 | 2744.1709 | N/A | 833.9375
[14 empty] | Commercial | Wall Insulation | Healthcare | Existing | 367006.9886 | N/A | N/A | N/A | N/A | N/A | N/A | 570358.2338 | N/A | 208237.218 | [14 empty] | Commercial | PSC to ECM Evaporator Fan Motor (Reach-In) | Miscellaneous | Existing | 0 | N/A | N/A | N/A | N/A | 0 | 0 | 0 | N/A | 0
[14 empty] | Commercial | Wall Insulation | Hospitals | Existing | 0 | N/A | N/A | N/A | N/A | N/A | N/A | 0 | N/A | 0 | [14 empty] | Commercial | PSC to ECM Evaporator Fan Motor (Reach-In) | Offices | Existing | 0 | N/A | N/A | N/A | N/A | 0 | 0 | 0 | N/A | 0
[14 empty] | Commercial | Wall Insulation | Institutional | Existing | 0 | N/A | N/A | N/A | N/A | N/A | N/A | 0 | N/A | 0 | [14 empty] | Commercial | PSC to ECM Evaporator Fan Motor (Reach-In) | Restaurants | Existing | 170611.3857 | N/A | N/A | N/A | N/A | 5083.3914 | 37479.032 | 264119.4684 | N/A | 80264.3646
[14 empty] | Commercial | Wall Insulation | Lodging/Hospitality | Existing | 0 | N/A | N/A | N/A | N/A | N/A | N/A | 0 | N/A | 0 | [14 empty] | Commercial | PSC to ECM Evaporator Fan Motor (Reach-In) | Retail | Existing | 5757.1466 | N/A | N/A | N/A | N/A | 169.5719 | 1250.2265 | 8820.5965 | N/A | 2677.4607
[14 empty] | Commercial | Wall Insulation | Miscellaneous | Existing | 0 | N/A | N/A | N/A | N/A | N/A | N/A | 0 | N/A | 0 | [14 empty] | Commercial | PSC to ECM Evaporator Fan Motor (Reach-In) | Schools K-12 | Existing | 0 | N/A | N/A | N/A | N/A | 0 | 0 | 0 | N/A | 0
[14 empty] | Commercial | Wall Insulation | Offices | Existing | 6882764.5738 | N/A | N/A | N/A | N/A | N/A | N/A | 10696367.0127 | N/A | 3794124.2526 | [14 empty] | Commercial | PSC to ECM Evaporator Fan Motor (Reach-In) | Warehouse | Existing | 0 | N/A | N/A | N/A | N/A | 0 | 0 | 0 | N/A | 0
[14 empty] | Commercial | Wall Insulation | Restaurants | Existing | 0 | N/A | N/A | N/A | N/A | N/A | N/A | 0 | N/A | 0 | [14 empty] | Commercial | PSC to ECM Evaporator Fan Motor (Reach-In) | Assembly | New | 1273.4259 | N/A | N/A | N/A | N/A | 37.5077 | 276.5382 | 1951.0318 | N/A | 592.2288
[14 empty] | Commercial | Wall Insulation | Retail | Existing | 3736515.2067 | N/A | N/A | N/A | N/A | N/A | N/A | 5481326.7139 | N/A | 1901644.4786 | [14 empty] | Commercial | PSC to ECM Evaporator Fan Motor (Reach-In) | College and University | New | 0 | N/A | N/A | N/A | N/A | 0 | 0 | 0 | N/A | 0
[14 empty] | Commercial | Wall Insulation | Schools K-12 | Existing | 0 | N/A | N/A | N/A | N/A | N/A | N/A | 0 | N/A | 0 | [14 empty] | Commercial | PSC to ECM Evaporator Fan Motor (Reach-In) | Grocery | New | 1502323.8303 | N/A | N/A | N/A | N/A | 44249.6808 | 326245.8223 | 2301729.1878 | N/A | 698681.6955
[14 empty] | Commercial | Wall Insulation | Warehouse | Existing | 0 | N/A | N/A | N/A | N/A | N/A | N/A | 0 | N/A | 0 | [14 empty] | Commercial | PSC to ECM Evaporator Fan Motor (Reach-In) | Healthcare | New | 245.5194 | N/A | N/A | N/A | N/A | 7.3153 | 53.9344 | 380.0828 | N/A | 115.5049
[14 empty] | Commercial | Water Cooled Refrigeration Heat Recovery | Miscellaneous | Existing | 0 | N/A | N/A | N/A | N/A | N/A | N/A | 0 | N/A | 0 | [14 empty] | Commercial | PSC to ECM Evaporator Fan Motor (Reach-In) | Hospitals | New | 10184.1239 | N/A | N/A | N/A | N/A | 303.4375 | 2237.196 | 15765.8024 | N/A | 4791.1353
[14 empty] | Commercial | Water Cooled Refrigeration Heat Recovery | Miscellaneous | New | 0 | N/A | N/A | N/A | N/A | N/A | N/A | 0 | N/A | 0 | [14 empty] | Commercial | PSC to ECM Evaporator Fan Motor (Reach-In) | Institutional | New | 0 | N/A | N/A | N/A | N/A | 0 | 0 | 0 | N/A | 0
[14 empty] | Commercial | Bi-Level Lighting Control (Interior) | Hospitals | Existing | 1294846.5667 | N/A | N/A | N/A | N/A | N/A | N/A | 2153861.4652 | N/A | 1126314.3736 | [14 empty] | Commercial | PSC to ECM Evaporator Fan Motor (Reach-In) | Lodging/Hospitality | New | 8668.4986 | N/A | N/A | N/A | N/A | 258.2792 | 1904.2512 | 13419.4986 | N/A | 4078.1073
[14 empty] | Commercial | Bi-Level Lighting Control (Interior) | Hospitals | New | 19971.511 | N/A | N/A | N/A | N/A | N/A | N/A | 33220.8226 | N/A | 17372.0968 | [14 empty] | Commercial | PSC to ECM Evaporator Fan Motor (Reach-In) | Miscellaneous | New | 0 | N/A | N/A | N/A | N/A | 0 | 0 | 0 | N/A | 0
[14 empty] | Commercial | Interior Lighting Controls | Assembly | Existing | 517665.0069 | N/A | N/A | N/A | N/A | N/A | N/A | 885143.5055 | N/A | 508304.5865 | [14 empty] | Commercial | PSC to ECM Evaporator Fan Motor (Reach-In) | Offices | New | 0 | N/A | N/A | N/A | N/A | 0 | 0 | 0 | N/A | 0
[14 empty] | Commercial | Interior Lighting Controls | College and University | Existing | 1092079.4736 | N/A | N/A | N/A | N/A | N/A | N/A | 1867321.6091 | N/A | 699643.4298 | [14 empty] | Commercial | PSC to ECM Evaporator Fan Motor (Reach-In) | Restaurants | New | 144090.069 | N/A | N/A | N/A | N/A | 4293.1848 | 31652.9655 | 223062.4426 | N/A | 67787.3741
[14 empty] | Commercial | Interior Lighting Controls | Grocery | Existing | 340765.4178 | N/A | N/A | N/A | N/A | N/A | N/A | 582666.9612 | N/A | 173578.6852 | [14 empty] | Commercial | PSC to ECM Evaporator Fan Motor (Reach-In) | Retail | New | 20360.8062 | N/A | N/A | N/A | N/A | 599.7104 | 4421.5687 | 31195.0466 | N/A | 9469.1453
[14 empty] | Commercial | Interior Lighting Controls | Healthcare | Existing | 317795.8388 | N/A | N/A | N/A | N/A | N/A | N/A | 543391.8056 | N/A | 178491.2943 | [14 empty] | Commercial | PSC to ECM Evaporator Fan Motor (Reach-In) | Schools K-12 | New | 0 | N/A | N/A | N/A | N/A | 0 | 0 | 0 | N/A | 0
[14 empty] | Commercial | Interior Lighting Controls | Institutional | Existing | 227909.8303 | N/A | N/A | N/A | N/A | N/A | N/A | 389697.7842 | N/A | 195094.4181 | [14 empty] | Commercial | PSC to ECM Evaporator Fan Motor (Reach-In) | Warehouse | New | 0 | N/A | N/A | N/A | N/A | 0 | 0 | 0 | N/A | 0
[14 empty] | Commercial | Interior Lighting Controls | Lodging/Hospitality | Existing | 464241.787 | N/A | N/A | N/A | N/A | N/A | N/A | 793796.3689 | N/A | 349232.0254 | [14 empty] | Commercial | PSC to ECM Evaporator Fan Motor (Walk-In, Refrigerator) | Assembly | Existing | 1563.528 | N/A | N/A | N/A | N/A | 46.0524 | 732.8025 | 2395.5009 | N/A | 1120.4113
[14 empty] | Commercial | Interior Lighting Controls | Miscellaneous | Existing | 852474.3389 | N/A | N/A | N/A | N/A | N/A | N/A | 1457626.2924 | N/A | 546139.8045 | [14 empty] | Commercial | PSC to ECM Evaporator Fan Motor (Walk-In, Refrigerator) | College and University | Existing | 0 | N/A | N/A | N/A | N/A | 0 | 0 | 0 | N/A | 0
[14 empty] | Commercial | Interior Lighting Controls | Offices | Existing | 4340158.1338 | N/A | N/A | N/A | N/A | N/A | N/A | 7421136.7083 | N/A | 3767780.4788 | [14 empty] | Commercial | PSC to ECM Evaporator Fan Motor (Walk-In, Refrigerator) | Grocery | Existing | 940815.6827 | N/A | N/A | N/A | N/A | 27710.9321 | 440946.4132 | 1441435.5105 | N/A | 674180.7554
[14 empty] | Commercial | Interior Lighting Controls | Restaurants | Existing | 147927.1612 | N/A | N/A | N/A | N/A | N/A | N/A | 252937.2553 | N/A | 124440.1951 | [14 empty] | Commercial | PSC to ECM Evaporator Fan Motor (Walk-In, Refrigerator) | Healthcare | Existing | 0 | N/A | N/A | N/A | N/A | 0 | 0 | 0 | N/A | 0
[14 empty] | Commercial | Interior Lighting Controls | Retail | Existing | 530270.0598 | N/A | N/A | N/A | N/A | N/A | N/A | 906696.596 | N/A | 300457.5866 | [14 empty] | Commercial | PSC to ECM Evaporator Fan Motor (Walk-In, Refrigerator) | Hospitals | Existing | 14882.9789 | N/A | N/A | N/A | N/A | 443.4406 | 7056.187 | 23039.9891 | N/A | 10788.489
[14 empty] | Commercial | Interior Lighting Controls | Warehouse | Existing | 874165.4603 | N/A | N/A | N/A | N/A | N/A | N/A | 1494715.4428 | N/A | 645564.8279 | [14 empty] | Commercial | PSC to ECM Evaporator Fan Motor (Walk-In, Refrigerator) | Institutional | Existing | 0 | N/A | N/A | N/A | N/A | 0 | 0 | 0 | N/A | 0
[14 empty] | Commercial | Interior Lighting Controls | Assembly | New | 7723.2067 | N/A | N/A | N/A | N/A | N/A | N/A | 13205.7338 | N/A | 7583.5557 | [14 empty] | Commercial | PSC to ECM Evaporator Fan Motor (Walk-In, Refrigerator) | Lodging/Hospitality | Existing | 8642.7744 | N/A | N/A | N/A | N/A | 257.5127 | 4097.6362 | 13379.6755 | N/A | 6265.0412
[14 empty] | Commercial | Interior Lighting Controls | College and University | New | 16293.0765 | N/A | N/A | N/A | N/A | N/A | N/A | 27859.1572 | N/A | 10438.1999 | [14 empty] | Commercial | PSC to ECM Evaporator Fan Motor (Walk-In, Refrigerator) | Miscellaneous | Existing | 0 | N/A | N/A | N/A | N/A | 0 | 0 | 0 | N/A | 0
[14 empty] | Commercial | Interior Lighting Controls | Grocery | New | 5083.9862 | N/A | N/A | N/A | N/A | N/A | N/A | 8692.9913 | N/A | 2589.6749 | [14 empty] | Commercial | PSC to ECM Evaporator Fan Motor (Walk-In, Refrigerator) | Offices | Existing | 0 | N/A | N/A | N/A | N/A | 0 | 0 | 0 | N/A | 0
[14 empty] | Commercial | Interior Lighting Controls | Healthcare | New | 4698.3261 | N/A | N/A | N/A | N/A | N/A | N/A | 8033.5599 | N/A | 2638.8335 | [14 empty] | Commercial | PSC to ECM Evaporator Fan Motor (Walk-In, Refrigerator) | Restaurants | Existing | 174591.2103 | N/A | N/A | N/A | N/A | 5201.9708 | 82775.6489 | 270280.5411 | N/A | 126559.0281
[14 empty] | Commercial | Interior Lighting Controls | Institutional | New | 3400.2583 | N/A | N/A | N/A | N/A | N/A | N/A | 5814.0236 | N/A | 2910.6749 | [14 empty] | Commercial | PSC to ECM Evaporator Fan Motor (Walk-In, Refrigerator) | Retail | Existing | 17663.4099 | N/A | N/A | N/A | N/A | 520.2608 | 8278.5793 | 27062.3318 | N/A | 12657.4538
[14 empty] | Commercial | Interior Lighting Controls | Lodging/Hospitality | New | 6866.9019 | N/A | N/A | N/A | N/A | N/A | N/A | 11741.5579 | N/A | 5165.7178 | [14 empty] | Commercial | PSC to ECM Evaporator Fan Motor (Walk-In, Refrigerator) | Schools K-12 | Existing | 0 | N/A | N/A | N/A | N/A | 0 | 0 | 0 | N/A | 0
[14 empty] | Commercial | Interior Lighting Controls | Miscellaneous | New | 12718.3323 | N/A | N/A | N/A | N/A | N/A | N/A | 21746.7842 | N/A | 8148.0312 | [14 empty] | Commercial | PSC to ECM Evaporator Fan Motor (Walk-In, Refrigerator) | Warehouse | Existing | 0 | N/A | N/A | N/A | N/A | 0 | 0 | 0 | N/A | 0
[14 empty] | Commercial | Interior Lighting Controls | Offices | New | 64909.9239 | N/A | N/A | N/A | N/A | N/A | N/A | 110987.988 | N/A | 56349.639 | [14 empty] | Commercial | PSC to ECM Evaporator Fan Motor (Walk-In, Refrigerator) | Assembly | New | 1332.6555 | N/A | N/A | N/A | N/A | 39.2522 | 624.596 | 2041.7782 | N/A | 954.9699
[14 empty] | Commercial | Interior Lighting Controls | Restaurants | New | 2206.9717 | N/A | N/A | N/A | N/A | N/A | N/A | 3773.6503 | N/A | 1856.5623 | [14 empty] | Commercial | PSC to ECM Evaporator Fan Motor (Walk-In, Refrigerator) | College and University | New | 0 | N/A | N/A | N/A | N/A | 0 | 0 | 0 | N/A | 0
[14 empty] | Commercial | Interior Lighting Controls | Retail | New | 7911.7291 | N/A | N/A | N/A | N/A | N/A | N/A | 13528.0839 | N/A | 4482.8837 | [14 empty] | Commercial | PSC to ECM Evaporator Fan Motor (Walk-In, Refrigerator) | Grocery | New | 794702.6082 | N/A | N/A | N/A | N/A | 23407.2948 | 372465.3735 | 1217573.8359 | N/A | 569477.3318
[14 empty] | Commercial | Interior Lighting Controls | Warehouse | New | 13041.9489 | N/A | N/A | N/A | N/A | N/A | N/A | 22300.1289 | N/A | 9631.3843 | [14 empty] | Commercial | PSC to ECM Evaporator Fan Motor (Walk-In, Refrigerator) | Healthcare | New | 0 | N/A | N/A | N/A | N/A | 0 | 0 | 0 | N/A | 0
[14 empty] | Commercial | VSD Controlled Compressor | Assembly | Existing | 64942.7007 | N/A | N/A | N/A | N/A | N/A | N/A | 99906.3022 | N/A | 26114.9096 | [14 empty] | Commercial | PSC to ECM Evaporator Fan Motor (Walk-In, Refrigerator) | Hospitals | New | 12684.924 | N/A | N/A | N/A | N/A | 377.9492 | 6014.0646 | 19637.2321 | N/A | 9195.1459
[14 empty] | Commercial | VSD Controlled Compressor | College and University | Existing | 54472.5563 | N/A | N/A | N/A | N/A | N/A | N/A | 84327.6818 | N/A | 22098.7479 | [14 empty] | Commercial | PSC to ECM Evaporator Fan Motor (Walk-In, Refrigerator) | Institutional | New | 0 | N/A | N/A | N/A | N/A | 0 | 0 | 0 | N/A | 0
[14 empty] | Commercial | VSD Controlled Compressor | Grocery | Existing | 252761.057 | N/A | N/A | N/A | N/A | N/A | N/A | 388841.5827 | N/A | 101640.8632 | [14 empty] | Commercial | PSC to ECM Evaporator Fan Motor (Walk-In, Refrigerator) | Lodging/Hospitality | New | 7327.5893 | N/A | N/A | N/A | N/A | 218.3266 | 3474.0922 | 11343.6685 | N/A | 5311.6797
[14 empty] | Commercial | VSD Controlled Compressor | Healthcare | Existing | 24353.5456 | N/A | N/A | N/A | N/A | N/A | N/A | 37701.1505 | N/A | 9879.89 | [14 empty] | Commercial | PSC to ECM Evaporator Fan Motor (Walk-In, Refrigerator) | Miscellaneous | New | 0 | N/A | N/A | N/A | N/A | 0 | 0 | 0 | N/A | 0
[14 empty] | Commercial | VSD Controlled Compressor | Hospitals | Existing | 377447.2359 | N/A | N/A | N/A | N/A | N/A | N/A | 584317.1783 | N/A | 153125.0205 | [14 empty] | Commercial | PSC to ECM Evaporator Fan Motor (Walk-In, Refrigerator) | Offices | New | 0 | N/A | N/A | N/A | N/A | 0 | 0 | 0 | N/A | 0
[14 empty] | Commercial | VSD Controlled Compressor | Institutional | Existing | 15807.0754 | N/A | N/A | N/A | N/A | N/A | N/A | 24317.2278 | N/A | 6356.3779 | [14 empty] | Commercial | PSC to ECM Evaporator Fan Motor (Walk-In, Refrigerator) | Restaurants | New | 147428.8807 | N/A | N/A | N/A | N/A | 4392.6652 | 69897.6841 | 228231.1784 | N/A | 106869.3884
[14 empty] | Commercial | VSD Controlled Compressor | Lodging/Hospitality | Existing | 122891.4418 | N/A | N/A | N/A | N/A | N/A | N/A | 190245.3474 | N/A | 49855.3248 | [14 empty] | Commercial | PSC to ECM Evaporator Fan Motor (Walk-In, Refrigerator) | Retail | New | 14951.1485 | N/A | N/A | N/A | N/A | 440.3735 | 7007.3825 | 22906.8422 | N/A | 10713.8697
[14 empty] | Commercial | VSD Controlled Compressor | Miscellaneous | Existing | 400155.8583 | N/A | N/A | N/A | N/A | N/A | N/A | 615590.2303 | N/A | 160911.6031 | [14 empty] | Commercial | PSC to ECM Evaporator Fan Motor (Walk-In, Refrigerator) | Schools K-12 | New | 0 | N/A | N/A | N/A | N/A | 0 | 0 | 0 | N/A | 0
[14 empty] | Commercial | VSD Controlled Compressor | Offices | Existing | 450789.1207 | N/A | N/A | N/A | N/A | N/A | N/A | 693483.2337 | N/A | 181272.3681 | [14 empty] | Commercial | PSC to ECM Evaporator Fan Motor (Walk-In, Refrigerator) | Warehouse | New | 0 | N/A | N/A | N/A | N/A | 0 | 0 | 0 | N/A | 0
[14 empty] | Commercial | VSD Controlled Compressor | Restaurants | Existing | 55138.9657 | N/A | N/A | N/A | N/A | N/A | N/A | 85359.3344 | N/A | 22369.1008 | [14 empty] | Commercial | Demand Controlled Ventilation | Assembly | Existing | 66148.7447 | N/A | N/A | N/A | N/A | 5707.0132 | 17273.1008 | 107439.2807 | N/A | 41519.0471
[14 empty] | Commercial | VSD Controlled Compressor | Retail | Existing | 169710.661 | N/A | N/A | N/A | N/A | N/A | N/A | 261078.8339 | N/A | 68244.4451 | [14 empty] | Commercial | Demand Controlled Ventilation | Lodging/Hospitality | Existing | 103914.6983 | N/A | N/A | N/A | N/A | 8965.2881 | 1935.461 | 168779.0219 | N/A | 40024.0175
[14 empty] | Commercial | VSD Controlled Compressor | Schools K-12 | Existing | 48083.1736 | N/A | N/A | N/A | N/A | N/A | N/A | 74436.4288 | N/A | 19506.6654 | [14 empty] | Commercial | Demand Controlled Ventilation | Miscellaneous | Existing | 5467.6672 | N/A | N/A | N/A | N/A | 471.7255 | 317.3616 | 8880.6255 | N/A | 2321.4626
[14 empty] | Commercial | VSD Controlled Compressor | Warehouse | Existing | 142792.3976 | N/A | N/A | N/A | N/A | N/A | N/A | 219668.4193 | N/A | 57420.0105 | [14 empty] | Commercial | Demand Controlled Ventilation | Offices | Existing | 106952.7811 | N/A | N/A | N/A | N/A | 9227.4001 | 4139.9214 | 173713.4985 | N/A | 43342.0469
[14 empty] | Commercial | VSD Controlled Compressor | Assembly | New | 4844.5027 | N/A | N/A | N/A | N/A | N/A | N/A | 7452.6674 | N/A | 1948.0827 | [14 empty] | Commercial | Demand Controlled Ventilation | Retail | Existing | 219975.7973 | N/A | N/A | N/A | N/A | 18978.5125 | 45375.9128 | 357286.3177 | N/A | 126005.1281
[14 empty] | Commercial | VSD Controlled Compressor | College and University | New | 4063.4658 | N/A | N/A | N/A | N/A | N/A | N/A | 6290.5558 | N/A | 1648.4908 | [14 empty] | Commercial | Demand Controlled Ventilation | Assembly | New | 27838.8237 | N/A | N/A | N/A | N/A | 2401.8072 | 7269.417 | 45216.0235 | N/A | 17473.3691
[14 empty] | Commercial | VSD Controlled Compressor | Grocery | New | 3771.0216 | N/A | N/A | N/A | N/A | N/A | N/A | 5801.2496 | N/A | 1516.4119 | [14 empty] | Commercial | Demand Controlled Ventilation | Lodging/Hospitality | New | 46457.09 | N/A | N/A | N/A | N/A | 4008.1067 | 865.2855 | 75455.9494 | N/A | 17893.5166
[14 empty] | Commercial | VSD Controlled Compressor | Healthcare | New | 1816.691 | N/A | N/A | N/A | N/A | N/A | N/A | 2812.3765 | N/A | 737.0059 | [14 empty] | Commercial | Demand Controlled Ventilation | Miscellaneous | New | 2443.4636 | N/A | N/A | N/A | N/A | 210.8109 | 141.8268 | 3968.6916 | N/A | 1037.446
[14 empty] | Commercial | VSD Controlled Compressor | Hospitals | New | 28156.2689 | N/A | N/A | N/A | N/A | N/A | N/A | 43588.057 | N/A | 11422.6012 | [14 empty] | Commercial | Demand Controlled Ventilation | Offices | New | 35899.2579 | N/A | N/A | N/A | N/A | 3097.2249 | 1389.5862 | 58307.8403 | N/A | 14547.9838
[14 empty] | Commercial | VSD Controlled Compressor | Institutional | New | 1179.1536 | N/A | N/A | N/A | N/A | N/A | N/A | 1813.9818 | N/A | 474.164 | [14 empty] | Commercial | Demand Controlled Ventilation | Retail | New | 98220.2909 | N/A | N/A | N/A | N/A | 8474.0005 | 20260.5714 | 159530.1233 | N/A | 56261.9183
[14 empty] | Commercial | VSD Controlled Compressor | Lodging/Hospitality | New | 9167.28 | N/A | N/A | N/A | N/A | N/A | N/A | 14191.6502 | N/A | 3719.0362 | [14 empty] | Commercial | Retro-Commissioning | College and University | Existing | 252082.4674 | N/A | N/A | N/A | N/A | 19595.8915 | 8199.1098 | 410724.7869 | N/A | 173131.6655
[14 empty] | Commercial | VSD Controlled Compressor | Miscellaneous | New | 5970.0508 | N/A | N/A | N/A | N/A | N/A | N/A | 9184.1839 | N/A | 2400.6907 | [14 empty] | Commercial | Retro-Commissioning | Schools K-12 | Existing | 317372.4401 | N/A | N/A | N/A | N/A | 26370.7962 | 11033.7553 | 536387.8923 | N/A | 232988.588
[14 empty] | Commercial | VSD Controlled Compressor | Offices | New | 33627.3219 | N/A | N/A | N/A | N/A | N/A | N/A | 51731.4701 | N/A | 13522.2968 | [14 empty] | Commercial | Retro-Commissioning | College and University | New | 0 | N/A | N/A | N/A | N/A | 0 | 0 | 0 | N/A | 0
[14 empty] | Commercial | VSD Controlled Compressor | Restaurants | New | 4113.1777 | N/A | N/A | N/A | N/A | N/A | N/A | 6367.5135 | N/A | 1668.6582 | [14 empty] | Commercial | Retro-Commissioning | Schools K-12 | New | 0 | N/A | N/A | N/A | N/A | 0 | 0 | 0 | N/A | 0
[14 empty] | Commercial | VSD Controlled Compressor | Retail | New | 12659.8331 | N/A | N/A | N/A | N/A | N/A | N/A | 19475.5854 | N/A | 5090.8015 | [14 empty] | Industrial | Compressed Air Controls | Agriculture and Assembly | Existing | 90267.6636 | N/A | N/A | N/A | N/A | 4917.0095 | 18607.0334 | 116040.8553 | N/A | 35135.928
[14 empty] | Commercial | VSD Controlled Compressor | Schools K-12 | New | 3586.8398 | N/A | N/A | N/A | N/A | N/A | N/A | 5552.7022 | N/A | 1455.1303 | [14 empty] | Industrial | Compressed Air Controls | Agriculture and Assembly | New | 6176.1412 | N/A | N/A | N/A | N/A | 336.4233 | 1273.0989 | 7939.5508 | N/A | 2404.0109
[14 empty] | Commercial | VSD Controlled Compressor | Warehouse | New | 10651.823 | N/A | N/A | N/A | N/A | N/A | N/A | 16386.5105 | N/A | 4283.3358 | [14 empty] | Industrial | Compressed Air Equipment | Agriculture and Assembly | New | 16246.8477 | N/A | N/A | N/A | N/A | 749.299 | 2512.6381 | 20436.8974 | N/A | 5031.4625
[14 empty] | Commercial | Network PC Power Management | Assembly | Existing | 0 | N/A | N/A | N/A | N/A | N/A | N/A | 0 | N/A | 0 | [14 empty] | Industrial | Compressed Air Equipment | Agriculture and Assembly | Turnover | 189157.7561 | N/A | N/A | N/A | N/A | 8723.8901 | 29253.9814 | 237941.398 | N/A | 58579.9895
[14 empty] | Commercial | Network PC Power Management | College and University | Existing | 19119.7862 | N/A | N/A | N/A | N/A | N/A | N/A | 32072.6017 | N/A | 16823.2144 | [14 empty] | Industrial | Plant Energy Management | Agriculture and Assembly | Existing | 1661060.2007 | N/A | N/A | N/A | N/A | 106655.183 | 16730.1716 | 2192785.0171 | N/A | 375259.5348
[14 empty] | Commercial | Network PC Power Management | Grocery | Existing | 0 | N/A | N/A | N/A | N/A | N/A | N/A | 0 | N/A | 0 | [14 empty] | Industrial | Plant Energy Management | Agriculture and Assembly | New | 76524.5292 | N/A | N/A | N/A | N/A | 4913.5713 | 770.7538 | 101020.9269 | N/A | 17288.0906
[14 empty] | Commercial | Network PC Power Management | Healthcare | Existing | 6830.9057 | N/A | N/A | N/A | N/A | N/A | N/A | 11490.5459 | N/A | 6048.7389 | [14 empty] | Industrial | Lighting Controls - Exterior | Agriculture and Assembly | Existing | 3929.7708 | N/A | N/A | N/A | N/A | 170.2222 | 84.7887 | 3862.5675 | N/A | 967.5429
[14 empty] | Commercial | Network PC Power Management | Hospitals | Existing | 15086.5916 | N/A | N/A | N/A | N/A | N/A | N/A | 25307.0949 | N/A | 13146.5318 | [14 empty] | Industrial | Lighting Controls - Exterior | Agriculture and Assembly | New | 411.0793 | N/A | N/A | N/A | N/A | 17.8063 | 8.8694 | 404.0494 | N/A | 101.2112
[14 empty] | Commercial | Network PC Power Management | Institutional | Existing | 4979.614 | N/A | N/A | N/A | N/A | N/A | N/A | 8495.6781 | N/A | 4522.1876 | [14 empty] | Industrial | Building Envelope Improvements | Agriculture and Assembly | Existing | 334872.8328 | N/A | N/A | N/A | N/A | 19789.8554 | 20630.362 | 426417.9808 | N/A | 72433.3741
[14 empty] | Commercial | Network PC Power Management | Lodging/Hospitality | Existing | 20199.8772 | N/A | N/A | N/A | N/A | N/A | N/A | 33979.0394 | N/A | 17874.255 | [14 empty] | Industrial | Building Envelope Improvements | Agriculture and Assembly | New | 14997.375 | N/A | N/A | N/A | N/A | 886.2943 | 923.9366 | 19097.2505 | N/A | 3243.9492
[14 empty] | Commercial | Network PC Power Management | Miscellaneous | Existing | 0 | N/A | N/A | N/A | N/A | N/A | N/A | 0 | N/A | 0 | [14 empty] | Industrial | HVAC Equipment Upgrades | Agriculture and Assembly | New | 12103.9517 | N/A | N/A | N/A | N/A | 609.201 | 126.3634 | 15056.9602 | N/A | 1721.0413
[14 empty] | Commercial | Network PC Power Management | Offices | Existing | 248885.6397 | N/A | N/A | N/A | N/A | N/A | N/A | 418660.7112 | N/A | 219860.2488 | [14 empty] | Industrial | HVAC Equipment Upgrades | Agriculture and Assembly | Turnover | 100137.4008 | N/A | N/A | N/A | N/A | 5039.9906 | 1045.419 | 124567.9837 | N/A | 14238.3752
[14 empty] | Commercial | Network PC Power Management | Restaurants | Existing | 0 | N/A | N/A | N/A | N/A | N/A | N/A | 0 | N/A | 0 | [14 empty] | Industrial | Efficient Lighting - High Bay | Agriculture and Assembly | New | 90685.7926 | N/A | N/A | N/A | N/A | 2944.3183 | 13301.9795 | 116851.167 | N/A | 28570.8973
[14 empty] | Commercial | Network PC Power Management | Retail | Existing | 63969.9663 | N/A | N/A | N/A | N/A | N/A | N/A | 107606.496 | N/A | 57576.9257 | [14 empty] | Industrial | Efficient Lighting - High Bay | Agriculture and Assembly | Turnover | 934829.5141 | N/A | N/A | N/A | N/A | 30351.3438 | 137122.7258 | 1204553.8393 | N/A | 294521.5258
[14 empty] | Commercial | Network PC Power Management | Schools K-12 | Existing | 20272.9525 | N/A | N/A | N/A | N/A | N/A | N/A | 34101.9624 | N/A | 17820.1548 | [14 empty] | Industrial | Efficient Lighting - Other Interior Lighting | Agriculture and Assembly | New | 29335.1713 | N/A | N/A | N/A | N/A | 904.3391 | 11505.5124 | 37535.6971 | N/A | 16195.3177
[14 empty] | Commercial | Network PC Power Management | Assembly | New | 0 | N/A | N/A | N/A | N/A | N/A | N/A | 0 | N/A | 0 | [14 empty] | Industrial | Efficient Lighting - Other Interior Lighting | Agriculture and Assembly | Turnover | 375228.3726 | N/A | N/A | N/A | N/A | 11567.4695 | 147167.8701 | 480121.911 | N/A | 207155.5209
[14 empty] | Commercial | Network PC Power Management | College and University | New | 285.2541 | N/A | N/A | N/A | N/A | N/A | N/A | 478.5012 | N/A | 250.9908 | [14 empty] | Industrial | Lighting Controls | Agriculture and Assembly | Existing | 38532.8632 | N/A | N/A | N/A | N/A | 1679.6853 | 836.6609 | 51654.9878 | N/A | 9547.328
[14 empty] | Commercial | Network PC Power Management | Grocery | New | 0 | N/A | N/A | N/A | N/A | N/A | N/A | 0 | N/A | 0 | [14 empty] | Industrial | Lighting Controls | Agriculture and Assembly | New | 3975.611 | N/A | N/A | N/A | N/A | 173.3008 | 86.3221 | 5329.4804 | N/A | 985.0413
[14 empty] | Commercial | Network PC Power Management | Healthcare | New | 101.9124 | N/A | N/A | N/A | N/A | N/A | N/A | 171.4311 | N/A | 90.243 | [14 empty] | Industrial | Fan Equipment Upgrades | Agriculture and Assembly | New | 8128.5298 | N/A | N/A | N/A | N/A | 374.885 | 1100.9991 | 10224.8714 | N/A | 2361.2029
[14 empty] | Commercial | Network PC Power Management | Hospitals | New | 225.0816 | N/A | N/A | N/A | N/A | N/A | N/A | 377.5645 | N/A | 196.1372 | [14 empty] | Industrial | Fan Equipment Upgrades | Agriculture and Assembly | Turnover | 86824.1513 | N/A | N/A | N/A | N/A | 4004.2997 | 11760.2212 | 109216.0341 | N/A | 25220.9739
[14 empty] | Commercial | Network PC Power Management | Institutional | New | 74.2924 | N/A | N/A | N/A | N/A | N/A | N/A | 126.7497 | N/A | 67.4679 | [14 empty] | Industrial | Motor Equipment Upgrades | Agriculture and Assembly | New | 4340.0864 | N/A | N/A | N/A | N/A | 292.1763 | 365.979 | 5737.9778 | N/A | 1348.1513
[14 empty] | Commercial | Network PC Power Management | Lodging/Hospitality | New | 301.3683 | N/A | N/A | N/A | N/A | N/A | N/A | 506.944 | N/A | 266.6716 | [14 empty] | Industrial | Motor Equipment Upgrades | Agriculture and Assembly | Turnover | 51418.6801 | N/A | N/A | N/A | N/A | 3461.525 | 4335.8943 | 67980.0387 | N/A | 15972.069
[14 empty] | Commercial | Network PC Power Management | Miscellaneous | New | 0 | N/A | N/A | N/A | N/A | N/A | N/A | 0 | N/A | 0 | [14 empty] | Industrial | Motor Optimization | Agriculture and Assembly | Existing | 98041.5151 | N/A | N/A | N/A | N/A | 6600.1919 | 2531.2943 | 129619.5465 | N/A | 24718.3322
[14 empty] | Commercial | Network PC Power Management | Offices | New | 3713.203 | N/A | N/A | N/A | N/A | N/A | N/A | 6246.1306 | N/A | 3280.1641 | [14 empty] | Industrial | Motor Optimization | Agriculture and Assembly | New | 10034.6026 | N/A | N/A | N/A | N/A | 675.5332 | 259.0794 | 13266.6313 | N/A | 2529.9348
[14 empty] | Commercial | Network PC Power Management | Restaurants | New | 0 | N/A | N/A | N/A | N/A | N/A | N/A | 0 | N/A | 0 | [14 empty] | Industrial | Pump Equipment Upgrade | Agriculture and Assembly | New | 8759.9336 | N/A | N/A | N/A | N/A | 404.0051 | 2138.6966 | 11019.1139 | N/A | 3496.7899
[14 empty] | Commercial | Network PC Power Management | Retail | New | 954.388 | N/A | N/A | N/A | N/A | N/A | N/A | 1605.4151 | N/A | 859.0082 | [14 empty] | Industrial | Pump Equipment Upgrade | Agriculture and Assembly | Turnover | 121290.0775 | N/A | N/A | N/A | N/A | 5593.8563 | 29612.402 | 152570.6966 | N/A | 48416.5678
[14 empty] | Commercial | Network PC Power Management | Schools K-12 | New | 302.4585 | N/A | N/A | N/A | N/A | N/A | N/A | 508.7779 | N/A | 265.8645 | [14 empty] | Industrial | Process Refrig Controls | Agriculture and Assembly | Existing | 3560.149 | N/A | N/A | N/A | N/A | 164.0232 | 1569.1657 | 4498.7936 | N/A | 2120.5419
[14 empty] | Commercial | PSC to ECM Evaporator Fan Motor (Reach-In) | Assembly | Existing | 5241.8165 | N/A | N/A | N/A | N/A | N/A | N/A | 8031.0528 | N/A | 2437.7975 | [14 empty] | Industrial | Process Refrig Controls | Agriculture and Assembly | New | 362.1598 | N/A | N/A | N/A | N/A | 16.6854 | 159.625 | 457.6444 | N/A | 215.7143
[14 empty] | Commercial | PSC to ECM Evaporator Fan Motor (Reach-In) | College and University | Existing | 0 | N/A | N/A | N/A | N/A | N/A | N/A | 0 | N/A | 0 | [14 empty] | Industrial | Process Refrig Equipment Upgrade | Agriculture and Assembly | New | 1737.2208 | N/A | N/A | N/A | N/A | 116.8819 | 233.187 | 2308.3001 | N/A | 626.0943
[14 empty] | Commercial | PSC to ECM Evaporator Fan Motor (Reach-In) | Grocery | Existing | 5730123.3575 | N/A | N/A | N/A | N/A | N/A | N/A | 8779193.8828 | N/A | 2664893.0288 | [14 empty] | Industrial | Process Refrig Equipment Upgrade | Agriculture and Assembly | Turnover | 15558.4636 | N/A | N/A | N/A | N/A | 1046.7888 | 2088.4109 | 20673.0219 | N/A | 5607.2697
[14 empty] | Commercial | PSC to ECM Evaporator Fan Motor (Reach-In) | Healthcare | Existing | 1010.6672 | N/A | N/A | N/A | N/A | N/A | N/A | 1564.59 | N/A | 475.4698 | [14 empty] | Industrial | Process Refrig System Optimization | Agriculture and Assembly | Existing | 43506.3335 | N/A | N/A | N/A | N/A | 5913.3669 | 16255.0479 | 59183.4566 | N/A | 36133.2724
[14 empty] | Commercial | PSC to ECM Evaporator Fan Motor (Reach-In) | Hospitals | Existing | 41922.389 | N/A | N/A | N/A | N/A | N/A | N/A | 64899.0631 | N/A | 19722.4464 | [14 empty] | Industrial | Process Refrig System Optimization | Agriculture and Assembly | New | 4424.8521 | N/A | N/A | N/A | N/A | 601.4245 | 1653.2348 | 6019.3085 | N/A | 3674.9681
[14 empty] | Commercial | PSC to ECM Evaporator Fan Motor (Reach-In) | Institutional | Existing | 0 | N/A | N/A | N/A | N/A | N/A | N/A | 0 | N/A | 0 | [14 empty] | Industrial | Compressed Air Controls | Chemicals and Plastics | Existing | 1183725.1265 | N/A | N/A | N/A | N/A | 64479.2106 | 125366.18 | 1521701.9102 | N/A | 342117.8619
[14 empty] | Commercial | PSC to ECM Evaporator Fan Motor (Reach-In) | Lodging/Hospitality | Existing | 35872.0578 | N/A | N/A | N/A | N/A | N/A | N/A | 55532.688 | N/A | 16876.0597 | [14 empty] | Industrial | Compressed Air Controls | Chemicals and Plastics | New | 40770.2075 | N/A | N/A | N/A | N/A | 2220.8119 | 4317.8987 | 52410.9028 | N/A | 11783.3236
[14 empty] | Commercial | PSC to ECM Evaporator Fan Motor (Reach-In) | Miscellaneous | Existing | 0 | N/A | N/A | N/A | N/A | N/A | N/A | 0 | N/A | 0 | [14 empty] | Industrial | Compressed Air Equipment | Chemicals and Plastics | New | 83359.7585 | N/A | N/A | N/A | N/A | 3844.5231 | 2193.0462 | 104858.177 | N/A | 15116.6979
[14 empty] | Commercial | PSC to ECM Evaporator Fan Motor (Reach-In) | Offices | Existing | 0 | N/A | N/A | N/A | N/A | N/A | N/A | 0 | N/A | 0 | [14 empty] | Industrial | Compressed Air Equipment | Chemicals and Plastics | Turnover | 944813.6248 | N/A | N/A | N/A | N/A | 43574.4766 | 24856.3571 | 1188480.3425 | N/A | 171335.2147
[14 empty] | Commercial | PSC to ECM Evaporator Fan Motor (Reach-In) | Restaurants | Existing | 598679.2529 | N/A | N/A | N/A | N/A | N/A | N/A | 926801.2528 | N/A | 281649.4903 | [14 empty] | Industrial | Lighting Controls - Exterior | Chemicals and Plastics | Existing | 9891.7626 | N/A | N/A | N/A | N/A | 428.4723 | 505.6061 | 9722.6029 | N/A | 2727.6175
[14 empty] | Commercial | PSC to ECM Evaporator Fan Motor (Reach-In) | Retail | Existing | 77497.9429 | N/A | N/A | N/A | N/A | N/A | N/A | 118735.5706 | N/A | 36041.7595 | [14 empty] | Industrial | Lighting Controls - Exterior | Chemicals and Plastics | New | 1034.7421 | N/A | N/A | N/A | N/A | 44.821 | 52.8897 | 1017.0469 | N/A | 285.3264
[14 empty] | Commercial | PSC to ECM Evaporator Fan Motor (Reach-In) | Schools K-12 | Existing | 0 | N/A | N/A | N/A | N/A | N/A | N/A | 0 | N/A | 0 | [14 empty] | Industrial | Efficient Lighting - High Bay | Chemicals and Plastics | New | 49310.1905 | N/A | N/A | N/A | N/A | 1600.9663 | 7232.9212 | 63537.5525 | N/A | 15535.36
[14 empty] | Commercial | PSC to ECM Evaporator Fan Motor (Reach-In) | Warehouse | Existing | 0 | N/A | N/A | N/A | N/A | N/A | N/A | 0 | N/A | 0 | [14 empty] | Industrial | Efficient Lighting - High Bay | Chemicals and Plastics | Turnover | 507317.275 | N/A | N/A | N/A | N/A | 16471.1969 | 74414.3523 | 653692.4243 | N/A | 159832.2056
[14 empty] | Commercial | PSC to ECM Evaporator Fan Motor (Reach-In) | Assembly | New | 312.8172 | N/A | N/A | N/A | N/A | N/A | N/A | 479.2712 | N/A | 145.4811 | [14 empty] | Industrial | Efficient Lighting - Other Interior Lighting | Chemicals and Plastics | New | 156010.8353 | N/A | N/A | N/A | N/A | 4809.4726 | 61188.8218 | 199623.0186 | N/A | 86130.2287
[14 empty] | Commercial | PSC to ECM Evaporator Fan Motor (Reach-In) | College and University | New | 0 | N/A | N/A | N/A | N/A | N/A | N/A | 0 | N/A | 0 | [14 empty] | Industrial | Efficient Lighting - Other Interior Lighting | Chemicals and Plastics | Turnover | 1608858.668 | N/A | N/A | N/A | N/A | 49597.5915 | 631008.5207 | 2058608.4492 | N/A | 888216.2882
[14 empty] | Commercial | PSC to ECM Evaporator Fan Motor (Reach-In) | Grocery | New | 166325.2844 | N/A | N/A | N/A | N/A | N/A | N/A | 254829.0549 | N/A | 77352.4518 | [14 empty] | Industrial | Lighting Controls | Chemicals and Plastics | Existing | 104013.5624 | N/A | N/A | N/A | N/A | 4534.0532 | 5350.2749 | 139434.7277 | N/A | 28863.3863
[14 empty] | Commercial | PSC to ECM Evaporator Fan Motor (Reach-In) | Healthcare | New | 60.3138 | N/A | N/A | N/A | N/A | N/A | N/A | 93.3704 | N/A | 28.3747 | [14 empty] | Industrial | Lighting Controls | Chemicals and Plastics | New | 10731.553 | N/A | N/A | N/A | N/A | 467.7989 | 552.0122 | 14386.116 | N/A | 2977.967
[14 empty] | Commercial | PSC to ECM Evaporator Fan Motor (Reach-In) | Hospitals | New | 2501.8131 | N/A | N/A | N/A | N/A | N/A | N/A | 3872.998 | N/A | 1176.9815 | [14 empty] | Industrial | Fan Equipment Upgrades | Chemicals and Plastics | New | 9085.9166 | N/A | N/A | N/A | N/A | 419.0393 | 1364.3535 | 11429.1676 | N/A | 2772.9855
[14 empty] | Commercial | PSC to ECM Evaporator Fan Motor (Reach-In) | Institutional | New | 0 | N/A | N/A | N/A | N/A | N/A | N/A | 0 | N/A | 0 | [14 empty] | Industrial | Fan Equipment Upgrades | Chemicals and Plastics | Turnover | 94478.2731 | N/A | N/A | N/A | N/A | 4357.3052 | 14186.9855 | 118844.1481 | N/A | 28834.3923
[14 empty] | Commercial | PSC to ECM Evaporator Fan Motor (Reach-In) | Lodging/Hospitality | New | 2140.746 | N/A | N/A | N/A | N/A | N/A | N/A | 3314.0384 | N/A | 1007.1169 | [14 empty] | Industrial | Motor Equipment Upgrades | Chemicals and Plastics | New | 18025.2028 | N/A | N/A | N/A | N/A | 1213.4635 | 3503.2534 | 23830.9109 | N/A | 7582.4014
[14 empty] | Commercial | PSC to ECM Evaporator Fan Motor (Reach-In) | Miscellaneous | New | 0 | N/A | N/A | N/A | N/A | N/A | N/A | 0 | N/A | 0 | [14 empty] | Industrial | Motor Equipment Upgrades | Chemicals and Plastics | Turnover | 189198.6516 | N/A | N/A | N/A | N/A | 12736.9248 | 36771.3377 | 250137.3362 | N/A | 79587.4615
[14 empty] | Commercial | PSC to ECM Evaporator Fan Motor (Reach-In) | Offices | New | 0 | N/A | N/A | N/A | N/A | N/A | N/A | 0 | N/A | 0 | [14 empty] | Industrial | Pump Equipment Upgrade | Chemicals and Plastics | New | 64549.744 | N/A | N/A | N/A | N/A | 2977.0118 | 9665.9161 | 81197.0741 | N/A | 19673.3637
[14 empty] | Commercial | PSC to ECM Evaporator Fan Motor (Reach-In) | Restaurants | New | 35727.5348 | N/A | N/A | N/A | N/A | N/A | N/A | 55308.9553 | N/A | 16808.0686 | [14 empty] | Industrial | Pump Equipment Upgrade | Chemicals and Plastics | Turnover | 677423.8283 | N/A | N/A | N/A | N/A | 31242.552 | 101439.9361 | 852130.9201 | N/A | 206464.1079
[14 empty] | Commercial | PSC to ECM Evaporator Fan Motor (Reach-In) | Retail | New | 2249.4921 | N/A | N/A | N/A | N/A | N/A | N/A | 3446.4751 | N/A | 1046.1652 | [14 empty] | Industrial | Process Refrig Controls | Chemicals and Plastics | Existing | 122540.5708 | N/A | N/A | N/A | N/A | 5645.6899 | 33371.7004 | 154848.7842 | N/A | 52350.1085
[14 empty] | Commercial | PSC to ECM Evaporator Fan Motor (Reach-In) | Schools K-12 | New | 0 | N/A | N/A | N/A | N/A | N/A | N/A | 0 | N/A | 0 | [14 empty] | Industrial | Process Refrig Controls | Chemicals and Plastics | New | 5545.7716 | N/A | N/A | N/A | N/A | 255.5048 | 1510.2902 | 7007.932 | N/A | 2369.1888
[14 empty] | Commercial | PSC to ECM Evaporator Fan Motor (Reach-In) | Warehouse | New | 0 | N/A | N/A | N/A | N/A | N/A | N/A | 0 | N/A | 0 | [14 empty] | Industrial | Process Refrig Equipment Upgrade | Chemicals and Plastics | New | 14714.9321 | N/A | N/A | N/A | N/A | 990.0352 | 1478.8314 | 19552.195 | N/A | 4806.9086
[14 empty] | Commercial | PSC to ECM Evaporator Fan Motor (Walk-In, Refrigerator) | Assembly | Existing | 5095.3047 | N/A | N/A | N/A | N/A | N/A | N/A | 7806.5803 | N/A | 3651.2533 | [14 empty] | Industrial | Process Refrig Equipment Upgrade | Chemicals and Plastics | Turnover | 128293.487 | N/A | N/A | N/A | N/A | 8631.7126 | 12893.3278 | 170467.6077 | N/A | 41909.4742
[14 empty] | Commercial | PSC to ECM Evaporator Fan Motor (Walk-In, Refrigerator) | College and University | Existing | 0 | N/A | N/A | N/A | N/A | N/A | N/A | 0 | N/A | 0 | [14 empty] | Industrial | Process Heat Equipment Upgrade | Chemicals and Plastics | New | 17643.1398 | N/A | N/A | N/A | N/A | 1187.0479 | 4034.6256 | 23442.9971 | N/A | 8024.9757
[14 empty] | Commercial | PSC to ECM Evaporator Fan Motor (Walk-In, Refrigerator) | Grocery | Existing | 3065978.0298 | N/A | N/A | N/A | N/A | N/A | N/A | 4697423.4035 | N/A | 2197054.5582 | [14 empty] | Industrial | Process Heat Equipment Upgrade | Chemicals and Plastics | Turnover | 206154.9853 | N/A | N/A | N/A | N/A | 13870.3111 | 47143.433 | 273924.6396 | N/A | 93769.5196
[14 empty] | Commercial | PSC to ECM Evaporator Fan Motor (Walk-In, Refrigerator) | Healthcare | Existing | 0 | N/A | N/A | N/A | N/A | N/A | N/A | 0 | N/A | 0 | [14 empty] | Industrial | Process Heat Improved Controls | Chemicals and Plastics | Existing | 70055.3158 | N/A | N/A | N/A | N/A | 3227.5889 | 46800.655 | 88525.6239 | N/A | 57650.4361
[14 empty] | Commercial | PSC to ECM Evaporator Fan Motor (Walk-In, Refrigerator) | Hospitals | Existing | 48501.409 | N/A | N/A | N/A | N/A | N/A | N/A | 75083.8892 | N/A | 35158.0769 | [14 empty] | Industrial | Process Heat Improved Controls | Chemicals and Plastics | New | 3158.8968 | N/A | N/A | N/A | N/A | 145.5367 | 2110.3101 | 3991.7501 | N/A | 2599.5426
[14 empty] | Commercial | PSC to ECM Evaporator Fan Motor (Walk-In, Refrigerator) | Institutional | Existing | 0 | N/A | N/A | N/A | N/A | N/A | N/A | 0 | N/A | 0 | [14 empty] | Industrial | Lighting Controls - Exterior | Construction | Existing | 1644.4961 | N/A | N/A | N/A | N/A | 71.2331 | 78.636 | 1616.3735 | N/A | 448.0433
[14 empty] | Commercial | PSC to ECM Evaporator Fan Motor (Walk-In, Refrigerator) | Lodging/Hospitality | Existing | 28165.513 | N/A | N/A | N/A | N/A | N/A | N/A | 43602.3675 | N/A | 20416.8351 | [14 empty] | Industrial | Lighting Controls - Exterior | Construction | New | 172.0249 | N/A | N/A | N/A | N/A | 7.4514 | 8.2258 | 169.0831 | N/A | 46.8682
[14 empty] | Commercial | PSC to ECM Evaporator Fan Motor (Walk-In, Refrigerator) | Miscellaneous | Existing | 0 | N/A | N/A | N/A | N/A | N/A | N/A | 0 | N/A | 0 | [14 empty] | Industrial | Building Envelope Improvements | Construction | Existing | 77931.3427 | N/A | N/A | N/A | N/A | 4605.4796 | 3034.4348 | 99235.6576 | N/A | 15089.9911
[14 empty] | Commercial | PSC to ECM Evaporator Fan Motor (Walk-In, Refrigerator) | Offices | Existing | 0 | N/A | N/A | N/A | N/A | N/A | N/A | 0 | N/A | 0 | [14 empty] | Industrial | Building Envelope Improvements | Construction | New | 3531.915 | N/A | N/A | N/A | N/A | 208.7243 | 137.5232 | 4497.4447 | N/A | 683.8913
[14 empty] | Commercial | PSC to ECM Evaporator Fan Motor (Walk-In, Refrigerator) | Restaurants | Existing | 568966.7214 | N/A | N/A | N/A | N/A | N/A | N/A | 880803.9825 | N/A | 412437.0016 | [14 empty] | Industrial | HVAC Equipment Upgrades | Construction | New | 3560.8575 | N/A | N/A | N/A | N/A | 179.2206 | 89.265 | 4429.602 | N/A | 558.4027
[14 empty] | Commercial | PSC to ECM Evaporator Fan Motor (Walk-In, Refrigerator) | Retail | Existing | 57562.419 | N/A | N/A | N/A | N/A | N/A | N/A | 88192.1042 | N/A | 41248.7545 | [14 empty] | Industrial | HVAC Equipment Upgrades | Construction | Turnover | 29459.3881 | N/A | N/A | N/A | N/A | 1482.7131 | 738.4996 | 36646.613 | N/A | 4619.7309
[14 empty] | Commercial | PSC to ECM Evaporator Fan Motor (Walk-In, Refrigerator) | Schools K-12 | Existing | 0 | N/A | N/A | N/A | N/A | N/A | N/A | 0 | N/A | 0 | [14 empty] | Industrial | HVAC Recommissioning | Construction | Existing | 38227.8097 | N/A | N/A | N/A | N/A | 3301.5091 | 8665.3852 | 51222.3508 | N/A | 17307.5968
[14 empty] | Commercial | PSC to ECM Evaporator Fan Motor (Walk-In, Refrigerator) | Warehouse | Existing | 0 | N/A | N/A | N/A | N/A | N/A | N/A | 0 | N/A | 0 | [14 empty] | Industrial | HVAC Recommissioning | Construction | New | 3872.7156 | N/A | N/A | N/A | N/A | 334.4635 | 877.8576 | 5189.1437 | N/A | 1753.3675
[14 empty] | Commercial | PSC to ECM Evaporator Fan Motor (Walk-In, Refrigerator) | Assembly | New | 304.0738 | N/A | N/A | N/A | N/A | N/A | N/A | 465.8753 | N/A | 217.8968 | [14 empty] | Industrial | Efficient Lighting - High Bay | Construction | New | 12684.1052 | N/A | N/A | N/A | N/A | 411.818 | 1860.5308 | 16343.8224 | N/A | 3996.1746
[14 empty] | Commercial | PSC to ECM Evaporator Fan Motor (Walk-In, Refrigerator) | College and University | New | 0 | N/A | N/A | N/A | N/A | N/A | N/A | 0 | N/A | 0 | [14 empty] | Industrial | Efficient Lighting - High Bay | Construction | Turnover | 130498.1519 | N/A | N/A | N/A | N/A | 4236.9162 | 19141.7387 | 168150.4996 | N/A | 41113.9296
[14 empty] | Commercial | PSC to ECM Evaporator Fan Motor (Walk-In, Refrigerator) | Grocery | New | 182969.1543 | N/A | N/A | N/A | N/A | N/A | N/A | 280329.3368 | N/A | 131114.1863 | [14 empty] | Industrial | Efficient Lighting - Other Interior Lighting | Construction | New | 21767.6951 | N/A | N/A | N/A | N/A | 671.0504 | 8537.4816 | 27852.7641 | N/A | 12017.4767
[14 empty] | Commercial | PSC to ECM Evaporator Fan Motor (Walk-In, Refrigerator) | Healthcare | New | 0 | N/A | N/A | N/A | N/A | N/A | N/A | 0 | N/A | 0 | [14 empty] | Industrial | Efficient Lighting - Other Interior Lighting | Construction | Turnover | 224792.0296 | N/A | N/A | N/A | N/A | 6929.8463 | 88165.4124 | 287631.7111 | N/A | 124102.8488
[14 empty] | Commercial | PSC to ECM Evaporator Fan Motor (Walk-In, Refrigerator) | Hospitals | New | 2894.431 | N/A | N/A | N/A | N/A | N/A | N/A | 4480.8004 | N/A | 2098.1375 | [14 empty] | Industrial | Lighting Controls | Construction | Existing | 17296.8691 | N/A | N/A | N/A | N/A | 753.9875 | 832.3457 | 23187.2092 | N/A | 4742.4436
[14 empty] | Commercial | PSC to ECM Evaporator Fan Motor (Walk-In, Refrigerator) | Institutional | New | 0 | N/A | N/A | N/A | N/A | N/A | N/A | 0 | N/A | 0 | [14 empty] | Industrial | Lighting Controls | Construction | New | 1784.5968 | N/A | N/A | N/A | N/A | 77.7923 | 85.8769 | 2392.33 | N/A | 489.2995
[14 empty] | Commercial | PSC to ECM Evaporator Fan Motor (Walk-In, Refrigerator) | Lodging/Hospitality | New | 1680.8405 | N/A | N/A | N/A | N/A | N/A | N/A | 2602.0696 | N/A | 1218.4207 | [14 empty] | Industrial | Fan Equipment Upgrades | Construction | New | 2620.0932 | N/A | N/A | N/A | N/A | 120.8378 | 236.0481 | 3295.8132 | N/A | 642.2533
[14 empty] | Commercial | PSC to ECM Evaporator Fan Motor (Walk-In, Refrigerator) | Miscellaneous | New | 0 | N/A | N/A | N/A | N/A | N/A | N/A | 0 | N/A | 0 | [14 empty] | Industrial | Fan Equipment Upgrades | Construction | Turnover | 27244.5687 | N/A | N/A | N/A | N/A | 1256.5101 | 2454.5036 | 34270.9224 | N/A | 6678.356
[14 empty] | Commercial | PSC to ECM Evaporator Fan Motor (Walk-In, Refrigerator) | Offices | New | 0 | N/A | N/A | N/A | N/A | N/A | N/A | 0 | N/A | 0 | [14 empty] | Industrial | Motor Equipment Upgrades | Construction | New | 1512.3099 | N/A | N/A | N/A | N/A | 101.8093 | 152.3175 | 1999.4074 | N/A | 494.557
[14 empty] | Commercial | PSC to ECM Evaporator Fan Motor (Walk-In, Refrigerator) | Restaurants | New | 33954.3725 | N/A | N/A | N/A | N/A | N/A | N/A | 52563.9644 | N/A | 24613.1084 | [14 empty] | Industrial | Motor Equipment Upgrades | Construction | Turnover | 15878.257 | N/A | N/A | N/A | N/A | 1068.9303 | 1599.2338 | 20992.4589 | N/A | 5192.5227
[14 empty] | Commercial | PSC to ECM Evaporator Fan Motor (Walk-In, Refrigerator) | Retail | New | 3435.1672 | N/A | N/A | N/A | N/A | N/A | N/A | 5263.0627 | N/A | 2461.6125 | [14 empty] | Industrial | Motor Optimization | Construction | Existing | 80347.9885 | N/A | N/A | N/A | N/A | 5409.057 | 53702.6442 | 106227.1408 | N/A | 71885.5931
[14 empty] | Commercial | PSC to ECM Evaporator Fan Motor (Walk-In, Refrigerator) | Schools K-12 | New | 0 | N/A | N/A | N/A | N/A | N/A | N/A | 0 | N/A | 0 | [14 empty] | Industrial | Motor Optimization | Construction | New | 2960.7275 | N/A | N/A | N/A | N/A | 199.3173 | 1978.8784 | 3914.3434 | N/A | 2648.8984
[14 empty] | Commercial | PSC to ECM Evaporator Fan Motor (Walk-In, Refrigerator) | Warehouse | New | 0 | N/A | N/A | N/A | N/A | N/A | N/A | 0 | N/A | 0 | [14 empty] | Industrial | Pump Equipment Upgrade | Construction | New | 15867.4474 | N/A | N/A | N/A | N/A | 731.8012 | 379.465 | 19959.65 | N/A | 2839.4693
[14 empty] | Commercial | Demand Controlled Ventilation | Assembly | Existing | 579091.8758 | N/A | N/A | N/A | N/A | N/A | N/A | 940565.3097 | N/A | 363473.91 | [14 empty] | Industrial | Pump Equipment Upgrade | Construction | Turnover | 166522.5338 | N/A | N/A | N/A | N/A | 7679.9615 | 3982.3344 | 209468.5691 | N/A | 29799.0985
[14 empty] | Commercial | Demand Controlled Ventilation | Lodging/Hospitality | Existing | 1074968.4691 | N/A | N/A | N/A | N/A | N/A | N/A | 1745971.7418 | N/A | 414037.2587 | [14 empty] | Industrial | Process Refrig Equipment Upgrade | Construction | New | 3073.0366 | N/A | N/A | N/A | N/A | 206.7569 | 550.3586 | 4083.2407 | N/A | 1245.3874
[14 empty] | Commercial | Demand Controlled Ventilation | Miscellaneous | Existing | 54195.8275 | N/A | N/A | N/A | N/A | N/A | N/A | 88025.264 | N/A | 23010.4693 | [14 empty] | Industrial | Process Refrig Equipment Upgrade | Construction | Turnover | 26792.5516 | N/A | N/A | N/A | N/A | 1802.6293 | 4798.3516 | 35600.1094 | N/A | 10858.0248
[14 empty] | Commercial | Demand Controlled Ventilation | Offices | Existing | 1081205.2478 | N/A | N/A | N/A | N/A | N/A | N/A | 1756101.564 | N/A | 438152.6888 | [14 empty] | Industrial | Lighting Controls - Exterior | Electrical and Electronic Equip. | Existing | 3363.3727 | N/A | N/A | N/A | N/A | 145.6881 | 190.7407 | 3305.8555 | N/A | 946.2635
[14 empty] | Commercial | Demand Controlled Ventilation | Retail | Existing | 1971843.4406 | N/A | N/A | N/A | N/A | N/A | N/A | 3202682.7069 | N/A | 1129498.7378 | [14 empty] | Industrial | Lighting Controls - Exterior | Electrical and Electronic Equip. | New | 351.8305 | N/A | N/A | N/A | N/A | 15.2399 | 19.9527 | 345.8138 | N/A | 98.9853
[14 empty] | Commercial | Demand Controlled Ventilation | Assembly | New | 8099.6751 | N/A | N/A | N/A | N/A | N/A | N/A | 13155.5523 | N/A | 5083.8575 | [14 empty] | Industrial | Building Envelope Improvements | Electrical and Electronic Equip. | Existing | 79151.2631 | N/A | N/A | N/A | N/A | 4677.5728 | 6214.8654 | 100789.0712 | N/A | 18459.1368
[14 empty] | Commercial | Demand Controlled Ventilation | Lodging/Hospitality | New | 16037.792 | N/A | N/A | N/A | N/A | N/A | N/A | 26048.7005 | N/A | 6177.1518 | [14 empty] | Industrial | Building Envelope Improvements | Electrical and Electronic Equip. | New | 8143.2064 | N/A | N/A | N/A | N/A | 481.236 | 639.3951 | 10369.3381 | N/A | 1899.105
[14 empty] | Commercial | Demand Controlled Ventilation | Miscellaneous | New | 808.5646 | N/A | N/A | N/A | N/A | N/A | N/A | 1313.2765 | N/A | 343.3004 | [14 empty] | Industrial | HVAC Equipment Upgrades | Electrical and Electronic Equip. | New | 7689.8917 | N/A | N/A | N/A | N/A | 387.038 | 80.2813 | 9565.9993 | N/A | 1093.4133
[14 empty] | Commercial | Demand Controlled Ventilation | Offices | New | 12098.1304 | N/A | N/A | N/A | N/A | N/A | N/A | 19649.8728 | N/A | 4902.7031 | [14 empty] | Industrial | HVAC Equipment Upgrades | Electrical and Electronic Equip. | Turnover | 63619.3688 | N/A | N/A | N/A | N/A | 3202.0106 | 664.1764 | 79140.625 | N/A | 9045.9352
[14 empty] | Commercial | Demand Controlled Ventilation | Retail | New | 29418.5513 | N/A | N/A | N/A | N/A | N/A | N/A | 47781.8286 | N/A | 16851.3462 | [14 empty] | Industrial | HVAC Improved Controls | Electrical and Electronic Equip. | Existing | 65652.3977 | N/A | N/A | N/A | N/A | 3879.8353 | 1816.7834 | 83599.9822 | N/A | 11972.8535
[14 empty] | Commercial | Retro-Commissioning | College and University | Existing | 1485742.4909 | N/A | N/A | N/A | N/A | N/A | N/A | 2420760.4529 | N/A | 1020416.3526 | [14 empty] | Industrial | HVAC Improved Controls | Electrical and Electronic Equip. | New | 2988.9 | N/A | N/A | N/A | N/A | 176.6339 | 82.7111 | 3805.9842 | N/A | 545.0778
[14 empty] | Commercial | Retro-Commissioning | Schools K-12 | Existing | 1800543.7152 | N/A | N/A | N/A | N/A | N/A | N/A | 3043080.3886 | N/A | 1321810.2291 | [14 empty] | Industrial | Efficient Lighting - High Bay | Electrical and Electronic Equip. | New | 16684.2111 | N/A | N/A | N/A | N/A | 541.6905 | 2447.2746 | 21498.0702 | N/A | 5256.4229
[14 empty] | Commercial | Retro-Commissioning | College and University | New | 0 | N/A | N/A | N/A | N/A | N/A | N/A | 0 | N/A | 0 | [14 empty] | Industrial | Efficient Lighting - High Bay | Electrical and Electronic Equip. | Turnover | 171212.6496 | N/A | N/A | N/A | N/A | 5558.8039 | 25113.8254 | 220612.2628 | N/A | 53941.184
[14 empty] | Commercial | Retro-Commissioning | Schools K-12 | New | 0 | N/A | N/A | N/A | N/A | N/A | N/A | 0 | N/A | 0 | [14 empty] | Industrial | Efficient Lighting - Other Interior Lighting | Electrical and Electronic Equip. | New | 50769.9873 | N/A | N/A | N/A | N/A | 1565.1276 | 19912.4359 | 64962.5272 | N/A | 28029.019
[14 empty] | Industrial | Compressed Air Controls | Agriculture and Assembly | Existing | 567071.475 | N/A | N/A | N/A | N/A | N/A | N/A | 728981.524 | N/A | 220727.7972 | [14 empty] | Industrial | Efficient Lighting - Other Interior Lighting | Electrical and Electronic Equip. | Turnover | 522217.6061 | N/A | N/A | N/A | N/A | 16098.8258 | 204818.3411 | 668201.3763 | N/A | 288305.1179
[14 empty] | Industrial | Compressed Air Controls | Agriculture and Assembly | New | 0 | N/A | N/A | N/A | N/A | N/A | N/A | 0 | N/A | 0 | [14 empty] | Industrial | Lighting Controls | Electrical and Electronic Equip. | Existing | 28468.1781 | N/A | N/A | N/A | N/A | 1240.9558 | 1624.7089 | 38162.8374 | N/A | 8060.172
[14 empty] | Industrial | Compressed Air Equipment | Agriculture and Assembly | New | 15961.3763 | N/A | N/A | N/A | N/A | N/A | N/A | 20077.8032 | N/A | 4943.0554 | [14 empty] | Industrial | Lighting Controls | Electrical and Electronic Equip. | New | 2937.1916 | N/A | N/A | N/A | N/A | 128.0351 | 167.6286 | 3937.4338 | N/A | 831.6047
[14 empty] | Industrial | Compressed Air Equipment | Agriculture and Assembly | Turnover | 1100837.9213 | N/A | N/A | N/A | N/A | N/A | N/A | 1384743.1869 | N/A | 340916.8897 | [14 empty] | Industrial | Motor Equipment Upgrades | Electrical and Electronic Equip. | New | 1032.3774 | N/A | N/A | N/A | N/A | 69.5 | 99.3289 | 1364.8942 | N/A | 332.9585
[14 empty] | Industrial | Plant Energy Management | Agriculture and Assembly | Existing | 6696430.2026 | N/A | N/A | N/A | N/A | N/A | N/A | 8840035.9061 | N/A | 1512828.5426 | [14 empty] | Industrial | Motor Equipment Upgrades | Electrical and Electronic Equip. | Turnover | 10834.3896 | N/A | N/A | N/A | N/A | 729.3752 | 1042.4173 | 14324.0205 | N/A | 3494.2665
[14 empty] | Industrial | Plant Energy Management | Agriculture and Assembly | New | 114045.0902 | N/A | N/A | N/A | N/A | N/A | N/A | 150552.2587 | N/A | 25764.5734 | [14 empty] | Industrial | Process Other Systems Optimization | Electrical and Electronic Equip. | Existing | 6511.0516 | N/A | N/A | N/A | N/A | 783.788 | 102.09 | 8877.7783 | N/A | 2736.8518
[14 empty] | Industrial | Lighting Controls - Exterior | Agriculture and Assembly | Existing | 35523.1038 | N/A | N/A | N/A | N/A | N/A | N/A | 34915.6209 | N/A | 8746.0898 | [14 empty] | Industrial | Process Other Systems Optimization | Electrical and Electronic Equip. | New | 301.1596 | N/A | N/A | N/A | N/A | 36.253 | 4.722 | 410.6292 | N/A | 126.5892
[14 empty] | Industrial | Lighting Controls - Exterior | Agriculture and Assembly | New | 604.9844 | N/A | N/A | N/A | N/A | N/A | N/A | 594.6385 | N/A | 148.9523 | [14 empty] | Industrial | Compressed Air Equipment | Lumber/Furniture/Pulp/Paper | New | 48019.2111 | N/A | N/A | N/A | N/A | 2214.6294 | 1948.5476 | 60403.3293 | N/A | 9393.1896
[14 empty] | Industrial | Building Envelope Improvements | Agriculture and Assembly | Existing | 1114464.5582 | N/A | N/A | N/A | N/A | N/A | N/A | 1419128.935 | N/A | 241059.9498 | [14 empty] | Industrial | Compressed Air Equipment | Lumber/Furniture/Pulp/Paper | Turnover | 544257.8742 | N/A | N/A | N/A | N/A | 25100.9844 | 22085.1681 | 684621.5674 | N/A | 106464.0018
[14 empty] | Industrial | Building Envelope Improvements | Agriculture and Assembly | New | 12861.8908 | N/A | N/A | N/A | N/A | N/A | N/A | 16377.9829 | N/A | 2782.0416 | [14 empty] | Industrial | Plant Energy Management | Lumber/Furniture/Pulp/Paper | Existing | 2296351.1127 | N/A | N/A | N/A | N/A | 147446.6417 | 23128.7954 | 3031439.9875 | N/A | 518781.6934
[14 empty] | Industrial | HVAC Equipment Upgrades | Agriculture and Assembly | New | 17784.7127 | N/A | N/A | N/A | N/A | N/A | N/A | 22123.6599 | N/A | 2528.7796 | [14 empty] | Industrial | Plant Energy Management | Lumber/Furniture/Pulp/Paper | New | 105009.0081 | N/A | N/A | N/A | N/A | 6742.5341 | 1057.6483 | 138623.621 | N/A | 23723.1801
[14 empty] | Industrial | HVAC Equipment Upgrades | Agriculture and Assembly | Turnover | 1044271.9347 | N/A | N/A | N/A | N/A | N/A | N/A | 1299043.5965 | N/A | 148483.3386 | [14 empty] | Industrial | Lighting Controls - Exterior | Lumber/Furniture/Pulp/Paper | Existing | 4324.279 | N/A | N/A | N/A | N/A | 187.3108 | 498.0966 | 4250.3292 | N/A | 1469.4703
[14 empty] | Industrial | Efficient Lighting - High Bay | Agriculture and Assembly | New | 47831.914 | N/A | N/A | N/A | N/A | N/A | N/A | 61632.752 | N/A | 15069.6229 | [14 empty] | Industrial | Lighting Controls - Exterior | Lumber/Furniture/Pulp/Paper | New | 452.3474 | N/A | N/A | N/A | N/A | 19.5939 | 52.1041 | 444.6118 | N/A | 153.7161
[14 empty] | Industrial | Efficient Lighting - High Bay | Agriculture and Assembly | Turnover | 3553657.3037 | N/A | N/A | N/A | N/A | N/A | N/A | 4578986.312 | N/A | 1119592.9905 | [14 empty] | Industrial | HVAC Equipment Upgrades | Lumber/Furniture/Pulp/Paper | New | 1222.5462 | N/A | N/A | N/A | N/A | 61.5317 | 12.7632 | 1520.8116 | N/A | 173.8319
[14 empty] | Industrial | Efficient Lighting - Other Interior Lighting | Agriculture and Assembly | New | 0 | N/A | N/A | N/A | N/A | N/A | N/A | 0 | N/A | 0 | [14 empty] | Industrial | HVAC Equipment Upgrades | Lumber/Furniture/Pulp/Paper | Turnover | 10114.2673 | N/A | N/A | N/A | N/A | 509.0587 | 105.5915 | 12581.8513 | N/A | 1438.1314
[14 empty] | Industrial | Efficient Lighting - Other Interior Lighting | Agriculture and Assembly | Turnover | 1722142.5145 | N/A | N/A | N/A | N/A | N/A | N/A | 2203560.3261 | N/A | 950757.8737 | [14 empty] | Industrial | Efficient Lighting - High Bay | Lumber/Furniture/Pulp/Paper | New | 20390.5913 | N/A | N/A | N/A | N/A | 662.0264 | 2990.9341 | 26273.8442 | N/A | 6424.1319
[14 empty] | Industrial | Lighting Controls | Agriculture and Assembly | Existing | 343549.3633 | N/A | N/A | N/A | N/A | N/A | N/A | 460542.9413 | N/A | 85121.5865 | [14 empty] | Industrial | Efficient Lighting - High Bay | Lumber/Furniture/Pulp/Paper | Turnover | 207060.6396 | N/A | N/A | N/A | N/A | 6722.6896 | 30372.0827 | 266803.3953 | N/A | 65235.2269
[14 empty] | Industrial | Lighting Controls | Agriculture and Assembly | New | 5850.8962 | N/A | N/A | N/A | N/A | N/A | N/A | 7843.3822 | N/A | 1449.6827 | [14 empty] | Industrial | Efficient Lighting - Other Interior Lighting | Lumber/Furniture/Pulp/Paper | New | 35786.5814 | N/A | N/A | N/A | N/A | 1103.222 | 14035.8122 | 45790.5721 | N/A | 19757.0025
[14 empty] | Industrial | Fan Equipment Upgrades | Agriculture and Assembly | New | 9507.0693 | N/A | N/A | N/A | N/A | N/A | N/A | 11958.9352 | N/A | 2761.6457 | [14 empty] | Industrial | Efficient Lighting - Other Interior Lighting | Lumber/Furniture/Pulp/Paper | Turnover | 369328.1 | N/A | N/A | N/A | N/A | 11385.577 | 144853.7312 | 472572.2416 | N/A | 203898.1072
[14 empty] | Industrial | Fan Equipment Upgrades | Agriculture and Assembly | Turnover | 558230.3096 | N/A | N/A | N/A | N/A | N/A | N/A | 702197.4834 | N/A | 162156.6333 | [14 empty] | Industrial | Lighting Controls | Lumber/Furniture/Pulp/Paper | Existing | 48074.601 | N/A | N/A | N/A | N/A | 2095.619 | 5572.6674 | 64446.1044 | N/A | 16440.3219
[14 empty] | Industrial | Motor Equipment Upgrades | Agriculture and Assembly | New | 3169.996 | N/A | N/A | N/A | N/A | N/A | N/A | 4191.0148 | N/A | 984.6887 | [14 empty] | Industrial | Lighting Controls | Lumber/Furniture/Pulp/Paper | New | 4762.4247 | N/A | N/A | N/A | N/A | 207.5988 | 552.0464 | 6384.2385 | N/A | 1628.6312
[14 empty] | Industrial | Motor Equipment Upgrades | Agriculture and Assembly | Turnover | 340800.6546 | N/A | N/A | N/A | N/A | N/A | N/A | 450568.5807 | N/A | 105862.1413 | [14 empty] | Industrial | Fan Equipment Upgrades | Lumber/Furniture/Pulp/Paper | New | 39785.4843 | N/A | N/A | N/A | N/A | 1834.8927 | 6210.6897 | 50046.1305 | N/A | 12378.8187
[14 empty] | Industrial | Motor Optimization | Agriculture and Assembly | Existing | 809808.9209 | N/A | N/A | N/A | N/A | N/A | N/A | 1070638.9533 | N/A | 204169.896 | [14 empty] | Industrial | Fan Equipment Upgrades | Lumber/Furniture/Pulp/Paper | Turnover | 424965.032 | N/A | N/A | N/A | N/A | 19599.2399 | 66338.9173 | 534563.1916 | N/A | 132223.2258
[14 empty] | Industrial | Motor Optimization | Agriculture and Assembly | New | 13791.6365 | N/A | N/A | N/A | N/A | N/A | N/A | 18233.7622 | N/A | 3477.1622 | [14 empty] | Industrial | Pump Equipment Upgrade | Lumber/Furniture/Pulp/Paper | New | 46381.7013 | N/A | N/A | N/A | N/A | 2139.108 | 12511.1411 | 58343.5069 | N/A | 19701.9123
[14 empty] | Industrial | Pump Equipment Upgrade | Agriculture and Assembly | New | 0 | N/A | N/A | N/A | N/A | N/A | N/A | 0 | N/A | 0 | [14 empty] | Industrial | Pump Equipment Upgrade | Lumber/Furniture/Pulp/Paper | Turnover | 500009.1642 | N/A | N/A | N/A | N/A | 23060.2492 | 134873.9913 | 628961.1487 | N/A | 212392.7413
[14 empty] | Industrial | Pump Equipment Upgrade | Agriculture and Assembly | Turnover | 752266.0471 | N/A | N/A | N/A | N/A | N/A | N/A | 946274.8904 | N/A | 300289.5273 | [14 empty] | Industrial | Pump System Optimization | Lumber/Furniture/Pulp/Paper | Existing | 377256.874 | N/A | N/A | N/A | N/A | 25397.0754 | 101893.7811 | 498766.9243 | N/A | 187267.9468
[14 empty] | Industrial | Process Refrig Controls | Agriculture and Assembly | Existing | 22290.5878 | N/A | N/A | N/A | N/A | N/A | N/A | 28167.5726 | N/A | 13277.0079 | [14 empty] | Industrial | Pump System Optimization | Lumber/Furniture/Pulp/Paper | New | 37905.3759 | N/A | N/A | N/A | N/A | 2551.8042 | 10237.9104 | 50114.2565 | N/A | 18815.9909
[14 empty] | Industrial | Process Refrig Controls | Agriculture and Assembly | New | 379.625 | N/A | N/A | N/A | N/A | N/A | N/A | 479.7143 | N/A | 226.1171 | [14 empty] | Industrial | Process Refrig Equipment Upgrade | Lumber/Furniture/Pulp/Paper | New | 262.4651 | N/A | N/A | N/A | N/A | 17.6589 | 63.8143 | 348.7457 | N/A | 123.176
[14 empty] | Industrial | Process Refrig Equipment Upgrade | Agriculture and Assembly | New | 2113.0461 | N/A | N/A | N/A | N/A | N/A | N/A | 2807.6711 | N/A | 761.5417 | [14 empty] | Industrial | Process Refrig Equipment Upgrade | Lumber/Furniture/Pulp/Paper | Turnover | 2350.6246 | N/A | N/A | N/A | N/A | 158.1523 | 571.5174 | 3123.3492 | N/A | 1103.1583
[14 empty] | Industrial | Process Refrig Equipment Upgrade | Agriculture and Assembly | Turnover | 124072.5598 | N/A | N/A | N/A | N/A | N/A | N/A | 164859.1285 | N/A | 44715.7458 | [14 empty] | Industrial | Process Other Systems Optimization | Lumber/Furniture/Pulp/Paper | Existing | 915.4306 | N/A | N/A | N/A | N/A | 110.1978 | 8.131 | 1248.1839 | N/A | 378.569
[14 empty] | Industrial | Process Refrig System Optimization | Agriculture and Assembly | Existing | 304797.8586 | N/A | N/A | N/A | N/A | N/A | N/A | 414629.0751 | N/A | 253143.4654 | [14 empty] | Industrial | Process Other Systems Optimization | Lumber/Furniture/Pulp/Paper | New | 94.51 | N/A | N/A | N/A | N/A | 11.3769 | 0.83945 | 128.8639 | N/A | 39.0839
[14 empty] | Industrial | Process Refrig System Optimization | Agriculture and Assembly | New | 5190.9298 | N/A | N/A | N/A | N/A | N/A | N/A | 7061.4356 | N/A | 4311.2178 | [14 empty] | Industrial | Lighting Controls - Exterior | Metal Products and Machinery | Existing | 9140.6956 | N/A | N/A | N/A | N/A | 395.9391 | 779.6768 | 8984.38 | N/A | 2832.9742
[14 empty] | Industrial | Compressed Air Controls | Chemicals and Plastics | Existing | 3685735.1401 | N/A | N/A | N/A | N/A | N/A | N/A | 4738084.9467 | N/A | 1065243.7778 | [14 empty] | Industrial | Lighting Controls - Exterior | Metal Products and Machinery | New | 956.1756 | N/A | N/A | N/A | N/A | 41.4178 | 81.5592 | 939.824 | N/A | 296.3473
[14 empty] | Industrial | Compressed Air Controls | Chemicals and Plastics | New | 7686.1839 | N/A | N/A | N/A | N/A | N/A | N/A | 9880.7405 | N/A | 2221.4455 | [14 empty] | Industrial | Building Envelope Improvements | Metal Products and Machinery | Existing | 436362.2168 | N/A | N/A | N/A | N/A | 25787.5358 | 7942.2529 | 555651.8092 | N/A | 75445.1227
[14 empty] | Industrial | Compressed Air Equipment | Chemicals and Plastics | New | 118344.589 | N/A | N/A | N/A | N/A | N/A | N/A | 148865.5688 | N/A | 21460.9475 | [14 empty] | Industrial | Building Envelope Improvements | Metal Products and Machinery | New | 19654.542 | N/A | N/A | N/A | N/A | 1161.5172 | 357.7334 | 25027.5605 | N/A | 3398.1845
[14 empty] | Industrial | Compressed Air Equipment | Chemicals and Plastics | Turnover | 6948885.5472 | N/A | N/A | N/A | N/A | N/A | N/A | 8740997.8629 | N/A | 1260130.8514 | [14 empty] | Industrial | HVAC Equipment Upgrades | Metal Products and Machinery | New | 26417.1036 | N/A | N/A | N/A | N/A | 1329.5927 | 1003.1469 | 32862.1005 | N/A | 4483.5617
[14 empty] | Industrial | Lighting Controls - Exterior | Chemicals and Plastics | Existing | 85372.3427 | N/A | N/A | N/A | N/A | N/A | N/A | 83912.3847 | N/A | 23541.1123 | [14 empty] | Industrial | HVAC Equipment Upgrades | Metal Products and Machinery | Turnover | 218551.7716 | N/A | N/A | N/A | N/A | 10999.8749 | 8299.1509 | 271871.9809 | N/A | 37093.0275
[14 empty] | Industrial | Lighting Controls - Exterior | Chemicals and Plastics | New | 1453.9533 | N/A | N/A | N/A | N/A | N/A | N/A | 1429.0891 | N/A | 400.9223 | [14 empty] | Industrial | Efficient Lighting - High Bay | Metal Products and Machinery | New | 94930.3278 | N/A | N/A | N/A | N/A | 3082.1267 | 13924.5762 | 122320.3687 | N/A | 29908.1534
[14 empty] | Industrial | Efficient Lighting - High Bay | Chemicals and Plastics | New | 32711.6876 | N/A | N/A | N/A | N/A | N/A | N/A | 42149.9197 | N/A | 10305.9396 | [14 empty] | Industrial | Efficient Lighting - High Bay | Metal Products and Machinery | Turnover | 963990.406 | N/A | N/A | N/A | N/A | 31298.1178 | 141400.1005 | 1242128.46 | N/A | 303708.7684
[14 empty] | Industrial | Efficient Lighting - High Bay | Chemicals and Plastics | Turnover | 1920744.9669 | N/A | N/A | N/A | N/A | N/A | N/A | 2474933.3322 | N/A | 605137.8881 | [14 empty] | Industrial | Efficient Lighting - Other Interior Lighting | Metal Products and Machinery | New | 101221.2084 | N/A | N/A | N/A | N/A | 3120.4283 | 39699.8498 | 129517.1782 | N/A | 55882.055
[14 empty] | Industrial | Efficient Lighting - Other Interior Lighting | Chemicals and Plastics | New | 62659.4684 | N/A | N/A | N/A | N/A | N/A | N/A | 80175.6635 | N/A | 34592.9456 | [14 empty] | Industrial | Efficient Lighting - Other Interior Lighting | Metal Products and Machinery | Turnover | 1047512.157 | N/A | N/A | N/A | N/A | 32292.5071 | 410843.4978 | 1340339.8446 | N/A | 578308.9618
[14 empty] | Industrial | Efficient Lighting - Other Interior Lighting | Chemicals and Plastics | Turnover | 5293940.8687 | N/A | N/A | N/A | N/A | N/A | N/A | 6773840.1259 | N/A | 2922670.9603 | [14 empty] | Industrial | Lighting Controls | Metal Products and Machinery | Existing | 99420.2544 | N/A | N/A | N/A | N/A | 4333.8264 | 8534.1009 | 133277.1976 | N/A | 31008.8578
[14 empty] | Industrial | Lighting Controls | Chemicals and Plastics | Existing | 885416.6007 | N/A | N/A | N/A | N/A | N/A | N/A | 1186939.6631 | N/A | 245699.8957 | [14 empty] | Industrial | Lighting Controls | Metal Products and Machinery | New | 9382.1773 | N/A | N/A | N/A | N/A | 408.9783 | 805.3535 | 12577.2189 | N/A | 2926.2709
[14 empty] | Industrial | Lighting Controls | Chemicals and Plastics | New | 15079.2905 | N/A | N/A | N/A | N/A | N/A | N/A | 20214.4482 | N/A | 4184.4484 | [14 empty] | Industrial | Fan Equipment Upgrades | Metal Products and Machinery | New | 12866.2161 | N/A | N/A | N/A | N/A | 593.3854 | 545.622 | 16184.4035 | N/A | 2540.3314
[14 empty] | Industrial | Fan Equipment Upgrades | Chemicals and Plastics | New | 11085.4981 | N/A | N/A | N/A | N/A | N/A | N/A | 13944.4397 | N/A | 3383.2498 | [14 empty] | Industrial | Fan Equipment Upgrades | Metal Products and Machinery | Turnover | 133787.0397 | N/A | N/A | N/A | N/A | 6170.2119 | 5673.5526 | 168290.6159 | N/A | 26415.1806
[14 empty] | Industrial | Fan Equipment Upgrades | Chemicals and Plastics | Turnover | 650911.5332 | N/A | N/A | N/A | N/A | N/A | N/A | 818781.1242 | N/A | 198655.6053 | [14 empty] | Industrial | Motor Equipment Upgrades | Metal Products and Machinery | New | 2272.9263 | N/A | N/A | N/A | N/A | 153.0143 | 302.3173 | 3005.0095 | N/A | 816.6862
[14 empty] | Industrial | Motor Equipment Upgrades | Chemicals and Plastics | New | 9178.3879 | N/A | N/A | N/A | N/A | N/A | N/A | 12134.6399 | N/A | 3860.9397 | [14 empty] | Industrial | Motor Equipment Upgrades | Metal Products and Machinery | Turnover | 23856.8953 | N/A | N/A | N/A | N/A | 1606.0552 | 3173.1574 | 31540.9237 | N/A | 8572.0319
[14 empty] | Industrial | Motor Equipment Upgrades | Chemicals and Plastics | Turnover | 1278864.239 | N/A | N/A | N/A | N/A | N/A | N/A | 1690771.5326 | N/A | 537961.3306 | [14 empty] | Industrial | Pump Equipment Upgrade | Metal Products and Machinery | New | 21180.072 | N/A | N/A | N/A | N/A | 976.8176 | 898.1905 | 26642.3965 | N/A | 4181.8358
[14 empty] | Industrial | Pump Equipment Upgrade | Chemicals and Plastics | New | 78777.7433 | N/A | N/A | N/A | N/A | N/A | N/A | 99094.4636 | N/A | 24009.7496 | [14 empty] | Industrial | Pump Equipment Upgrade | Metal Products and Machinery | Turnover | 222276.4115 | N/A | N/A | N/A | N/A | 10251.311 | 9426.1515 | 279601.3296 | N/A | 43886.6991
[14 empty] | Industrial | Pump Equipment Upgrade | Chemicals and Plastics | Turnover | 4625623.6196 | N/A | N/A | N/A | N/A | N/A | N/A | 5818568.4451 | N/A | 1409789.8752 | [14 empty] | Industrial | Process Refrig Controls | Metal Products and Machinery | Existing | 26557.8211 | N/A | N/A | N/A | N/A | 1223.5721 | 17102.4072 | 33559.8756 | N/A | 21215.5361
[14 empty] | Industrial | Process Refrig Controls | Chemicals and Plastics | Existing | 363712.5134 | N/A | N/A | N/A | N/A | N/A | N/A | 459606.4808 | N/A | 155380.2909 | [14 empty] | Industrial | Process Refrig Controls | Metal Products and Machinery | New | 1206.5 | N/A | N/A | N/A | N/A | 55.5859 | 776.9483 | 1524.5976 | N/A | 963.8044
[14 empty] | Industrial | Process Refrig Controls | Chemicals and Plastics | New | 6194.2893 | N/A | N/A | N/A | N/A | N/A | N/A | 7827.4335 | N/A | 2646.2397 | [14 empty] | Industrial | Process Refrig Equipment Upgrade | Metal Products and Machinery | New | 2749.3181 | N/A | N/A | N/A | N/A | 184.9768 | 432.3114 | 3653.1057 | N/A | 1054.1248
[14 empty] | Industrial | Process Refrig Equipment Upgrade | Chemicals and Plastics | New | 19403.0654 | N/A | N/A | N/A | N/A | N/A | N/A | 25781.4658 | N/A | 6338.3753 | [14 empty] | Industrial | Process Refrig Equipment Upgrade | Metal Products and Machinery | Turnover | 23970.1821 | N/A | N/A | N/A | N/A | 1612.7375 | 3769.1465 | 31849.938 | N/A | 9190.4841
[14 empty] | Industrial | Process Refrig Equipment Upgrade | Chemicals and Plastics | Turnover | 1139297.3881 | N/A | N/A | N/A | N/A | N/A | N/A | 1513820.4196 | N/A | 372172.864 | [14 empty] | Industrial | Process Other Systems Optimization | Metal Products and Machinery | Existing | 243144.0329 | N/A | N/A | N/A | N/A | 29269.2147 | 52903.1849 | 331525.3711 | N/A | 151293.8361
[14 empty] | Industrial | Process Heat Equipment Upgrade | Chemicals and Plastics | New | 21432.6437 | N/A | N/A | N/A | N/A | N/A | N/A | 28478.2306 | N/A | 9748.6302 | [14 empty] | Industrial | Process Other Systems Optimization | Metal Products and Machinery | New | 11246.2867 | N/A | N/A | N/A | N/A | 1353.8065 | 2446.9627 | 15334.2417 | N/A | 6997.8845
[14 empty] | Industrial | Process Heat Equipment Upgrade | Chemicals and Plastics | Turnover | 1258468.9305 | N/A | N/A | N/A | N/A | N/A | N/A | 1672167.4116 | N/A | 572414.1324 | [14 empty] | Industrial | HVAC Equipment Upgrades | Miscellaneous Manufacturing | New | 14509.0154 | N/A | N/A | N/A | N/A | 730.2496 | 3472.7761 | 18048.7887 | N/A | 5384.3177
[14 empty] | Industrial | Process Heat Improved Controls | Chemicals and Plastics | Existing | 191567.1833 | N/A | N/A | N/A | N/A | N/A | N/A | 242074.4838 | N/A | 157645.8765 | [14 empty] | Industrial | HVAC Equipment Upgrades | Miscellaneous Manufacturing | Turnover | 120034.7724 | N/A | N/A | N/A | N/A | 6041.4403 | 28730.6808 | 149319.7292 | N/A | 44545.0866
[14 empty] | Industrial | Process Heat Improved Controls | Chemicals and Plastics | New | 3262.5288 | N/A | N/A | N/A | N/A | N/A | N/A | 4122.7049 | N/A | 2684.8242 | [14 empty] | Industrial | Efficient Lighting - High Bay | Miscellaneous Manufacturing | New | 4724.8069 | N/A | N/A | N/A | N/A | 153.4015 | 693.0444 | 6088.0451 | N/A | 1488.568
[14 empty] | Industrial | Lighting Controls - Exterior | Construction | Existing | 14258.1001 | N/A | N/A | N/A | N/A | N/A | N/A | 14014.2714 | N/A | 3884.6224 | [14 empty] | Industrial | Efficient Lighting - High Bay | Miscellaneous Manufacturing | Turnover | 47979.0666 | N/A | N/A | N/A | N/A | 1557.7484 | 7037.6687 | 61822.3622 | N/A | 15115.9839
[14 empty] | Industrial | Lighting Controls - Exterior | Construction | New | 242.8258 | N/A | N/A | N/A | N/A | N/A | N/A | 238.6733 | N/A | 66.158 | [14 empty] | Industrial | Efficient Lighting - Other Interior Lighting | Miscellaneous Manufacturing | New | 5194.89 | N/A | N/A | N/A | N/A | 160.1471 | 2037.4816 | 6647.1 | N/A | 2867.9871
[14 empty] | Industrial | Building Envelope Improvements | Construction | Existing | 279120.1548 | N/A | N/A | N/A | N/A | N/A | N/A | 355424.033 | N/A | 54046.5558 | [14 empty] | Industrial | Efficient Lighting - Other Interior Lighting | Miscellaneous Manufacturing | Turnover | 52873.0568 | N/A | N/A | N/A | N/A | 1629.9606 | 20737.2782 | 67653.501 | N/A | 29190.0784
[14 empty] | Industrial | Building Envelope Improvements | Construction | New | 4753.6198 | N/A | N/A | N/A | N/A | N/A | N/A | 6053.1305 | N/A | 920.4523 | [14 empty] | Industrial | Fan Equipment Upgrades | Miscellaneous Manufacturing | New | 539.6638 | N/A | N/A | N/A | N/A | 24.8891 | 48.6191 | 678.8427 | N/A | 132.2857
[14 empty] | Industrial | HVAC Equipment Upgrades | Construction | New | 5020.2978 | N/A | N/A | N/A | N/A | N/A | N/A | 6245.1029 | N/A | 787.2677 | [14 empty] | Industrial | Fan Equipment Upgrades | Miscellaneous Manufacturing | Turnover | 5611.5969 | N/A | N/A | N/A | N/A | 258.8049 | 505.5571 | 7058.8235 | N/A | 1375.5491
[14 empty] | Industrial | HVAC Equipment Upgrades | Construction | Turnover | 294778.7906 | N/A | N/A | N/A | N/A | N/A | N/A | 366696.1522 | N/A | 46226.3059 | [14 empty] | Industrial | Motor Equipment Upgrades | Miscellaneous Manufacturing | New | 140.9987 | N/A | N/A | N/A | N/A | 9.4921 | 28.282 | 186.4127 | N/A | 60.1903
[14 empty] | Industrial | HVAC Recommissioning | Construction | Existing | 260608.1267 | N/A | N/A | N/A | N/A | N/A | N/A | 349195.0233 | N/A | 117990.0293 | [14 empty] | Industrial | Motor Equipment Upgrades | Miscellaneous Manufacturing | Turnover | 1515.2326 | N/A | N/A | N/A | N/A | 102.006 | 303.9301 | 2003.2714 | N/A | 646.831
[14 empty] | Industrial | HVAC Recommissioning | Construction | New | 4438.3465 | N/A | N/A | N/A | N/A | N/A | N/A | 5947.0459 | N/A | 2009.4563 | [14 empty] | Industrial | Pump Equipment Upgrade | Miscellaneous Manufacturing | New | 2097.7273 | N/A | N/A | N/A | N/A | 96.7465 | 50.1665 | 2638.7295 | N/A | 375.3869
[14 empty] | Industrial | Efficient Lighting - High Bay | Construction | New | 8414.35 | N/A | N/A | N/A | N/A | N/A | N/A | 10842.1241 | N/A | 2650.9723 | [14 empty] | Industrial | Pump Equipment Upgrade | Miscellaneous Manufacturing | Turnover | 22014.8114 | N/A | N/A | N/A | N/A | 1015.3155 | 526.4773 | 27692.4145 | N/A | 3939.5361
[14 empty] | Industrial | Efficient Lighting - High Bay | Construction | Turnover | 494068.6797 | N/A | N/A | N/A | N/A | N/A | N/A | 636621.2406 | N/A | 155658.1807 | [14 empty] | Industrial | Pump System Optimization | Miscellaneous Manufacturing | Existing | 31392.3078 | N/A | N/A | N/A | N/A | 2113.342 | 1556.9472 | 41503.405 | N/A | 8661.1043
[14 empty] | Industrial | Efficient Lighting - Other Interior Lighting | Construction | New | 7052.4886 | N/A | N/A | N/A | N/A | N/A | N/A | 9023.9827 | N/A | 3893.5274 | [14 empty] | Industrial | Pump System Optimization | Miscellaneous Manufacturing | New | 1412.5445 | N/A | N/A | N/A | N/A | 95.093 | 70.0572 | 1867.5086 | N/A | 389.7195
[14 empty] | Industrial | Efficient Lighting - Other Interior Lighting | Construction | Turnover | 719685.7941 | N/A | N/A | N/A | N/A | N/A | N/A | 920870.979 | N/A | 397323.061 | [14 empty] | Industrial | Process Refrig Equipment Upgrade | Miscellaneous Manufacturing | New | 50.3819 | N/A | N/A | N/A | N/A | 3.3897 | 12.0064 | 66.944 | N/A | 23.4012
[14 empty] | Industrial | Lighting Controls | Construction | Existing | 147914.408 | N/A | N/A | N/A | N/A | N/A | N/A | 198285.7306 | N/A | 40555.0703 | [14 empty] | Industrial | Process Refrig Equipment Upgrade | Miscellaneous Manufacturing | Turnover | 439.259 | N/A | N/A | N/A | N/A | 29.5538 | 104.6786 | 583.6573 | N/A | 204.0259
[14 empty] | Industrial | Lighting Controls | Construction | New | 2519.0902 | N/A | N/A | N/A | N/A | N/A | N/A | 3376.9506 | N/A | 690.6824 | [14 empty] | Industrial | Compressed Air Equipment | Primary Resources Industries | New | 18811.1001 | N/A | N/A | N/A | N/A | 867.5614 | 139.3004 | 23662.4685 | N/A | 3055.6729
[14 empty] | Industrial | Fan Equipment Upgrades | Construction | New | 3366.5481 | N/A | N/A | N/A | N/A | N/A | N/A | 4234.7783 | N/A | 825.2289 | [14 empty] | Industrial | Compressed Air Equipment | Primary Resources Industries | Turnover | 213208.1953 | N/A | N/A | N/A | N/A | 9833.088 | 1578.8544 | 268194.4272 | N/A | 34633.5142
[14 empty] | Industrial | Fan Equipment Upgrades | Construction | Turnover | 197674.9272 | N/A | N/A | N/A | N/A | N/A | N/A | 248655.1411 | N/A | 48455.292 | [14 empty] | Industrial | Lighting Controls - Exterior | Primary Resources Industries | Existing | 6146.8919 | N/A | N/A | N/A | N/A | 266.2592 | 378.5794 | 6041.7735 | N/A | 1759.3711
[14 empty] | Industrial | Motor Equipment Upgrades | Construction | New | 1012.7477 | N/A | N/A | N/A | N/A | N/A | N/A | 1338.9419 | N/A | 331.1897 | [14 empty] | Industrial | Lighting Controls - Exterior | Primary Resources Industries | New | 643.0045 | N/A | N/A | N/A | N/A | 27.8524 | 39.6018 | 632.0084 | N/A | 184.0416
[14 empty] | Industrial | Motor Equipment Upgrades | Construction | Turnover | 110152.4097 | N/A | N/A | N/A | N/A | N/A | N/A | 145631.2193 | N/A | 36022.1459 | [14 empty] | Industrial | Building Envelope Improvements | Primary Resources Industries | Existing | 45008.4731 | N/A | N/A | N/A | N/A | 2659.849 | 879.9896 | 57312.5687 | N/A | 7842.5564
[14 empty] | Industrial | Motor Optimization | Construction | Existing | 216757.9654 | N/A | N/A | N/A | N/A | N/A | N/A | 286573.1843 | N/A | 193928.6246 | [14 empty] | Industrial | Building Envelope Improvements | Primary Resources Industries | New | 2068.9316 | N/A | N/A | N/A | N/A | 122.2669 | 40.451 | 2634.5214 | N/A | 360.5035
[14 empty] | Industrial | Motor Optimization | Construction | New | 0 | N/A | N/A | N/A | N/A | N/A | N/A | 0 | N/A | 0 | [14 empty] | Industrial | HVAC Equipment Upgrades | Primary Resources Industries | New | 6545.416 | N/A | N/A | N/A | N/A | 329.4357 | 928.4881 | 8142.3051 | N/A | 1790.8371
[14 empty] | Industrial | Pump Equipment Upgrade | Construction | New | 22648.9053 | N/A | N/A | N/A | N/A | N/A | N/A | 28490.0408 | N/A | 4053.0068 | [14 empty] | Industrial | HVAC Equipment Upgrades | Primary Resources Industries | Turnover | 54350.9671 | N/A | N/A | N/A | N/A | 2735.525 | 7709.8574 | 67611.0057 | N/A | 14870.5179
[14 empty] | Industrial | Pump Equipment Upgrade | Construction | Turnover | 1329884.643 | N/A | N/A | N/A | N/A | N/A | N/A | 1672860.8845 | N/A | 237981.987 | [14 empty] | Industrial | Efficient Lighting - High Bay | Primary Resources Industries | New | 61858.9079 | N/A | N/A | N/A | N/A | 2008.3886 | 9073.5925 | 79706.924 | N/A | 19488.8797
[14 empty] | Industrial | Process Refrig Equipment Upgrade | Construction | New | 3827.0347 | N/A | N/A | N/A | N/A | N/A | N/A | 5085.1019 | N/A | 1550.9548 | [14 empty] | Industrial | Efficient Lighting - High Bay | Primary Resources Industries | Turnover | 639398.065 | N/A | N/A | N/A | N/A | 20759.497 | 93788.2301 | 823882.1972 | N/A | 201444.7457
[14 empty] | Industrial | Process Refrig Equipment Upgrade | Construction | Turnover | 224713.4939 | N/A | N/A | N/A | N/A | N/A | N/A | 298583.916 | N/A | 91068.0224 | [14 empty] | Industrial | Efficient Lighting - Other Interior Lighting | Primary Resources Industries | New | 50883.4139 | N/A | N/A | N/A | N/A | 1568.6243 | 19956.9228 | 65107.6617 | N/A | 28091.6394
[14 empty] | Industrial | Lighting Controls - Exterior | Electrical and Electronic Equip. | Existing | 28811.9996 | N/A | N/A | N/A | N/A | N/A | N/A | 28319.2837 | N/A | 8106.0729 | [14 empty] | Industrial | Efficient Lighting - Other Interior Lighting | Primary Resources Industries | Turnover | 528699.079 | N/A | N/A | N/A | N/A | 16298.6355 | 207360.4318 | 676494.7181 | N/A | 291883.3998
[14 empty] | Industrial | Lighting Controls - Exterior | Electrical and Electronic Equip. | New | 490.6894 | N/A | N/A | N/A | N/A | N/A | N/A | 482.2981 | N/A | 138.0523 | [14 empty] | Industrial | Lighting Controls | Primary Resources Industries | Existing | 87507.1239 | N/A | N/A | N/A | N/A | 3814.5213 | 5423.6588 | 117307.1253 | N/A | 25205.3557
[14 empty] | Industrial | Building Envelope Improvements | Electrical and Electronic Equip. | Existing | 606237.2677 | N/A | N/A | N/A | N/A | N/A | N/A | 771966.0906 | N/A | 141382.6667 | [14 empty] | Industrial | Lighting Controls | Primary Resources Industries | New | 9028.5086 | N/A | N/A | N/A | N/A | 393.5615 | 559.5836 | 12103.1104 | N/A | 2600.5514
[14 empty] | Industrial | Building Envelope Improvements | Electrical and Electronic Equip. | New | 10324.6628 | N/A | N/A | N/A | N/A | N/A | N/A | 13147.1455 | N/A | 2407.8499 | [14 empty] | Industrial | Motor Equipment Upgrades | Primary Resources Industries | New | 552.4104 | N/A | N/A | N/A | N/A | 37.1885 | 62.202 | 730.3354 | N/A | 187.2139
[14 empty] | Industrial | HVAC Equipment Upgrades | Electrical and Electronic Equip. | New | 11298.997 | N/A | N/A | N/A | N/A | N/A | N/A | 14055.6202 | N/A | 1606.5861 | [14 empty] | Industrial | Motor Equipment Upgrades | Primary Resources Industries | Turnover | 5797.327 | N/A | N/A | N/A | N/A | 390.2782 | 652.7856 | 7664.5786 | N/A | 1964.7351
[14 empty] | Industrial | HVAC Equipment Upgrades | Electrical and Electronic Equip. | Turnover | 663447.6349 | N/A | N/A | N/A | N/A | N/A | N/A | 825309.3597 | N/A | 94334.5469 | [14 empty] | Industrial | Process Refrig Equipment Upgrade | Primary Resources Industries | New | 3724.4555 | N/A | N/A | N/A | N/A | 250.585 | 231.1432 | 4948.8017 | N/A | 1073.5036
[14 empty] | Industrial | HVAC Improved Controls | Electrical and Electronic Equip. | Existing | 243829.6294 | N/A | N/A | N/A | N/A | N/A | N/A | 310486.0354 | N/A | 44466.5621 | [14 empty] | Industrial | Process Refrig Equipment Upgrade | Primary Resources Industries | Turnover | 32472.0076 | N/A | N/A | N/A | N/A | 2184.7488 | 2015.2435 | 43146.582 | N/A | 9359.4396
[14 empty] | Industrial | HVAC Improved Controls | Electrical and Electronic Equip. | New | 4152.5964 | N/A | N/A | N/A | N/A | N/A | N/A | 5287.8036 | N/A | 757.298 | [14 empty] | Industrial | Process Other Systems Optimization | Primary Resources Industries | Existing | 3798.7884 | N/A | N/A | N/A | N/A | 457.2909 | 1031.688 | 5179.6243 | N/A | 2568.9055
[14 empty] | Industrial | Efficient Lighting - High Bay | Electrical and Electronic Equip. | New | 11168.775 | N/A | N/A | N/A | N/A | N/A | N/A | 14391.2773 | N/A | 3518.7642 | [14 empty] | Industrial | Process Other Systems Optimization | Primary Resources Industries | New | 175.7076 | N/A | N/A | N/A | N/A | 21.1514 | 47.7193 | 239.5763 | N/A | 118.8211
[14 empty] | Industrial | Efficient Lighting - High Bay | Electrical and Electronic Equip. | Turnover | 655801.3321 | N/A | N/A | N/A | N/A | N/A | N/A | 845018.2633 | N/A | 206612.6562 | [14 empty] | Industrial | Compressed Air Equipment | Stone/Clay/Glass/Concrete | New | 1883.4232 | N/A | N/A | N/A | N/A | 86.8628 | 268.3455 | 2369.1567 | N/A | 560.3414
[14 empty] | Industrial | Efficient Lighting - Other Interior Lighting | Electrical and Electronic Equip. | New | 21393.8667 | N/A | N/A | N/A | N/A | N/A | N/A | 27374.4335 | N/A | 11811.094 | [14 empty] | Industrial | Compressed Air Equipment | Stone/Clay/Glass/Concrete | Turnover | 21347.038 | N/A | N/A | N/A | N/A | 984.518 | 3041.4732 | 26852.4229 | N/A | 6351.004
[14 empty] | Industrial | Efficient Lighting - Other Interior Lighting | Electrical and Electronic Equip. | Turnover | 1738437.5363 | N/A | N/A | N/A | N/A | N/A | N/A | 2224410.5538 | N/A | 959754.005 | [14 empty] | Industrial | Lighting Controls - Exterior | Stone/Clay/Glass/Concrete | Existing | 1467.2731 | N/A | N/A | N/A | N/A | 63.5565 | 98.6475 | 1442.1812 | N/A | 428.2448
[14 empty] | Industrial | Lighting Controls | Electrical and Electronic Equip. | Existing | 240531.6642 | N/A | N/A | N/A | N/A | N/A | N/A | 322443.2117 | N/A | 68101.5337 | [14 empty] | Industrial | Lighting Controls - Exterior | Stone/Clay/Glass/Concrete | New | 153.4862 | N/A | N/A | N/A | N/A | 6.6484 | 10.3192 | 150.8614 | N/A | 44.7972
[14 empty] | Industrial | Lighting Controls | Electrical and Electronic Equip. | New | 4096.4297 | N/A | N/A | N/A | N/A | N/A | N/A | 5491.4431 | N/A | 1159.8188 | [14 empty] | Industrial | Building Envelope Improvements | Stone/Clay/Glass/Concrete | Existing | 9558.7929 | N/A | N/A | N/A | N/A | 564.8924 | 506.1233 | 12171.9075 | N/A | 1984.8168
[14 empty] | Industrial | Motor Equipment Upgrades | Electrical and Electronic Equip. | New | 1366.8723 | N/A | N/A | N/A | N/A | N/A | N/A | 1807.126 | N/A | 440.8385 | [14 empty] | Industrial | Building Envelope Improvements | Stone/Clay/Glass/Concrete | New | 439.1448 | N/A | N/A | N/A | N/A | 25.952 | 23.252 | 559.1951 | N/A | 91.1854
[14 empty] | Industrial | Motor Equipment Upgrades | Electrical and Electronic Equip. | Turnover | 80259.1799 | N/A | N/A | N/A | N/A | N/A | N/A | 106109.728 | N/A | 25884.888 | [14 empty] | Industrial | HVAC Equipment Upgrades | Stone/Clay/Glass/Concrete | New | 108.4492 | N/A | N/A | N/A | N/A | 5.4583 | 1.1322 | 134.9076 | N/A | 15.4202
[14 empty] | Industrial | Process Other Systems Optimization | Electrical and Electronic Equip. | Existing | 26448.8914 | N/A | N/A | N/A | N/A | N/A | N/A | 36062.8983 | N/A | 11117.5123 | [14 empty] | Industrial | HVAC Equipment Upgrades | Stone/Clay/Glass/Concrete | Turnover | 897.2127 | N/A | N/A | N/A | N/A | 45.1574 | 9.3668 | 1116.1062 | N/A | 127.5732
[14 empty] | Industrial | Process Other Systems Optimization | Electrical and Electronic Equip. | New | 450.4439 | N/A | N/A | N/A | N/A | N/A | N/A | 614.1775 | N/A | 189.3393 | [14 empty] | Industrial | Efficient Lighting - High Bay | Stone/Clay/Glass/Concrete | New | 7172.242 | N/A | N/A | N/A | N/A | 232.863 | 1052.0393 | 9241.6334 | N/A | 2259.6416
[14 empty] | Industrial | Compressed Air Equipment | Lumber/Furniture/Pulp/Paper | New | 66224.4538 | N/A | N/A | N/A | N/A | N/A | N/A | 83303.6902 | N/A | 12954.3746 | [14 empty] | Industrial | Efficient Lighting - High Bay | Stone/Clay/Glass/Concrete | Turnover | 73717.0929 | N/A | N/A | N/A | N/A | 2393.3913 | 10812.9756 | 94986.5253 | N/A | 23224.8451
[14 empty] | Industrial | Compressed Air Equipment | Lumber/Furniture/Pulp/Paper | Turnover | 3888527.1807 | N/A | N/A | N/A | N/A | N/A | N/A | 4891375.3933 | N/A | 760647.0835 | [14 empty] | Industrial | Efficient Lighting - Other Interior Lighting | Stone/Clay/Glass/Concrete | New | 13132.2067 | N/A | N/A | N/A | N/A | 404.8372 | 5150.5671 | 16803.2608 | N/A | 7250.0091
[14 empty] | Industrial | Plant Energy Management | Lumber/Furniture/Pulp/Paper | Existing | 9049341.435 | N/A | N/A | N/A | N/A | N/A | N/A | 11946141.5698 | N/A | 2044388.0065 | [14 empty] | Industrial | Efficient Lighting - Other Interior Lighting | Stone/Clay/Glass/Concrete | Turnover | 135290.9868 | N/A | N/A | N/A | N/A | 4170.725 | 53062.3157 | 173111.0221 | N/A | 74691.2464
[14 empty] | Industrial | Plant Energy Management | Lumber/Furniture/Pulp/Paper | New | 154116.8846 | N/A | N/A | N/A | N/A | N/A | N/A | 203451.5036 | N/A | 34817.4188 | [14 empty] | Industrial | Lighting Controls | Stone/Clay/Glass/Concrete | Existing | 14267.4731 | N/A | N/A | N/A | N/A | 621.9331 | 965.3167 | 19126.1714 | N/A | 4190.5949
[14 empty] | Industrial | Lighting Controls - Exterior | Lumber/Furniture/Pulp/Paper | Existing | 34844.5684 | N/A | N/A | N/A | N/A | N/A | N/A | 34248.6892 | N/A | 11840.8311 | [14 empty] | Industrial | Lighting Controls | Stone/Clay/Glass/Concrete | New | 1472.0402 | N/A | N/A | N/A | N/A | 64.1677 | 99.5961 | 1973.3342 | N/A | 432.3628
[14 empty] | Industrial | Lighting Controls - Exterior | Lumber/Furniture/Pulp/Paper | New | 593.4284 | N/A | N/A | N/A | N/A | N/A | N/A | 583.2802 | N/A | 201.658 | [14 empty] | Industrial | Fan Equipment Upgrades | Stone/Clay/Glass/Concrete | New | 3956.2241 | N/A | N/A | N/A | N/A | 182.4597 | 356.4221 | 4976.5313 | N/A | 969.774
[14 empty] | Industrial | HVAC Equipment Upgrades | Lumber/Furniture/Pulp/Paper | New | 1796.3252 | N/A | N/A | N/A | N/A | N/A | N/A | 2234.5757 | N/A | 255.4166 | [14 empty] | Industrial | Fan Equipment Upgrades | Stone/Clay/Glass/Concrete | Turnover | 41138.0868 | N/A | N/A | N/A | N/A | 1897.2743 | 3706.1912 | 51747.5682 | N/A | 10084.0204
[14 empty] | Industrial | HVAC Equipment Upgrades | Lumber/Furniture/Pulp/Paper | Turnover | 105475.5284 | N/A | N/A | N/A | N/A | N/A | N/A | 131208.4575 | N/A | 14997.3958 | [14 empty] | Industrial | Pump Equipment Upgrade | Stone/Clay/Glass/Concrete | New | 6521.5535 | N/A | N/A | N/A | N/A | 300.7718 | 587.5364 | 8203.4572 | N/A | 1598.6032
[14 empty] | Industrial | Efficient Lighting - High Bay | Lumber/Furniture/Pulp/Paper | New | 14151.2261 | N/A | N/A | N/A | N/A | N/A | N/A | 18234.2486 | N/A | 4458.3966 | [14 empty] | Industrial | Pump Equipment Upgrade | Stone/Clay/Glass/Concrete | Turnover | 68441.1042 | N/A | N/A | N/A | N/A | 3156.48 | 6165.9605 | 86092.0131 | N/A | 16776.7037
[14 empty] | Industrial | Efficient Lighting - High Bay | Lumber/Furniture/Pulp/Paper | Turnover | 830923.0832 | N/A | N/A | N/A | N/A | N/A | N/A | 1070667.5121 | N/A | 261785.4171 | [14 empty] | Industrial | Process Refrig Equipment Upgrade | Stone/Clay/Glass/Concrete | New | 602.6208 | N/A | N/A | N/A | N/A | 40.5449 | 168.0662 | 800.7213 | N/A | 304.361
[14 empty] | Industrial | Efficient Lighting - Other Interior Lighting | Lumber/Furniture/Pulp/Paper | New | 20625.9471 | N/A | N/A | N/A | N/A | N/A | N/A | 26391.8452 | N/A | 11387.1421 | [14 empty] | Industrial | Process Refrig Equipment Upgrade | Stone/Clay/Glass/Concrete | Turnover | 5254.0047 | N/A | N/A | N/A | N/A | 353.4946 | 1465.3005 | 6981.162 | N/A | 2653.599
[14 empty] | Industrial | Efficient Lighting - Other Interior Lighting | Lumber/Furniture/Pulp/Paper | Turnover | 1211101.8081 | N/A | N/A | N/A | N/A | N/A | N/A | 1549660.3055 | N/A | 668623.2818 | [14 empty] | Industrial | Process Heat Equipment Upgrade | Stone/Clay/Glass/Concrete | New | 34124.7435 | N/A | N/A | N/A | N/A | 2295.9465 | 7803.6316 | 45342.6244 | N/A | 15521.6271
[14 empty] | Industrial | Lighting Controls | Lumber/Furniture/Pulp/Paper | Existing | 345086.292 | N/A | N/A | N/A | N/A | N/A | N/A | 462603.2614 | N/A | 118010.9579 | [14 empty] | Industrial | Process Heat Equipment Upgrade | Stone/Clay/Glass/Concrete | Turnover | 398737.7568 | N/A | N/A | N/A | N/A | 26827.4702 | 91183.178 | 529815.4499 | N/A | 181365.7227
[14 empty] | Industrial | Lighting Controls | Lumber/Furniture/Pulp/Paper | New | 5877.0712 | N/A | N/A | N/A | N/A | N/A | N/A | 7878.4709 | N/A | 2009.8127 | [14 empty] | Industrial | Compressed Air Equipment | Textiles and Leather | New | 1436.6151 | N/A | N/A | N/A | N/A | 66.2562 | 20.3614 | 1807.1171 | N/A | 243.0865
[14 empty] | Industrial | Fan Equipment Upgrades | Lumber/Furniture/Pulp/Paper | New | 45867.2621 | N/A | N/A | N/A | N/A | N/A | N/A | 57696.3942 | N/A | 14271.0974 | [14 empty] | Industrial | Compressed Air Equipment | Textiles and Leather | Turnover | 16282.8391 | N/A | N/A | N/A | N/A | 750.9589 | 230.7795 | 20482.171 | N/A | 2755.1839
[14 empty] | Industrial | Fan Equipment Upgrades | Lumber/Furniture/Pulp/Paper | Turnover | 2693205.9767 | N/A | N/A | N/A | N/A | N/A | N/A | 3387781.7567 | N/A | 837961.6093 | [14 empty] | Industrial | Lighting Controls - Exterior | Textiles and Leather | Existing | 1027.8728 | N/A | N/A | N/A | N/A | 44.5234 | 26.0953 | 1010.2951 | N/A | 256.989
[14 empty] | Industrial | Pump Equipment Upgrade | Lumber/Furniture/Pulp/Paper | New | 50741.3792 | N/A | N/A | N/A | N/A | N/A | N/A | 63827.5425 | N/A | 21553.8062 | [14 empty] | Industrial | Lighting Controls - Exterior | Textiles and Leather | New | 107.5221 | N/A | N/A | N/A | N/A | 4.6574 | 2.7297 | 105.6834 | N/A | 26.8827
[14 empty] | Industrial | Pump Equipment Upgrade | Lumber/Furniture/Pulp/Paper | Turnover | 2979401.4368 | N/A | N/A | N/A | N/A | N/A | N/A | 3747786.8092 | N/A | 1265583.2812 | [14 empty] | Industrial | Building Envelope Improvements | Textiles and Leather | Existing | 21240.7961 | N/A | N/A | N/A | N/A | 1255.2594 | 4736.44 | 27047.4536 | N/A | 8022.2761
[14 empty] | Industrial | Pump System Optimization | Lumber/Furniture/Pulp/Paper | Existing | 2433779.9175 | N/A | N/A | N/A | N/A | N/A | N/A | 3217672.1153 | N/A | 1208113.0908 | [14 empty] | Industrial | Building Envelope Improvements | Textiles and Leather | New | 966.6242 | N/A | N/A | N/A | N/A | 57.1242 | 215.5455 | 1230.873 | N/A | 365.077
[14 empty] | Industrial | Pump System Optimization | Lumber/Furniture/Pulp/Paper | New | 41449.047 | N/A | N/A | N/A | N/A | N/A | N/A | 54799.3029 | N/A | 20575.0471 | [14 empty] | Industrial | HVAC Equipment Upgrades | Textiles and Leather | New | 1983.8399 | N/A | N/A | N/A | N/A | 99.8482 | 27.8378 | 2467.8386 | N/A | 289.2059
[14 empty] | Industrial | Process Refrig Equipment Upgrade | Lumber/Furniture/Pulp/Paper | New | 300.6021 | N/A | N/A | N/A | N/A | N/A | N/A | 399.4195 | N/A | 141.0739 | [14 empty] | Industrial | HVAC Equipment Upgrades | Textiles and Leather | Turnover | 16412.5387 | N/A | N/A | N/A | N/A | 826.0554 | 230.3057 | 20416.7158 | N/A | 2392.6337
[14 empty] | Industrial | Process Refrig Equipment Upgrade | Lumber/Furniture/Pulp/Paper | Turnover | 17650.571 | N/A | N/A | N/A | N/A | N/A | N/A | 23452.8711 | N/A | 8283.4892 | [14 empty] | Industrial | Efficient Lighting - High Bay | Textiles and Leather | New | 5339.5628 | N/A | N/A | N/A | N/A | 173.3609 | 783.2181 | 6880.1752 | N/A | 1682.2492
[14 empty] | Industrial | Process Other Systems Optimization | Lumber/Furniture/Pulp/Paper | Existing | 7936.1996 | N/A | N/A | N/A | N/A | N/A | N/A | 10820.9587 | N/A | 3281.9523 | [14 empty] | Industrial | Efficient Lighting - High Bay | Textiles and Leather | Turnover | 54843.7801 | N/A | N/A | N/A | N/A | 1780.6267 | 8044.599 | 70667.7366 | N/A | 17278.7375
[14 empty] | Industrial | Process Other Systems Optimization | Lumber/Furniture/Pulp/Paper | New | 135.1593 | N/A | N/A | N/A | N/A | N/A | N/A | 184.2888 | N/A | 55.894 | [14 empty] | Industrial | Efficient Lighting - Other Interior Lighting | Textiles and Leather | New | 18078.8878 | N/A | N/A | N/A | N/A | 557.3325 | 7090.6989 | 23132.7661 | N/A | 9980.9655
[14 empty] | Industrial | Lighting Controls - Exterior | Metal Products and Machinery | Existing | 75740.8668 | N/A | N/A | N/A | N/A | N/A | N/A | 74445.6173 | N/A | 23474.3534 | [14 empty] | Industrial | Efficient Lighting - Other Interior Lighting | Textiles and Leather | Turnover | 186127.157 | N/A | N/A | N/A | N/A | 5737.8929 | 73000.709 | 238158.2333 | N/A | 102756.8035
[14 empty] | Industrial | Lighting Controls - Exterior | Metal Products and Machinery | New | 1289.9222 | N/A | N/A | N/A | N/A | N/A | N/A | 1267.8632 | N/A | 399.7854 | [14 empty] | Industrial | Lighting Controls | Textiles and Leather | Existing | 9442.4184 | N/A | N/A | N/A | N/A | 411.6043 | 241.2427 | 12657.9747 | N/A | 2375.7782
[14 empty] | Industrial | Building Envelope Improvements | Metal Products and Machinery | Existing | 1604985.2167 | N/A | N/A | N/A | N/A | N/A | N/A | 2043744.6346 | N/A | 277494.9385 | [14 empty] | Industrial | Lighting Controls | Textiles and Leather | New | 974.2173 | N/A | N/A | N/A | N/A | 42.4671 | 24.8901 | 1305.9809 | N/A | 245.1199
[14 empty] | Industrial | Building Envelope Improvements | Metal Products and Machinery | New | 27334.0688 | N/A | N/A | N/A | N/A | N/A | N/A | 34806.4616 | N/A | 4725.9412 | [14 empty] | Industrial | Fan Equipment Upgrades | Textiles and Leather | New | 2376.786 | N/A | N/A | N/A | N/A | 109.6165 | 39.9978 | 2989.7573 | N/A | 408.482
[14 empty] | Industrial | HVAC Equipment Upgrades | Metal Products and Machinery | New | 36162.507 | N/A | N/A | N/A | N/A | N/A | N/A | 44985.0959 | N/A | 6137.5703 | [14 empty] | Industrial | Fan Equipment Upgrades | Textiles and Leather | Turnover | 24714.583 | N/A | N/A | N/A | N/A | 1139.828 | 415.9103 | 31088.4552 | N/A | 4247.5272
[14 empty] | Industrial | HVAC Equipment Upgrades | Metal Products and Machinery | Turnover | 2123368.0791 | N/A | N/A | N/A | N/A | N/A | N/A | 2641407.4865 | N/A | 360382.1187 | [14 empty] | Industrial | Motor Equipment Upgrades | Textiles and Leather | New | 513.5223 | N/A | N/A | N/A | N/A | 34.5705 | 25.5077 | 678.9218 | N/A | 141.7191
[14 empty] | Industrial | Efficient Lighting - High Bay | Metal Products and Machinery | New | 62029.8125 | N/A | N/A | N/A | N/A | N/A | N/A | 79927.1394 | N/A | 19542.7235 | [14 empty] | Industrial | Motor Equipment Upgrades | Textiles and Leather | Turnover | 5390.2101 | N/A | N/A | N/A | N/A | 362.871 | 267.7433 | 7126.3341 | N/A | 1487.5612
[14 empty] | Industrial | Efficient Lighting - High Bay | Metal Products and Machinery | Turnover | 3642228.7762 | N/A | N/A | N/A | N/A | N/A | N/A | 4693113.1187 | N/A | 1147497.7436 | [14 empty] | Industrial | Motor Optimization | Textiles and Leather | Existing | 387806.442 | N/A | N/A | N/A | N/A | 26107.2763 | 145219.0739 | 512714.3854 | N/A | 232980.633
[14 empty] | Industrial | Efficient Lighting - Other Interior Lighting | Metal Products and Machinery | New | 26450.0061 | N/A | N/A | N/A | N/A | N/A | N/A | 33843.9958 | N/A | 14602.4802 | [14 empty] | Industrial | Motor Optimization | Textiles and Leather | New | 15932.7908 | N/A | N/A | N/A | N/A | 1072.6015 | 5966.237 | 21064.5574 | N/A | 9571.867
[14 empty] | Industrial | Efficient Lighting - Other Interior Lighting | Metal Products and Machinery | Turnover | 3235910.3142 | N/A | N/A | N/A | N/A | N/A | N/A | 4140495.6485 | N/A | 1786476.5787 | [14 empty] | Industrial | Pump Equipment Upgrade | Textiles and Leather | New | 3917.9624 | N/A | N/A | N/A | N/A | 180.6951 | 65.9336 | 4928.4019 | N/A | 673.3535
[14 empty] | Industrial | Lighting Controls | Metal Products and Machinery | Existing | 812531.2444 | N/A | N/A | N/A | N/A | N/A | N/A | 1089233.6564 | N/A | 253425.8836 | [14 empty] | Industrial | Pump Equipment Upgrade | Textiles and Leather | Turnover | 41117.453 | N/A | N/A | N/A | N/A | 1896.3227 | 691.9466 | 51721.6129 | N/A | 7066.5768
[14 empty] | Industrial | Lighting Controls | Metal Products and Machinery | New | 13837.9997 | N/A | N/A | N/A | N/A | N/A | N/A | 18550.4436 | N/A | 4316.0276 | [14 empty] | Industrial | Process Refrig Equipment Upgrade | Textiles and Leather | New | 361.5992 | N/A | N/A | N/A | N/A | 24.3287 | 34.9273 | 480.4682 | N/A | 116.7102
[14 empty] | Industrial | Fan Equipment Upgrades | Metal Products and Machinery | New | 17684.6372 | N/A | N/A | N/A | N/A | N/A | N/A | 22245.4917 | N/A | 3491.6901 | [14 empty] | Industrial | Process Refrig Equipment Upgrade | Textiles and Leather | Turnover | 3152.6355 | N/A | N/A | N/A | N/A | 212.1124 | 304.517 | 4189.0064 | N/A | 1017.5488
[14 empty] | Industrial | Fan Equipment Upgrades | Metal Products and Machinery | Turnover | 1038395.766 | N/A | N/A | N/A | N/A | N/A | N/A | 1306197.247 | N/A | 205022.9361 | [14 empty] | Industrial | Lighting Controls - Exterior | Transportation Equipment | Existing | 4234.7039 | N/A | N/A | N/A | N/A | 183.4308 | 132.6407 | 4162.2859 | N/A | 1083.8929
[14 empty] | Industrial | Motor Equipment Upgrades | Metal Products and Machinery | New | 2458.553 | N/A | N/A | N/A | N/A | N/A | N/A | 3250.4243 | N/A | 883.3838 | [14 empty] | Industrial | Lighting Controls - Exterior | Transportation Equipment | New | 442.9773 | N/A | N/A | N/A | N/A | 19.188 | 13.8751 | 435.4019 | N/A | 113.3822
[14 empty] | Industrial | Motor Equipment Upgrades | Metal Products and Machinery | Turnover | 168056.353 | N/A | N/A | N/A | N/A | N/A | N/A | 222185.3491 | N/A | 60384.4049 | [14 empty] | Industrial | Building Envelope Improvements | Transportation Equipment | Existing | 255808.2358 | N/A | N/A | N/A | N/A | 15117.4043 | 6903.1701 | 325739.2678 | N/A | 46475.3176
[14 empty] | Industrial | Pump Equipment Upgrade | Metal Products and Machinery | New | 29112.047 | N/A | N/A | N/A | N/A | N/A | N/A | 36620.0219 | N/A | 5747.9408 | [14 empty] | Industrial | Building Envelope Improvements | Transportation Equipment | New | 11510.6535 | N/A | N/A | N/A | N/A | 680.2408 | 310.6233 | 14657.354 | N/A | 2091.259
[14 empty] | Industrial | Pump Equipment Upgrade | Metal Products and Machinery | Turnover | 1709383.4618 | N/A | N/A | N/A | N/A | N/A | N/A | 2150232.161 | N/A | 337504.0882 | [14 empty] | Industrial | HVAC Equipment Upgrades | Transportation Equipment | New | 13989.4413 | N/A | N/A | N/A | N/A | 704.0991 | 146.0476 | 17402.4538 | N/A | 1989.136
[14 empty] | Industrial | Process Refrig Controls | Metal Products and Machinery | Existing | 74887.7297 | N/A | N/A | N/A | N/A | N/A | N/A | 94632.1192 | N/A | 59823.5575 | [14 empty] | Industrial | HVAC Equipment Upgrades | Transportation Equipment | Turnover | 115736.2755 | N/A | N/A | N/A | N/A | 5825.0937 | 1208.2688 | 143972.5253 | N/A | 16456.3539
[14 empty] | Industrial | Process Refrig Controls | Metal Products and Machinery | New | 1275.3926 | N/A | N/A | N/A | N/A | N/A | N/A | 1611.654 | N/A | 1018.8388 | [14 empty] | Industrial | HVAC Recommissioning | Transportation Equipment | Existing | 94328.7678 | N/A | N/A | N/A | N/A | 8146.6161 | 21715.6086 | 126393.3581 | N/A | 43040.6382
[14 empty] | Industrial | Process Refrig Equipment Upgrade | Metal Products and Machinery | New | 3469.5333 | N/A | N/A | N/A | N/A | N/A | N/A | 4610.0785 | N/A | 1330.2649 | [14 empty] | Industrial | HVAC Recommissioning | Transportation Equipment | New | 9455.0739 | N/A | N/A | N/A | N/A | 816.5786 | 2176.6709 | 12669.0783 | N/A | 4314.192
[14 empty] | Industrial | Process Refrig Equipment Upgrade | Metal Products and Machinery | Turnover | 203721.9476 | N/A | N/A | N/A | N/A | N/A | N/A | 270691.7855 | N/A | 78109.6829 | [14 empty] | Industrial | Efficient Lighting - High Bay | Transportation Equipment | New | 21400.768 | N/A | N/A | N/A | N/A | 694.8241 | 3139.1089 | 27575.485 | N/A | 6742.3918
[14 empty] | Industrial | Process Other Systems Optimization | Metal Products and Machinery | Existing | 855001.6561 | N/A | N/A | N/A | N/A | N/A | N/A | 1165789.4209 | N/A | 532015.8544 | [14 empty] | Industrial | Efficient Lighting - High Bay | Transportation Equipment | Turnover | 223705.698 | N/A | N/A | N/A | N/A | 7263.1089 | 32813.6143 | 288251.0162 | N/A | 70479.3147
[14 empty] | Industrial | Process Other Systems Optimization | Metal Products and Machinery | New | 14561.3017 | N/A | N/A | N/A | N/A | N/A | N/A | 19854.244 | N/A | 9060.618 | [14 empty] | Industrial | Efficient Lighting - Other Interior Lighting | Transportation Equipment | New | 66084.7416 | N/A | N/A | N/A | N/A | 2037.2479 | 25919.0173 | 84558.4576 | N/A | 36483.9657
[14 empty] | Industrial | HVAC Equipment Upgrades | Miscellaneous Manufacturing | New | 16668.785 | N/A | N/A | N/A | N/A | N/A | N/A | 20735.4786 | N/A | 6185.8115 | [14 empty] | Industrial | Efficient Lighting - Other Interior Lighting | Transportation Equipment | Turnover | 769046.6468 | N/A | N/A | N/A | N/A | 23708.0249 | 301626.8632 | 984030.4537 | N/A | 424574.127
[14 empty] | Industrial | HVAC Equipment Upgrades | Miscellaneous Manufacturing | Turnover | 978747.5702 | N/A | N/A | N/A | N/A | N/A | N/A | 1217533.2128 | N/A | 363214.7119 | [14 empty] | Industrial | Lighting Controls | Transportation Equipment | Existing | 97925.1052 | N/A | N/A | N/A | N/A | 4268.6514 | 3086.7072 | 131272.8848 | N/A | 25223.4734
[14 empty] | Industrial | Efficient Lighting - High Bay | Miscellaneous Manufacturing | New | 3279.0521 | N/A | N/A | N/A | N/A | N/A | N/A | 4225.1498 | N/A | 1033.0776 | [14 empty] | Industrial | Lighting Controls | Transportation Equipment | New | 10103.3791 | N/A | N/A | N/A | N/A | 440.4162 | 318.4696 | 13544.0215 | N/A | 2602.4206
[14 empty] | Industrial | Efficient Lighting - High Bay | Miscellaneous Manufacturing | Turnover | 192537.3842 | N/A | N/A | N/A | N/A | N/A | N/A | 248089.7766 | N/A | 60659.6211 | [14 empty] | Industrial | Fan Equipment Upgrades | Transportation Equipment | New | 3028.0293 | N/A | N/A | N/A | N/A | 139.6517 | 563.2906 | 3808.9557 | N/A | 1032.7401
[14 empty] | Industrial | Efficient Lighting - Other Interior Lighting | Miscellaneous Manufacturing | New | 3140.5237 | N/A | N/A | N/A | N/A | N/A | N/A | 4018.4441 | N/A | 1733.8156 | [14 empty] | Industrial | Fan Equipment Upgrades | Transportation Equipment | Turnover | 31486.4192 | N/A | N/A | N/A | N/A | 1452.1427 | 5857.276 | 39606.7428 | N/A | 10738.7623
[14 empty] | Industrial | Efficient Lighting - Other Interior Lighting | Miscellaneous Manufacturing | Turnover | 184403.3594 | N/A | N/A | N/A | N/A | N/A | N/A | 235952.5553 | N/A | 101805.1319 | [14 empty] | Industrial | Pump Equipment Upgrade | Transportation Equipment | New | 4991.4905 | N/A | N/A | N/A | N/A | 230.2058 | 928.5444 | 6278.7921 | N/A | 1702.3984
[14 empty] | Industrial | Fan Equipment Upgrades | Miscellaneous Manufacturing | New | 693.412 | N/A | N/A | N/A | N/A | N/A | N/A | 872.2424 | N/A | 169.9734 | [14 empty] | Industrial | Pump Equipment Upgrade | Transportation Equipment | Turnover | 52383.7024 | N/A | N/A | N/A | N/A | 2415.9182 | 9744.703 | 65893.4196 | N/A | 17865.9924
[14 empty] | Industrial | Fan Equipment Upgrades | Miscellaneous Manufacturing | Turnover | 40715.3452 | N/A | N/A | N/A | N/A | N/A | N/A | 51215.8019 | N/A | 9980.3954 | [14 empty] | Industrial | Process Refrig Equipment Upgrade | Transportation Equipment | New | 200.8564 | N/A | N/A | N/A | N/A | 13.5138 | 2.7581 | 266.8842 | N/A | 48.1858
[14 empty] | Industrial | Motor Equipment Upgrades | Miscellaneous Manufacturing | New | 158.3053 | N/A | N/A | N/A | N/A | N/A | N/A | 209.2936 | N/A | 67.5783 | [14 empty] | Industrial | Process Refrig Equipment Upgrade | Transportation Equipment | Turnover | 1751.1846 | N/A | N/A | N/A | N/A | 117.8214 | 24.047 | 2326.8543 | N/A | 420.1125
[14 empty] | Industrial | Motor Equipment Upgrades | Miscellaneous Manufacturing | Turnover | 9295.2765 | N/A | N/A | N/A | N/A | N/A | N/A | 12289.177 | N/A | 3968.0201 | [14 empty] | Industrial | Lighting Controls - Exterior | Water and Wastewater | Existing | 20.1411 | N/A | N/A | N/A | N/A | 0.87243 | 0.9631 | 19.7966 | N/A | 5.4874
[14 empty] | Industrial | Pump Equipment Upgrade | Miscellaneous Manufacturing | New | 2994.2577 | N/A | N/A | N/A | N/A | N/A | N/A | 3766.4745 | N/A | 535.8205 | [14 empty] | Industrial | Lighting Controls - Exterior | Water and Wastewater | New | 2.1069 | N/A | N/A | N/A | N/A | 0.091262 | 0.10075 | 2.0709 | N/A | 0.57402
[14 empty] | Industrial | Pump Equipment Upgrade | Miscellaneous Manufacturing | Turnover | 175815.001 | N/A | N/A | N/A | N/A | N/A | N/A | 221157.5566 | N/A | 31461.9794 | [14 empty] | Industrial | Building Envelope Improvements | Water and Wastewater | Existing | 954.4697 | N/A | N/A | N/A | N/A | 56.4059 | 37.1645 | 1215.3958 | N/A | 184.8157
[14 empty] | Industrial | Pump System Optimization | Miscellaneous Manufacturing | Existing | 110599.2043 | N/A | N/A | N/A | N/A | N/A | N/A | 146221.9213 | N/A | 30514.2027 | [14 empty] | Industrial | Building Envelope Improvements | Water and Wastewater | New | 43.2574 | N/A | N/A | N/A | N/A | 2.5564 | 1.6843 | 55.0828 | N/A | 8.376
[14 empty] | Industrial | Pump System Optimization | Miscellaneous Manufacturing | New | 1883.5851 | N/A | N/A | N/A | N/A | N/A | N/A | 2490.266 | N/A | 519.6791 | [14 empty] | Industrial | HVAC Equipment Upgrades | Water and Wastewater | New | 43.6119 | N/A | N/A | N/A | N/A | 2.195 | 1.0933 | 54.2519 | N/A | 6.8391
[14 empty] | Industrial | Process Refrig Equipment Upgrade | Miscellaneous Manufacturing | New | 60.9497 | N/A | N/A | N/A | N/A | N/A | N/A | 80.9858 | N/A | 28.3098 | [14 empty] | Industrial | HVAC Equipment Upgrades | Water and Wastewater | Turnover | 360.806 | N/A | N/A | N/A | N/A | 18.1596 | 9.0448 | 448.832 | N/A | 56.5805
[14 empty] | Industrial | Process Refrig Equipment Upgrade | Miscellaneous Manufacturing | Turnover | 3578.8093 | N/A | N/A | N/A | N/A | N/A | N/A | 4755.2769 | N/A | 1662.2758 | [14 empty] | Industrial | HVAC Recommissioning | Water and Wastewater | Existing | 468.1978 | N/A | N/A | N/A | N/A | 40.4355 | 106.1299 | 627.3494 | N/A | 211.976
[14 empty] | Industrial | Compressed Air Equipment | Primary Resources Industries | New | 28020.3925 | N/A | N/A | N/A | N/A | N/A | N/A | 35246.8305 | N/A | 4551.6293 | [14 empty] | Industrial | HVAC Recommissioning | Water and Wastewater | New | 47.4314 | N/A | N/A | N/A | N/A | 4.0964 | 10.7516 | 63.5544 | N/A | 21.4745
[14 empty] | Industrial | Compressed Air Equipment | Primary Resources Industries | Turnover | 1645284.3609 | N/A | N/A | N/A | N/A | N/A | N/A | 2069601.9505 | N/A | 267259.798 | [14 empty] | Industrial | Efficient Lighting - High Bay | Water and Wastewater | New | 155.3495 | N/A | N/A | N/A | N/A | 5.0438 | 22.787 | 200.1721 | N/A | 48.9434
[14 empty] | Industrial | Lighting Controls - Exterior | Primary Resources Industries | Existing | 52329.6945 | N/A | N/A | N/A | N/A | N/A | N/A | 51434.8009 | N/A | 14977.871 | [14 empty] | Industrial | Efficient Lighting - High Bay | Water and Wastewater | Turnover | 1598.2854 | N/A | N/A | N/A | N/A | 51.8919 | 234.4398 | 2059.4352 | N/A | 503.5458
[14 empty] | Industrial | Lighting Controls - Exterior | Primary Resources Industries | New | 891.2129 | N/A | N/A | N/A | N/A | N/A | N/A | 875.9722 | N/A | 255.0841 | [14 empty] | Industrial | Efficient Lighting - Other Interior Lighting | Water and Wastewater | New | 266.6014 | N/A | N/A | N/A | N/A | 8.2187 | 104.5634 | 341.1287 | N/A | 147.1849
[14 empty] | Industrial | Building Envelope Improvements | Primary Resources Industries | Existing | 175181.6918 | N/A | N/A | N/A | N/A | N/A | N/A | 223071.6139 | N/A | 30524.7479 | [14 empty] | Industrial | Efficient Lighting - Other Interior Lighting | Water and Wastewater | Turnover | 2753.1564 | N/A | N/A | N/A | N/A | 84.8738 | 1079.8122 | 3522.7898 | N/A | 1519.9585
[14 empty] | Industrial | Building Envelope Improvements | Primary Resources Industries | New | 2983.472 | N/A | N/A | N/A | N/A | N/A | N/A | 3799.0723 | N/A | 519.8587 | [14 empty] | Industrial | Lighting Controls | Water and Wastewater | Existing | 211.8446 | N/A | N/A | N/A | N/A | 9.2345 | 10.1942 | 283.987 | N/A | 58.0834
[14 empty] | Industrial | HVAC Equipment Upgrades | Primary Resources Industries | New | 7846.1439 | N/A | N/A | N/A | N/A | N/A | N/A | 9760.3724 | N/A | 2146.7184 | [14 empty] | Industrial | Lighting Controls | Water and Wastewater | New | 21.857 | N/A | N/A | N/A | N/A | 0.95277 | 1.0518 | 29.3002 | N/A | 5.9927
[14 empty] | Industrial | HVAC Equipment Upgrades | Primary Resources Industries | Turnover | 460705.0995 | N/A | N/A | N/A | N/A | N/A | N/A | 573103.6041 | N/A | 126049.7059 | [14 empty] | Industrial | Fan Equipment Upgrades | Water and Wastewater | New | 32.0898 | N/A | N/A | N/A | N/A | 1.48 | 2.891 | 40.3657 | N/A | 7.866
[14 empty] | Industrial | Efficient Lighting - High Bay | Primary Resources Industries | New | 40354.0617 | N/A | N/A | N/A | N/A | N/A | N/A | 51997.3313 | N/A | 12713.6977 | [14 empty] | Industrial | Fan Equipment Upgrades | Water and Wastewater | Turnover | 333.6798 | N/A | N/A | N/A | N/A | 15.3892 | 30.0617 | 419.7356 | N/A | 81.7936
[14 empty] | Industrial | Efficient Lighting - High Bay | Primary Resources Industries | Turnover | 2369485.2332 | N/A | N/A | N/A | N/A | N/A | N/A | 3053147.651 | N/A | 746515.1621 | [14 empty] | Industrial | Motor Equipment Upgrades | Water and Wastewater | New | 18.5221 | N/A | N/A | N/A | N/A | 1.2469 | 1.8655 | 24.4879 | N/A | 6.0571
[14 empty] | Industrial | Efficient Lighting - Other Interior Lighting | Primary Resources Industries | New | 19253.1654 | N/A | N/A | N/A | N/A | N/A | N/A | 24635.3081 | N/A | 10629.2589 | [14 empty] | Industrial | Motor Equipment Upgrades | Water and Wastewater | Turnover | 194.4701 | N/A | N/A | N/A | N/A | 13.0918 | 19.5867 | 257.1066 | N/A | 63.5958
[14 empty] | Industrial | Efficient Lighting - Other Interior Lighting | Primary Resources Industries | Turnover | 1609962.9835 | N/A | N/A | N/A | N/A | N/A | N/A | 2060021.4715 | N/A | 888825.9653 | [14 empty] | Industrial | Motor Optimization | Water and Wastewater | Existing | 984.0677 | N/A | N/A | N/A | N/A | 66.2478 | 657.727 | 1301.0245 | N/A | 880.4239
[14 empty] | Industrial | Lighting Controls | Primary Resources Industries | Existing | 734767.9609 | N/A | N/A | N/A | N/A | N/A | N/A | 984988.5751 | N/A | 211640.9153 | [14 empty] | Industrial | Motor Optimization | Water and Wastewater | New | 36.2617 | N/A | N/A | N/A | N/A | 2.4412 | 24.2365 | 47.9412 | N/A | 32.4426
[14 empty] | Industrial | Lighting Controls | Primary Resources Industries | New | 12513.6343 | N/A | N/A | N/A | N/A | N/A | N/A | 16775.0738 | N/A | 3604.3991 | [14 empty] | Industrial | Pump Equipment Upgrade | Water and Wastewater | New | 194.3377 | N/A | N/A | N/A | N/A | 8.9628 | 4.6475 | 244.4572 | N/A | 34.7766
[14 empty] | Industrial | Motor Equipment Upgrades | Primary Resources Industries | New | 720.6409 | N/A | N/A | N/A | N/A | N/A | N/A | 952.751 | N/A | 244.2278 | [14 empty] | Industrial | Pump Equipment Upgrade | Water and Wastewater | Turnover | 2039.4966 | N/A | N/A | N/A | N/A | 94.0609 | 48.7739 | 2565.4812 | N/A | 364.9666
[14 empty] | Industrial | Motor Equipment Upgrades | Primary Resources Industries | Turnover | 42314.1573 | N/A | N/A | N/A | N/A | N/A | N/A | 55943.0551 | N/A | 14340.4207 | [14 empty] | Industrial | Process Refrig Equipment Upgrade | Water and Wastewater | New | 37.6372 | N/A | N/A | N/A | N/A | 2.5323 | 6.7406 | 50.0098 | N/A | 15.253
[14 empty] | Industrial | Process Refrig Equipment Upgrade | Primary Resources Industries | New | 5118.0256 | N/A | N/A | N/A | N/A | N/A | N/A | 6800.4823 | N/A | 1475.1737 | [14 empty] | Industrial | Process Refrig Equipment Upgrade | Water and Wastewater | Turnover | 328.1437 | N/A | N/A | N/A | N/A | 22.0778 | 58.7682 | 436.0149 | N/A | 132.9844
[14 empty] | Industrial | Process Refrig Equipment Upgrade | Primary Resources Industries | Turnover | 300517.1131 | N/A | N/A | N/A | N/A | N/A | N/A | 399306.5788 | N/A | 86618.3513 | [14 empty] | Large C&I | Auto DR | 0-50 kW | New | 0 | N/A | N/A | N/A | N/A | 0 | 0 | 0 | 0 | N/A
[14 empty] | Industrial | Process Other Systems Optimization | Primary Resources Industries | Existing | 13066.3736 | N/A | N/A | N/A | N/A | N/A | N/A | 17815.9188 | N/A | 8836.0487 | [14 empty] | Large C&I | Auto DR | 51-300 kW | New | 0 | N/A | N/A | N/A | N/A | 0 | 0 | 0 | 0 | N/A
[14 empty] | Industrial | Process Other Systems Optimization | Primary Resources Industries | New | 222.5299 | N/A | N/A | N/A | N/A | N/A | N/A | 303.4181 | N/A | 150.4844 | [14 empty] | Large C&I | Auto DR | 301-500 kW | New | 0 | N/A | N/A | N/A | N/A | 0 | 0 | 0 | 0 | N/A
[14 empty] | Industrial | Compressed Air Equipment | Stone/Clay/Glass/Concrete | New | 2310.2003 | N/A | N/A | N/A | N/A | N/A | N/A | 2905.9993 | N/A | 687.3128 | [14 empty] | Large C&I | Auto DR | 501 kW + | Existing | 0 | N/A | N/A | N/A | N/A | 0 | 0 | 0 | 0 | N/A
[14 empty] | Industrial | Compressed Air Equipment | Stone/Clay/Glass/Concrete | Turnover | 135648.9379 | N/A | N/A | N/A | N/A | N/A | N/A | 170632.6962 | N/A | 40357.2123 | [14 empty] | Large C&I | CPP | 0-50 kW | New | 0 | N/A | N/A | N/A | N/A | 0 | 0 | 0 | 0 | N/A
[14 empty] | Industrial | Lighting Controls - Exterior | Stone/Clay/Glass/Concrete | Existing | 12405.2566 | N/A | N/A | N/A | N/A | N/A | N/A | 12193.1135 | N/A | 3620.6525 | [14 empty] | Large C&I | CPP | 51-300 kW | New | 0 | N/A | N/A | N/A | N/A | 0 | 0 | 0 | 0 | N/A
[14 empty] | Industrial | Lighting Controls - Exterior | Stone/Clay/Glass/Concrete | New | 211.2706 | N/A | N/A | N/A | N/A | N/A | N/A | 207.6576 | N/A | 61.6624 | [14 empty] | Large C&I | CPP | 301-500 kW | New | 0 | N/A | N/A | N/A | N/A | 0 | 0 | 0 | 0 | N/A
[14 empty] | Industrial | Building Envelope Improvements | Stone/Clay/Glass/Concrete | Existing | 34765.7671 | N/A | N/A | N/A | N/A | N/A | N/A | 44269.7846 | N/A | 7218.8694 | [14 empty] | Large C&I | CPP | 501 kW + | New | 0 | N/A | N/A | N/A | N/A | 0 | 0 | 0 | 0 | N/A
[14 empty] | Industrial | Building Envelope Improvements | Stone/Clay/Glass/Concrete | New | 592.0864 | N/A | N/A | N/A | N/A | N/A | N/A | 753.9467 | N/A | 122.9426 | [14 empty] | Large C&I | Firm Service Level | 0-50 kW | New | 0 | N/A | N/A | N/A | N/A | 0 | 0 | 0 | 0 | N/A
[14 empty] | Industrial | HVAC Equipment Upgrades | Stone/Clay/Glass/Concrete | New | 159.3478 | N/A | N/A | N/A | N/A | N/A | N/A | 198.2239 | N/A | 22.6574 | [14 empty] | Large C&I | Firm Service Level | 51-300 kW | New | 0 | N/A | N/A | N/A | N/A | 0 | 0 | 0 | 0 | N/A
[14 empty] | Industrial | HVAC Equipment Upgrades | Stone/Clay/Glass/Concrete | Turnover | 9356.4843 | N/A | N/A | N/A | N/A | N/A | N/A | 11639.1915 | N/A | 1330.3834 | [14 empty] | Large C&I | Firm Service Level | 301-500 kW | New | 0 | N/A | N/A | N/A | N/A | 0 | 0 | 0 | 0 | N/A
[14 empty] | Industrial | Efficient Lighting - High Bay | Stone/Clay/Glass/Concrete | New | 4774.6945 | N/A | N/A | N/A | N/A | N/A | N/A | 6152.3267 | N/A | 1504.2853 | [14 empty] | Large C&I | Firm Service Level | 501 kW + | Existing | 0 | N/A | N/A | N/A | N/A | 0 | 0 | 0 | 0 | N/A
[14 empty] | Industrial | Efficient Lighting - High Bay | Stone/Clay/Glass/Concrete | Turnover | 280357.6038 | N/A | N/A | N/A | N/A | N/A | N/A | 361248.573 | N/A | 88327.7089 | [14 empty] | Large C&I | Guaranteed Load Drop | 0-50 kW | New | 0 | N/A | N/A | N/A | N/A | 0 | 0 | 0 | 0 | N/A
[14 empty] | Industrial | Efficient Lighting - Other Interior Lighting | Stone/Clay/Glass/Concrete | New | 7615.8325 | N/A | N/A | N/A | N/A | N/A | N/A | 9744.807 | N/A | 4204.5375 | [14 empty] | Large C&I | Guaranteed Load Drop | 51-300 kW | New | 0 | N/A | N/A | N/A | N/A | 0 | 0 | 0 | 0 | N/A
[14 empty] | Industrial | Efficient Lighting - Other Interior Lighting | Stone/Clay/Glass/Concrete | Turnover | 447181.8196 | N/A | N/A | N/A | N/A | N/A | N/A | 572189.6462 | N/A | 246879.4727 | [14 empty] | Large C&I | Guaranteed Load Drop | 301-500 kW | New | 0 | N/A | N/A | N/A | N/A | 0 | 0 | 0 | 0 | N/A
[14 empty] | Industrial | Lighting Controls | Stone/Clay/Glass/Concrete | Existing | 118975.0865 | N/A | N/A | N/A | N/A | N/A | N/A | 159491.305 | N/A | 34944.9684 | [14 empty] | Large C&I | Guaranteed Load Drop | 501 kW + | New | 0 | N/A | N/A | N/A | N/A | 0 | 0 | 0 | 0 | N/A
[14 empty] | Industrial | Lighting Controls | Stone/Clay/Glass/Concrete | New | 2026.2325 | N/A | N/A | N/A | N/A | N/A | N/A | 2716.2532 | N/A | 595.1383
[14 empty] | Industrial | Fan Equipment Upgrades | Stone/Clay/Glass/Concrete | New | 5083.3379 | N/A | N/A | N/A | N/A | N/A | N/A | 6394.3269 | N/A | 1246.059
[14 empty] | Industrial | Fan Equipment Upgrades | Stone/Clay/Glass/Concrete | Turnover | 298480.3475 | N/A | N/A | N/A | N/A | N/A | N/A | 375458.2029 | N/A | 73165.3356
[14 empty] | Industrial | Pump Equipment Upgrade | Stone/Clay/Glass/Concrete | New | 8379.5202 | N/A | N/A | N/A | N/A | N/A | N/A | 10540.5921 | N/A | 2054.0395
[14 empty] | Industrial | Pump Equipment Upgrade | Stone/Clay/Glass/Concrete | Turnover | 492023.5699 | N/A | N/A | N/A | N/A | N/A | N/A | 618916.0756 | N/A | 120607.8387
[14 empty] | Industrial | Process Refrig Equipment Upgrade | Stone/Clay/Glass/Concrete | New | 717.7386 | N/A | N/A | N/A | N/A | N/A | N/A | 953.6819 | N/A | 362.5026
[14 empty] | Industrial | Process Refrig Equipment Upgrade | Stone/Clay/Glass/Concrete | Turnover | 42143.737 | N/A | N/A | N/A | N/A | N/A | N/A | 55997.7143 | N/A | 21285.2074
[14 empty] | Industrial | Process Heat Equipment Upgrade | Stone/Clay/Glass/Concrete | New | 41454.2693 | N/A | N/A | N/A | N/A | N/A | N/A | 55081.5968 | N/A | 18855.4592
[14 empty] | Industrial | Process Heat Equipment Upgrade | Stone/Clay/Glass/Concrete | Turnover | 2434086.5551 | N/A | N/A | N/A | N/A | N/A | N/A | 3234247.6764 | N/A | 1107143.3787
[14 empty] | Industrial | Compressed Air Equipment | Textiles and Leather | New | 2100.2651 | N/A | N/A | N/A | N/A | N/A | N/A | 2641.9219 | N/A | 355.3813
[14 empty] | Industrial | Compressed Air Equipment | Textiles and Leather | Turnover | 123322.0872 | N/A | N/A | N/A | N/A | N/A | N/A | 155126.76 | N/A | 20867.0628
[14 empty] | Industrial | Lighting Controls - Exterior | Textiles and Leather | Existing | 9229.2186 | N/A | N/A | N/A | N/A | N/A | N/A | 9071.3891 | N/A | 2307.4912
[14 empty] | Industrial | Lighting Controls - Exterior | Textiles and Leather | New | 157.1803 | N/A | N/A | N/A | N/A | N/A | N/A | 154.4924 | N/A | 39.2983
[14 empty] | Industrial | Building Envelope Improvements | Textiles and Leather | Existing | 65323.8091 | N/A | N/A | N/A | N/A | N/A | N/A | 83181.5664 | N/A | 24671.6567
[14 empty] | Industrial | Building Envelope Improvements | Textiles and Leather | New | 1112.5121 | N/A | N/A | N/A | N/A | N/A | N/A | 1416.6427 | N/A | 420.1763
[14 empty] | Industrial | HVAC Equipment Upgrades | Textiles and Leather | New | 2882.792 | N/A | N/A | N/A | N/A | N/A | N/A | 3586.1085 | N/A | 420.2558
[14 empty] | Industrial | HVAC Equipment Upgrades | Textiles and Leather | Turnover | 169270.0246 | N/A | N/A | N/A | N/A | N/A | N/A | 210566.9359 | N/A | 24676.3267
[14 empty] | Industrial | Efficient Lighting - High Bay | Textiles and Leather | New | 3563.0903 | N/A | N/A | N/A | N/A | N/A | N/A | 4591.141 | N/A | 1122.5649
[14 empty] | Industrial | Efficient Lighting - High Bay | Textiles and Leather | Turnover | 209215.367 | N/A | N/A | N/A | N/A | N/A | N/A | 269579.8215 | N/A | 65914.0819
[14 empty] | Industrial | Efficient Lighting - Other Interior Lighting | Textiles and Leather | New | 6825.1244 | N/A | N/A | N/A | N/A | N/A | N/A | 8733.0597 | N/A | 3768.0045
[14 empty] | Industrial | Efficient Lighting - Other Interior Lighting | Textiles and Leather | Turnover | 617087.9688 | N/A | N/A | N/A | N/A | N/A | N/A | 789592.3562 | N/A | 340681.0064
[14 empty] | Industrial | Lighting Controls | Textiles and Leather | Existing | 83622.4672 | N/A | N/A | N/A | N/A | N/A | N/A | 112099.5732 | N/A | 21039.9944
[14 empty] | Industrial | Lighting Controls | Textiles and Leather | New | 1424.1516 | N/A | N/A | N/A | N/A | N/A | N/A | 1909.1375 | N/A | 358.3264
[14 empty] | Industrial | Fan Equipment Upgrades | Textiles and Leather | New | 3451.0281 | N/A | N/A | N/A | N/A | N/A | N/A | 4341.0456 | N/A | 593.1047
[14 empty] | Industrial | Fan Equipment Upgrades | Textiles and Leather | Turnover | 202635.3667 | N/A | N/A | N/A | N/A | N/A | N/A | 254894.8742 | N/A | 34825.5615
[14 empty] | Industrial | Motor Equipment Upgrades | Textiles and Leather | New | 699.8343 | N/A | N/A | N/A | N/A | N/A | N/A | 925.2428 | N/A | 193.1365
[14 empty] | Industrial | Motor Equipment Upgrades | Textiles and Leather | Turnover | 41092.4458 | N/A | N/A | N/A | N/A | N/A | N/A | 54327.8445 | N/A | 11340.4719
[14 empty] | Industrial | Motor Optimization | Textiles and Leather | Existing | 1162955.0248 | N/A | N/A | N/A | N/A | N/A | N/A | 1537529.3088 | N/A | 698662.9629
[14 empty] | Industrial | Motor Optimization | Textiles and Leather | New | 953.5252 | N/A | N/A | N/A | N/A | N/A | N/A | 1260.6446 | N/A | 572.8448
[14 empty] | Industrial | Pump Equipment Upgrade | Textiles and Leather | New | 5688.7738 | N/A | N/A | N/A | N/A | N/A | N/A | 7155.9043 | N/A | 977.6908
[14 empty] | Industrial | Pump Equipment Upgrade | Textiles and Leather | Turnover | 334029.9629 | N/A | N/A | N/A | N/A | N/A | N/A | 420176.0371 | N/A | 57407.4566
[14 empty] | Industrial | Process Refrig Equipment Upgrade | Textiles and Leather | New | 478.5604 | N/A | N/A | N/A | N/A | N/A | N/A | 635.8783 | N/A | 154.4608
[14 empty] | Industrial | Process Refrig Equipment Upgrade | Textiles and Leather | Turnover | 28099.8198 | N/A | N/A | N/A | N/A | N/A | N/A | 37337.118 | N/A | 9069.5352
[14 empty] | Industrial | Lighting Controls - Exterior | Transportation Equipment | Existing | 37645.6325 | N/A | N/A | N/A | N/A | N/A | N/A | 37001.8521 | N/A | 9635.5811
[14 empty] | Industrial | Lighting Controls - Exterior | Transportation Equipment | New | 641.1326 | N/A | N/A | N/A | N/A | N/A | N/A | 630.1685 | N/A | 164.101
[14 empty] | Industrial | Building Envelope Improvements | Transportation Equipment | Existing | 918983.6856 | N/A | N/A | N/A | N/A | N/A | N/A | 1170208.8948 | N/A | 166961.2338
[14 empty] | Industrial | Building Envelope Improvements | Transportation Equipment | New | 15650.9623 | N/A | N/A | N/A | N/A | N/A | N/A | 19929.5108 | N/A | 2843.4716
[14 empty] | Industrial | HVAC Equipment Upgrades | Transportation Equipment | New | 20555.1212 | N/A | N/A | N/A | N/A | N/A | N/A | 25569.9666 | N/A | 2922.6995
[14 empty] | Industrial | HVAC Equipment Upgrades | Transportation Equipment | Turnover | 1206943.0931 | N/A | N/A | N/A | N/A | N/A | N/A | 1501401.7368 | N/A | 171613.2876
[14 empty] | Industrial | HVAC Recommissioning | Transportation Equipment | Existing | 621476.5803 | N/A | N/A | N/A | N/A | N/A | N/A | 832731.2418 | N/A | 283569.3634
[14 empty] | Industrial | HVAC Recommissioning | Transportation Equipment | New | 465.7768 | N/A | N/A | N/A | N/A | N/A | N/A | 624.1054 | N/A | 212.5261
[14 empty] | Industrial | Efficient Lighting - High Bay | Transportation Equipment | New | 13388.0376 | N/A | N/A | N/A | N/A | N/A | N/A | 17250.859 | N/A | 4217.9512
[14 empty] | Industrial | Efficient Lighting - High Bay | Transportation Equipment | Turnover | 786110.6426 | N/A | N/A | N/A | N/A | N/A | N/A | 1012925.4356 | N/A | 247667.0906
[14 empty] | Industrial | Efficient Lighting - Other Interior Lighting | Transportation Equipment | New | 1031.4675 | N/A | N/A | N/A | N/A | N/A | N/A | 1319.8099 | N/A | 569.451
[14 empty] | Industrial | Efficient Lighting - Other Interior Lighting | Transportation Equipment | Turnover | 2348715.6859 | N/A | N/A | N/A | N/A | N/A | N/A | 3005289.4341 | N/A | 1296675.4567
[14 empty] | Industrial | Lighting Controls | Transportation Equipment | Existing | 858617.5806 | N/A | N/A | N/A | N/A | N/A | N/A | 1151014.405 | N/A | 221162.0573
[14 empty] | Industrial | Lighting Controls | Transportation Equipment | New | 14622.8836 | N/A | N/A | N/A | N/A | N/A | N/A | 19602.6148 | N/A | 3766.5511
[14 empty] | Industrial | Fan Equipment Upgrades | Transportation Equipment | New | 3616.141 | N/A | N/A | N/A | N/A | N/A | N/A | 4548.741 | N/A | 1233.3215
[14 empty] | Industrial | Fan Equipment Upgrades | Transportation Equipment | Turnover | 212330.3701 | N/A | N/A | N/A | N/A | N/A | N/A | 267090.2116 | N/A | 72417.4239
[14 empty] | Industrial | Pump Equipment Upgrade | Transportation Equipment | New | 5960.9506 | N/A | N/A | N/A | N/A | N/A | N/A | 7498.2753 | N/A | 2033.0426
[14 empty] | Industrial | Pump Equipment Upgrade | Transportation Equipment | Turnover | 350011.4747 | N/A | N/A | N/A | N/A | N/A | N/A | 440279.1687 | N/A | 119374.9596
[14 empty] | Industrial | Process Refrig Equipment Upgrade | Transportation Equipment | New | 297.474 | N/A | N/A | N/A | N/A | N/A | N/A | 395.2632 | N/A | 71.3646
[14 empty] | Industrial | Process Refrig Equipment Upgrade | Transportation Equipment | Turnover | 17466.9002 | N/A | N/A | N/A | N/A | N/A | N/A | 23208.8219 | N/A | 4190.3424
[14 empty] | Industrial | Lighting Controls - Exterior | Water and Wastewater | Existing | 174.6271 | N/A | N/A | N/A | N/A | N/A | N/A | 171.6408 | N/A | 47.5772
[14 empty] | Industrial | Lighting Controls - Exterior | Water and Wastewater | New | 2.974 | N/A | N/A | N/A | N/A | N/A | N/A | 2.9232 | N/A | 0.81027
[14 empty] | Industrial | Building Envelope Improvements | Water and Wastewater | Existing | 3418.544 | N/A | N/A | N/A | N/A | N/A | N/A | 4353.0811 | N/A | 661.939
[14 empty] | Industrial | Building Envelope Improvements | Water and Wastewater | New | 58.2203 | N/A | N/A | N/A | N/A | N/A | N/A | 74.1361 | N/A | 11.2733
[14 empty] | Industrial | HVAC Equipment Upgrades | Water and Wastewater | New | 61.4865 | N/A | N/A | N/A | N/A | N/A | N/A | 76.4873 | N/A | 9.6421
[14 empty] | Industrial | HVAC Equipment Upgrades | Water and Wastewater | Turnover | 3610.3242 | N/A | N/A | N/A | N/A | N/A | N/A | 4491.1372 | N/A | 566.16
[14 empty] | Industrial | HVAC Recommissioning | Water and Wastewater | Existing | 3191.8166 | N/A | N/A | N/A | N/A | N/A | N/A | 4276.7909 | N/A | 1445.0913
[14 empty] | Industrial | HVAC Recommissioning | Water and Wastewater | New | 54.359 | N/A | N/A | N/A | N/A | N/A | N/A | 72.8369 | N/A | 24.611
[14 empty] | Industrial | Efficient Lighting - High Bay | Water and Wastewater | New | 103.0553 | N/A | N/A | N/A | N/A | N/A | N/A | 132.7897 | N/A | 32.468
[14 empty] | Industrial | Efficient Lighting - High Bay | Water and Wastewater | Turnover | 6051.1413 | N/A | N/A | N/A | N/A | N/A | N/A | 7797.0639 | N/A | 1906.4346
[14 empty] | Industrial | Efficient Lighting - Other Interior Lighting | Water and Wastewater | New | 86.3759 | N/A | N/A | N/A | N/A | N/A | N/A | 110.5219 | N/A | 47.6863
[14 empty] | Industrial | Efficient Lighting - Other Interior Lighting | Water and Wastewater | Turnover | 8814.4029 | N/A | N/A | N/A | N/A | N/A | N/A | 11278.4328 | N/A | 4866.2424
[14 empty] | Industrial | Lighting Controls | Water and Wastewater | Existing | 1811.5922 | N/A | N/A | N/A | N/A | N/A | N/A | 2428.5186 | N/A | 496.7011
[14 empty] | Industrial | Lighting Controls | Water and Wastewater | New | 30.8527 | N/A | N/A | N/A | N/A | N/A | N/A | 41.3594 | N/A | 8.4592
[14 empty] | Industrial | Fan Equipment Upgrades | Water and Wastewater | New | 41.232 | N/A | N/A | N/A | N/A | N/A | N/A | 51.8657 | N/A | 10.1071
[14 empty] | Industrial | Fan Equipment Upgrades | Water and Wastewater | Turnover | 2421.0377 | N/A | N/A | N/A | N/A | N/A | N/A | 3045.4215 | N/A | 593.4596
[14 empty] | Industrial | Motor Equipment Upgrades | Water and Wastewater | New | 12.4037 | N/A | N/A | N/A | N/A | N/A | N/A | 16.3988 | N/A | 4.0563
[14 empty] | Industrial | Motor Equipment Upgrades | Water and Wastewater | Turnover | 1349.0994 | N/A | N/A | N/A | N/A | N/A | N/A | 1783.6286 | N/A | 441.1838
[14 empty] | Industrial | Motor Optimization | Water and Wastewater | Existing | 2654.7586 | N/A | N/A | N/A | N/A | N/A | N/A | 3509.8255 | N/A | 2375.1547
[14 empty] | Industrial | Motor Optimization | Water and Wastewater | New | 0 | N/A | N/A | N/A | N/A | N/A | N/A | 0 | N/A | 0
[14 empty] | Industrial | Pump Equipment Upgrade | Water and Wastewater | New | 277.3941 | N/A | N/A | N/A | N/A | N/A | N/A | 348.9338 | N/A | 49.6395
[14 empty] | Industrial | Pump Equipment Upgrade | Water and Wastewater | Turnover | 16287.8567 | N/A | N/A | N/A | N/A | N/A | N/A | 20488.4826 | N/A | 2914.7013
[14 empty] | Industrial | Process Refrig Equipment Upgrade | Water and Wastewater | New | 46.8719 | N/A | N/A | N/A | N/A | N/A | N/A | 62.2801 | N/A | 18.9954
[14 empty] | Industrial | Process Refrig Equipment Upgrade | Water and Wastewater | Turnover | 2752.1945 | N/A | N/A | N/A | N/A | N/A | N/A | 3656.9277 | N/A | 1115.3621
[14 empty] | Residential | Central air conditioner - Load Shed | All | New | 129332420.1906 | N/A | N/A | N/A | N/A | N/A | N/A | 0 | N/A | N/A
[14 empty] | Residential | Central Heating - Load Shed | All | New | 13823188.2032 | N/A | N/A | N/A | N/A | N/A | N/A | 0 | N/A | N/A
[14 empty] | Residential | Central air conditioner - 50% cycling | All | New | 0 | N/A | N/A | N/A | N/A | N/A | N/A | 0 | N/A | N/A
[14 empty] | Residential | Central Heating - 50% cycling | All | New | 0 | N/A | N/A | N/A | N/A | N/A | N/A | 0 | N/A | N/A
[14 empty] | Residential | Water heater switches | All | New | 15888923.0767 | N/A | N/A | N/A | N/A | N/A | N/A | 0 | N/A | N/A
[14 empty] | Residential | Pool pump switches | All | New | 10398321.1714 | N/A | N/A | N/A | N/A | N/A | N/A | 0 | N/A | N/A
[14 empty] | Residential | Room AC control | All | New | 0 | N/A | N/A | N/A | N/A | N/A | N/A | 0 | N/A | N/A
[14 empty] | Residential | Smart thermostats - Utility Installation | All | New | 0 | N/A | N/A | N/A | N/A | N/A | N/A | 0 | N/A | N/A
[14 empty] | Residential | Smart thermostats - BYOT | All | New | 0 | N/A | N/A | N/A | N/A | N/A | N/A | 0 | N/A | N/A
[14 empty] | Residential | CPP + Tech | All | New | 0 | N/A | N/A | N/A | N/A | N/A | N/A | 0 | N/A | N/A
[14 empty] | Small C&I | Central air conditioner - Load Shed | 0-15,000 kWh | New | 2205613.0661 | N/A | N/A | N/A | N/A | N/A | N/A | 0 | N/A | N/A
[14 empty] | Small C&I | Central air conditioner - Load Shed | 15,001-25,000 kWh | New | 2159940.5603 | N/A | N/A | N/A | N/A | N/A | N/A | 0 | N/A | N/A
[14 empty] | Small C&I | Central air conditioner - Load Shed | 25,001-50,000 kWh | New | 351327.498 | N/A | N/A | N/A | N/A | N/A | N/A | 0 | N/A | N/A
[14 empty] | Small C&I | Central air conditioner - Load Shed | 50,001 kWh + | New | 10540406.6874 | N/A | N/A | N/A | N/A | N/A | N/A | 0 | N/A | N/A
[14 empty] | Small C&I | Central Heating - Load Shed | 0-15,000 kWh | New | 146436.0682 | N/A | N/A | N/A | N/A | N/A | N/A | 0 | N/A | N/A
[14 empty] | Small C&I | Central Heating - Load Shed | 15,001-25,000 kWh | New | 79505.5302 | N/A | N/A | N/A | N/A | N/A | N/A | 0 | N/A | N/A
[14 empty] | Small C&I | Central Heating - Load Shed | 25,001-50,000 kWh | New | 29314.1778 | N/A | N/A | N/A | N/A | N/A | N/A | 0 | N/A | N/A
[14 empty] | Small C&I | Central Heating - Load Shed | 50,001 kWh + | New | 492905.8353 | N/A | N/A | N/A | N/A | N/A | N/A | 0 | N/A | N/A
[14 empty] | Small C&I | Central air conditioner - 50% cycling | 0-15,000 kWh | New | 0 | N/A | N/A | N/A | N/A | N/A | N/A | 0 | N/A | N/A
[14 empty] | Small C&I | Central air conditioner - 50% cycling | 15,001-25,000 kWh | New | 0 | N/A | N/A | N/A | N/A | N/A | N/A | 0 | N/A | N/A
[14 empty] | Small C&I | Central air conditioner - 50% cycling | 25,001-50,000 kWh | New | 0 | N/A | N/A | N/A | N/A | N/A | N/A | 0 | N/A | N/A
[14 empty] | Small C&I | Central air conditioner - 50% cycling | 50,001 kWh + | New | 0 | N/A | N/A | N/A | N/A | N/A | N/A | 0 | N/A | N/A
[14 empty] | Small C&I | Central Heating - 50% cycling | 0-15,000 kWh | New | 0 | N/A | N/A | N/A | N/A | N/A | N/A | 0 | N/A | N/A
[14 empty] | Small C&I | Central Heating - 50% cycling | 15,001-25,000 kWh | New | 0 | N/A | N/A | N/A | N/A | N/A | N/A | 0 | N/A | N/A
[14 empty] | Small C&I | Central Heating - 50% cycling | 25,001-50,000 kWh | New | 0 | N/A | N/A | N/A | N/A | N/A | N/A | 0 | N/A | N/A
[14 empty] | Small C&I | Central Heating - 50% cycling | 50,001 kWh + | New | 0 | N/A | N/A | N/A | N/A | N/A | N/A | 0 | N/A | N/A
[14 empty] | Small C&I | Smart thermostats - Utility Installation | 0-15,000 kWh | New | 0 | N/A | N/A | N/A | N/A | N/A | N/A | 0 | N/A | N/A
[14 empty] | Small C&I | Smart thermostats - Utility Installation | 15,001-25,000 kWh | New | 0 | N/A | N/A | N/A | N/A | N/A | N/A | 0 | N/A | N/A
[14 empty] | Small C&I | Smart thermostats - Utility Installation | 25,001-50,000 kWh | New | 0 | N/A | N/A | N/A | N/A | N/A | N/A | 0 | N/A | N/A
[14 empty] | Small C&I | Smart thermostats - Utility Installation | 50,001 kWh + | New | 0 | N/A | N/A | N/A | N/A | N/A | N/A | 0 | N/A | N/A
[14 empty] | Small C&I | Smart thermostats - BYOT | 0-15,000 kWh | New | 0 | N/A | N/A | N/A | N/A | N/A | N/A | 0 | N/A | N/A
[14 empty] | Small C&I | Smart thermostats - BYOT | 15,001-25,000 kWh | New | 0 | N/A | N/A | N/A | N/A | N/A | N/A | 0 | N/A | N/A
[14 empty] | Small C&I | Smart thermostats - BYOT | 25,001-50,000 kWh | New | 0 | N/A | N/A | N/A | N/A | N/A | N/A | 0 | N/A | N/A
[14 empty] | Small C&I | Smart thermostats - BYOT | 50,001 kWh + | New | 0 | N/A | N/A | N/A | N/A | N/A | N/A | 0 | N/A | N/A
[14 empty] | Small C&I | CPP + Tech | 0-15,000 kWh | New | 0 | N/A | N/A | N/A | N/A | N/A | N/A | 0 | N/A | N/A
[14 empty] | Small C&I | CPP + Tech | 15,001-25,000 kWh | New | 0 | N/A | N/A | N/A | N/A | N/A | N/A | 0 | N/A | N/A
[14 empty] | Small C&I | CPP + Tech | 25,001-50,000 kWh | New | 0 | N/A | N/A | N/A | N/A | N/A | N/A | 0 | N/A | N/A
[14 empty] | Small C&I | CPP + Tech | 50,001 kWh + | New | 0 | N/A | N/A | N/A | N/A | N/A | N/A | 0 | N/A | N/A
[14 empty] | Large C&I | Auto DR | 0-50 kW | New | 8861760.3032 | N/A | N/A | N/A | N/A | N/A | N/A | 0 | N/A | N/A
[14 empty] | Large C&I | Auto DR | 51-300 kW | New | 357122723.2313 | N/A | N/A | N/A | N/A | N/A | N/A | 0 | N/A | N/A
[14 empty] | Large C&I | Auto DR | 301-500 kW | New | 1476767.3565 | N/A | N/A | N/A | N/A | N/A | N/A | 0 | N/A | N/A
[14 empty] | Large C&I | Auto DR | 501 kW + | Existing (Interruptible) | 635785544.6907 | N/A | N/A | N/A | N/A | N/A | N/A | 0 | N/A | N/A
[14 empty] | Large C&I | CPP | 0-50 kW | New | 0 | N/A | N/A | N/A | N/A | N/A | N/A | 0 | N/A | N/A
[14 empty] | Large C&I | CPP | 51-300 kW | New | 0 | N/A | N/A | N/A | N/A | N/A | N/A | 0 | N/A | N/A
[14 empty] | Large C&I | CPP | 301-500 kW | New | 0 | N/A | N/A | N/A | N/A | N/A | N/A | 0 | N/A | N/A
[14 empty] | Large C&I | CPP | 501 kW + | New | 0 | N/A | N/A | N/A | N/A | N/A | N/A | 0 | N/A | N/A
[14 empty] | Large C&I | Firm Service Level | 0-50 kW | New | 0 | N/A | N/A | N/A | N/A | N/A | N/A | 0 | N/A | N/A
[14 empty] | Large C&I | Firm Service Level | 51-300 kW | New | 0 | N/A | N/A | N/A | N/A | N/A | N/A | 0 | N/A | N/A
[14 empty] | Large C&I | Firm Service Level | 301-500 kW | New | 0 | N/A | N/A | N/A | N/A | N/A | N/A | 0 | N/A | N/A
[14 empty] | Large C&I | Firm Service Level | 501 kW + | Existing (Curtailable) | 0 | N/A | N/A | N/A | N/A | N/A | N/A | 0 | N/A | N/A
[14 empty] | Large C&I | Guaranteed Load Drop | 0-50 kW | New | 0 | N/A | N/A | N/A | N/A | N/A | N/A | 0 | N/A | N/A
[14 empty] | Large C&I | Guaranteed Load Drop | 51-300 kW | New | 0 | N/A | N/A | N/A | N/A | N/A | N/A | 0 | N/A | N/A
[14 empty] | Large C&I | Guaranteed Load Drop | 301-500 kW | New | 0 | N/A | N/A | N/A | N/A | N/A | N/A | 0 | N/A | N/A
[14 empty] | Large C&I | Guaranteed Load Drop | 501 kW + | New | 0 | N/A | N/A | N/A | N/A | N/A | N/A | 0 | N/A | N/A

## 44
Economic Potential - RIM | [11 empty] | Economic Potential - TRC | [11 empty] | Achievable Potential - RIM | [11 empty] | Achievable Potential - TRC
Existing DSM Program Measures | [11 empty] | Existing DSM Program Measures | [11 empty] | Existing DSM Program Measures | [11 empty] | Existing DSM Program Measures
[Economic Potential or Achievable Potential] – [TRC or RIM] | [11 empty] | [Economic Potential or Achievable Potential] – [TRC or RIM] | [11 empty] | [Economic Potential or Achievable Potential] – [TRC or RIM] | [11 empty] | [Economic Potential or Achievable Potential] – [TRC or RIM]
Customer | Program | Measure | Segment | Vintage | TRC | RIM | PCT | Summer | Winter | Energy | Reason For | Customer | Program | Measure | Segment | Vintage | TRC | RIM | PCT | Summer | Winter | Energy | Reason For | Customer | Program | Measure | Segment | Vintage | TRC | RIM | PCT | Summer | Winter | Energy | Reason For | Customer | Program | Measure | Segment | Vintage | TRC | RIM | PCT | Summer | Winter | Energy | Reason For
Class | Name | Name | [5 empty] | (MW) | (MW) | (GWh) | Failure | Class | Name | Name | [5 empty] | (MW) | (MW) | (GWh) | Failure | Class | Name | Name | [5 empty] | (MW) | (MW) | (GWh) | Failure | Class | Name | Name | [5 empty] | (MW) | (MW) | (GWh) | Failure
Residential | Solar Water Heating | Solar Water Heater | Single Family | Turnover | 0.20227 | 0.57152 | 0.35392 | 0 | 0 | 0 | Fail RIM | Residential | Neighborhood Energy Efficiency | Ceiling Insulation(R2 to R38) | Single Family | Existing | 3.2201 | 0.6515 | 4.9426 | 26.9409 | 24.7973 | 82.1182 |  | N/A | [11 empty] | Residential | Neighborhood Energy Efficiency | Ceiling Insulation(R2 to R38) | Single Family | Existing | 1.9732 | 0.54419 | 5.2852 | 1.6646 | 1.5318 | 5.0735
Residential | Solar Water Heating | Solar Water Heater | Multi-Family | Turnover | 0.159 | 0.57152 | 0.2782 | 0 | 0 | 0 | Fail RIM | Residential | Neighborhood Energy Efficiency | Ceiling Insulation(R2 to R38) | Multi-Family | Existing | 2.3349 | 0.6515 | 3.5839 | 4.7605 | 5.5466 | 15.868 |  | * Same as table listed for Economic Potential - RIM, no measures passing AP | [11 empty] | Residential | Neighborhood Energy Efficiency | Ceiling Insulation(R2 to R38) | Multi-Family | Existing | 1.6012 | 0.51143 | 4.1073 | 0.31847 | 0.37115 | 1.0616
Residential | Solar Water Heating | Solar Water Heater | Manufactured Home | Turnover | 0.15773 | 0.57152 | 0.27599 | 0 | 0 | 0 | Fail RIM | Residential | Neighborhood Energy Efficiency | Ceiling Insulation(R2 to R38) | Manufactured Home | Existing | 2.2798 | 0.6515 | 3.4994 | 0.26902 | 0.4038 | 0.97974 | [13 empty] | Residential | Neighborhood Energy Efficiency | Ceiling Insulation(R2 to R38) | Manufactured Home | Existing | 1.5751 | 0.50874 | 4.0339 | 0.018074 | 0.027138 | 0.065833
Residential | Solar Water Heating | Solar Water Heater | Single Family | New | 0.20227 | 0.57152 | 0.35392 | 0 | 0 | 0 | Fail RIM | Residential | Neighborhood Energy Efficiency | Ceiling Insulation(R2 to R38) | Single Family | New | 3.2201 | 0.6515 | 4.9426 | 0 | 0 | 0 | [13 empty] | Residential | Neighborhood Energy Efficiency | Ceiling Insulation(R2 to R38) | Single Family | New | 1.9732 | 0.54419 | 5.2852 | 0 | 0 | 0
Residential | Solar Water Heating | Solar Water Heater | Multi-Family | New | 0.159 | 0.57152 | 0.2782 | 0 | 0 | 0 | Fail RIM | Residential | Neighborhood Energy Efficiency | Ceiling Insulation(R2 to R38) | Multi-Family | New | 2.3349 | 0.6515 | 3.5839 | 0 | 0 | 0 | [13 empty] | Residential | Neighborhood Energy Efficiency | Ceiling Insulation(R2 to R38) | Multi-Family | New | 1.6012 | 0.51143 | 4.1073 | 0 | 0 | 0
Residential | Solar Water Heating | Solar Water Heater | Manufactured Home | New | 0.15773 | 0.57152 | 0.27599 | 0 | 0 | 0 | Fail RIM | Residential | Neighborhood Energy Efficiency | Ceiling Insulation(R2 to R38) | Manufactured Home | New | 2.2798 | 0.6515 | 3.4994 | 0 | 0 | 0 | [13 empty] | Residential | Neighborhood Energy Efficiency | Ceiling Insulation(R2 to R38) | Manufactured Home | New | 1.5751 | 0.50874 | 4.0339 | 0 | 0 | 0
Residential | Neighborhood Energy Efficiency | LED - 14W | Single Family | Turnover | 4.6481 | 0.57274 | 8.1155 | 0 | 0 | 0 | Fail RIM | Residential | Solar Water Heating | Solar Water Heater | Single Family | Turnover | 0.20227 | 0.57152 | 0.35392 | 0 | 0 | 0 | Fail TRC
Residential | Neighborhood Energy Efficiency | LED - 14W | Multi-Family | Turnover | 4.6481 | 0.57274 | 8.1155 | 0 | 0 | 0 | Fail RIM | Residential | Solar Water Heating | Solar Water Heater | Multi-Family | Turnover | 0.159 | 0.57152 | 0.2782 | 0 | 0 | 0 | Fail TRC
Residential | Neighborhood Energy Efficiency | LED - 14W | Manufactured Home | Turnover | 4.6481 | 0.57274 | 8.1155 | 0 | 0 | 0 | Fail RIM | Residential | Solar Water Heating | Solar Water Heater | Manufactured Home | Turnover | 0.15773 | 0.57152 | 0.27599 | 0 | 0 | 0 | Fail TRC
Residential | Neighborhood Energy Efficiency | LED - 14W | Single Family | New | 4.6481 | 0.57274 | 8.1155 | 0 | 0 | 0 | Fail RIM | Residential | Solar Water Heating | Solar Water Heater | Single Family | New | 0.20227 | 0.57152 | 0.35392 | 0 | 0 | 0 | Fail TRC
Residential | Neighborhood Energy Efficiency | LED - 14W | Multi-Family | New | 4.6481 | 0.57274 | 8.1155 | 0 | 0 | 0 | Fail RIM | Residential | Solar Water Heating | Solar Water Heater | Multi-Family | New | 0.159 | 0.57152 | 0.2782 | 0 | 0 | 0 | Fail TRC
Residential | Neighborhood Energy Efficiency | LED - 14W | Manufactured Home | New | 4.6481 | 0.57274 | 8.1155 | 0 | 0 | 0 | Fail RIM | Residential | Solar Water Heating | Solar Water Heater | Manufactured Home | New | 0.15773 | 0.57152 | 0.27599 | 0 | 0 | 0 | Fail TRC
Residential | Neighborhood Energy Efficiency | LED - 9W | Single Family | Turnover | 4.0961 | 0.57274 | 7.1518 | 0 | 0 | 0 | Fail RIM | Residential | Neighborhood Energy Efficiency | LED - 14W | Single Family | Turnover | 4.6481 | 0.57274 | 8.1155 | 0 | 0 | 0 | Fail 2-year Threshold
Residential | Neighborhood Energy Efficiency | LED - 9W | Multi-Family | Turnover | 4.0961 | 0.57274 | 7.1518 | 0 | 0 | 0 | Fail RIM | Residential | Neighborhood Energy Efficiency | LED - 14W | Multi-Family | Turnover | 4.6481 | 0.57274 | 8.1155 | 0 | 0 | 0 | Fail 2-year Threshold
Residential | Neighborhood Energy Efficiency | LED - 9W | Manufactured Home | Turnover | 4.0961 | 0.57274 | 7.1518 | 0 | 0 | 0 | Fail RIM | Residential | Neighborhood Energy Efficiency | LED - 14W | Manufactured Home | Turnover | 4.6481 | 0.57274 | 8.1155 | 0 | 0 | 0 | Fail 2-year Threshold
Residential | Neighborhood Energy Efficiency | LED - 9W | Single Family | New | 4.0961 | 0.57274 | 7.1518 | 0 | 0 | 0 | Fail RIM | Residential | Neighborhood Energy Efficiency | LED - 14W | Single Family | New | 4.6481 | 0.57274 | 8.1155 | 0 | 0 | 0 | Fail 2-year Threshold
Residential | Neighborhood Energy Efficiency | LED - 9W | Multi-Family | New | 4.0961 | 0.57274 | 7.1518 | 0 | 0 | 0 | Fail RIM | Residential | Neighborhood Energy Efficiency | LED - 14W | Multi-Family | New | 4.6481 | 0.57274 | 8.1155 | 0 | 0 | 0 | Fail 2-year Threshold
Residential | Neighborhood Energy Efficiency | LED - 9W | Manufactured Home | New | 4.0961 | 0.57274 | 7.1518 | 0 | 0 | 0 | Fail RIM | Residential | Neighborhood Energy Efficiency | LED - 14W | Manufactured Home | New | 4.6481 | 0.57274 | 8.1155 | 0 | 0 | 0 | Fail 2-year Threshold
Residential | Neighborhood Energy Efficiency | Faucet Aerator | Single Family | Existing | 11.7818 | 0.56334 | 20.9141 | 0 | 0 | 0 | Fail RIM | Residential | Neighborhood Energy Efficiency | LED - 9W | Single Family | Turnover | 4.0961 | 0.57274 | 7.1518 | 0 | 0 | 0 | Fail 2-year Threshold
Residential | Neighborhood Energy Efficiency | Faucet Aerator | Multi-Family | Existing | 9.2613 | 0.56334 | 16.4399 | 0 | 0 | 0 | Fail RIM | Residential | Neighborhood Energy Efficiency | LED - 9W | Multi-Family | Turnover | 4.0961 | 0.57274 | 7.1518 | 0 | 0 | 0 | Fail 2-year Threshold
Residential | Neighborhood Energy Efficiency | Faucet Aerator | Manufactured Home | Existing | 9.1875 | 0.56334 | 16.3088 | 0 | 0 | 0 | Fail RIM | Residential | Neighborhood Energy Efficiency | LED - 9W | Manufactured Home | Turnover | 4.0961 | 0.57274 | 7.1518 | 0 | 0 | 0 | Fail 2-year Threshold
Residential | Neighborhood Energy Efficiency | Faucet Aerator | Single Family | New | 4.9091 | 0.56334 | 8.7142 | 0 | 0 | 0 | Fail RIM | Residential | Neighborhood Energy Efficiency | LED - 9W | Single Family | New | 4.0961 | 0.57274 | 7.1518 | 0 | 0 | 0 | Fail 2-year Threshold
Residential | Neighborhood Energy Efficiency | Faucet Aerator | Multi-Family | New | 3.8589 | 0.56334 | 6.8499 | 0 | 0 | 0 | Fail RIM | Residential | Neighborhood Energy Efficiency | LED - 9W | Multi-Family | New | 4.0961 | 0.57274 | 7.1518 | 0 | 0 | 0 | Fail 2-year Threshold
Residential | Neighborhood Energy Efficiency | Faucet Aerator | Manufactured Home | New | 3.8281 | 0.56334 | 6.7953 | 0 | 0 | 0 | Fail RIM | Residential | Neighborhood Energy Efficiency | LED - 9W | Manufactured Home | New | 4.0961 | 0.57274 | 7.1518 | 0 | 0 | 0 | Fail 2-year Threshold
Residential | Neighborhood Energy Efficiency | Hot Water Pipe Insulation | Single Family | Existing | 5.3205 | 0.57896 | 9.1898 | 0 | 0 | 0 | Fail RIM | Residential | Neighborhood Energy Efficiency | Faucet Aerator | Single Family | Existing | 11.7818 | 0.56334 | 20.9141 | 0 | 0 | 0 | Fail 2-year Threshold
Residential | Neighborhood Energy Efficiency | Hot Water Pipe Insulation | Multi-Family | Existing | 4.5587 | 0.57896 | 7.874 | 0 | 0 | 0 | Fail RIM | Residential | Neighborhood Energy Efficiency | Faucet Aerator | Multi-Family | Existing | 9.2613 | 0.56334 | 16.4399 | 0 | 0 | 0 | Fail 2-year Threshold
Residential | Neighborhood Energy Efficiency | Hot Water Pipe Insulation | Manufactured Home | Existing | 6.7458 | 0.57896 | 11.6516 | 0 | 0 | 0 | Fail RIM | Residential | Neighborhood Energy Efficiency | Faucet Aerator | Manufactured Home | Existing | 9.1875 | 0.56334 | 16.3088 | 0 | 0 | 0 | Fail 2-year Threshold
Residential | Neighborhood Energy Efficiency | Hot Water Pipe Insulation | Single Family | New | 5.3205 | 0.57896 | 9.1898 | 0 | 0 | 0 | Fail RIM | Residential | Neighborhood Energy Efficiency | Faucet Aerator | Single Family | New | 4.9091 | 0.56334 | 8.7142 | 0 | 0 | 0 | Fail 2-year Threshold
Residential | Neighborhood Energy Efficiency | Hot Water Pipe Insulation | Multi-Family | New | 4.5587 | 0.57896 | 7.874 | 0 | 0 | 0 | Fail RIM | Residential | Neighborhood Energy Efficiency | Faucet Aerator | Multi-Family | New | 3.8589 | 0.56334 | 6.8499 | 0 | 0 | 0 | Fail 2-year Threshold
Residential | Neighborhood Energy Efficiency | Hot Water Pipe Insulation | Manufactured Home | New | 6.7458 | 0.57896 | 11.6516 | 0 | 0 | 0 | Fail RIM | Residential | Neighborhood Energy Efficiency | Faucet Aerator | Manufactured Home | New | 3.8281 | 0.56334 | 6.7953 | 0 | 0 | 0 | Fail 2-year Threshold
Residential | Neighborhood Energy Efficiency | Low Flow Showerhead | Single Family | Existing | 19.3762 | 0.55794 | 34.7281 | 0 | 0 | 0 | Fail RIM | Residential | Neighborhood Energy Efficiency | Hot Water Pipe Insulation | Single Family | Existing | 5.3205 | 0.57896 | 9.1898 | 0 | 0 | 0 | Fail 2-year Threshold
Residential | Neighborhood Energy Efficiency | Low Flow Showerhead | Multi-Family | Existing | 15.231 | 0.55794 | 27.2986 | 0 | 0 | 0 | Fail RIM | Residential | Neighborhood Energy Efficiency | Hot Water Pipe Insulation | Multi-Family | Existing | 4.5587 | 0.57896 | 7.874 | 0 | 0 | 0 | Fail 2-year Threshold
Residential | Neighborhood Energy Efficiency | Low Flow Showerhead | Manufactured Home | Existing | 15.1096 | 0.55794 | 27.0809 | 0 | 0 | 0 | Fail RIM | Residential | Neighborhood Energy Efficiency | Hot Water Pipe Insulation | Manufactured Home | Existing | 6.7458 | 0.57896 | 11.6516 | 0 | 0 | 0 | Fail 2-year Threshold
Residential | Neighborhood Energy Efficiency | Low Flow Showerhead | Single Family | New | 19.3762 | 0.55794 | 34.7281 | 0 | 0 | 0 | Fail RIM | Residential | Neighborhood Energy Efficiency | Hot Water Pipe Insulation | Single Family | New | 5.3205 | 0.57896 | 9.1898 | 0 | 0 | 0 | Fail 2-year Threshold
Residential | Neighborhood Energy Efficiency | Low Flow Showerhead | Multi-Family | New | 15.231 | 0.55794 | 27.2986 | 0 | 0 | 0 | Fail RIM | Residential | Neighborhood Energy Efficiency | Hot Water Pipe Insulation | Multi-Family | New | 4.5587 | 0.57896 | 7.874 | 0 | 0 | 0 | Fail 2-year Threshold
Residential | Neighborhood Energy Efficiency | Low Flow Showerhead | Manufactured Home | New | 15.1096 | 0.55794 | 27.0809 | 0 | 0 | 0 | Fail RIM | Residential | Neighborhood Energy Efficiency | Hot Water Pipe Insulation | Manufactured Home | New | 6.7458 | 0.57896 | 11.6516 | 0 | 0 | 0 | Fail 2-year Threshold
Residential | Neighborhood Energy Efficiency | Air Sealing-Infiltration Control | Single Family | Existing | 0.63203 | 0.62892 | 1.0049 | 0 | 0 | 0 | Fail RIM | Residential | Neighborhood Energy Efficiency | Low Flow Showerhead | Single Family | Existing | 19.3762 | 0.55794 | 34.7281 | 0 | 0 | 0 | Fail 2-year Threshold
Residential | Neighborhood Energy Efficiency | Air Sealing-Infiltration Control | Multi-Family | Existing | 0.68463 | 0.62156 | 1.1015 | 0 | 0 | 0 | Fail RIM | Residential | Neighborhood Energy Efficiency | Low Flow Showerhead | Multi-Family | Existing | 15.231 | 0.55794 | 27.2986 | 0 | 0 | 0 | Fail 2-year Threshold
Residential | Neighborhood Energy Efficiency | Air Sealing-Infiltration Control | Manufactured Home | Existing | 0.9733 | 0.6197 | 1.5706 | 0 | 0 | 0 | Fail RIM | Residential | Neighborhood Energy Efficiency | Low Flow Showerhead | Manufactured Home | Existing | 15.1096 | 0.55794 | 27.0809 | 0 | 0 | 0 | Fail 2-year Threshold
Residential | Neighborhood Energy Efficiency | Air Sealing-Infiltration Control | Single Family | New | 0 | 0 | 0 | 0 | 0 | 0 | Fail RIM | Residential | Neighborhood Energy Efficiency | Low Flow Showerhead | Single Family | New | 19.3762 | 0.55794 | 34.7281 | 0 | 0 | 0 | Fail 2-year Threshold
Residential | Neighborhood Energy Efficiency | Air Sealing-Infiltration Control | Multi-Family | New | 0 | 0 | 0 | 0 | 0 | 0 | Fail RIM | Residential | Neighborhood Energy Efficiency | Low Flow Showerhead | Multi-Family | New | 15.231 | 0.55794 | 27.2986 | 0 | 0 | 0 | Fail 2-year Threshold
Residential | Neighborhood Energy Efficiency | Air Sealing-Infiltration Control | Manufactured Home | New | 0 | 0 | 0 | 0 | 0 | 0 | Fail RIM | Residential | Neighborhood Energy Efficiency | Low Flow Showerhead | Manufactured Home | New | 15.1096 | 0.55794 | 27.0809 | 0 | 0 | 0 | Fail 2-year Threshold
Residential | Neighborhood Energy Efficiency | Ceiling Insulation(R2 to R38) | Single Family | Existing | 3.2201 | 0.6515 | 4.9426 | 0 | 0 | 0 | Fail RIM | Residential | Neighborhood Energy Efficiency | Air Sealing-Infiltration Control | Single Family | Existing | 0.63203 | 0.62892 | 1.0049 | 0 | 0 | 0 | Fail TRC
Residential | Neighborhood Energy Efficiency | Ceiling Insulation(R2 to R38) | Multi-Family | Existing | 2.3349 | 0.6515 | 3.5839 | 0 | 0 | 0 | Fail RIM | Residential | Neighborhood Energy Efficiency | Air Sealing-Infiltration Control | Multi-Family | Existing | 0.68463 | 0.62156 | 1.1015 | 0 | 0 | 0 | Fail TRC
Residential | Neighborhood Energy Efficiency | Ceiling Insulation(R2 to R38) | Manufactured Home | Existing | 2.2798 | 0.6515 | 3.4994 | 0 | 0 | 0 | Fail RIM | Residential | Neighborhood Energy Efficiency | Air Sealing-Infiltration Control | Manufactured Home | Existing | 0.9733 | 0.6197 | 1.5706 | 0 | 0 | 0 | Fail TRC
Residential | Neighborhood Energy Efficiency | Ceiling Insulation(R2 to R38) | Single Family | New | 3.2201 | 0.6515 | 4.9426 | 0 | 0 | 0 | Fail RIM | Residential | Neighborhood Energy Efficiency | Air Sealing-Infiltration Control | Single Family | New | 0 | 0 | 0 | 0 | 0 | 0 | Fail TRC
Residential | Neighborhood Energy Efficiency | Ceiling Insulation(R2 to R38) | Multi-Family | New | 2.3349 | 0.6515 | 3.5839 | 0 | 0 | 0 | Fail RIM | Residential | Neighborhood Energy Efficiency | Air Sealing-Infiltration Control | Multi-Family | New | 0 | 0 | 0 | 0 | 0 | 0 | Fail TRC
Residential | Neighborhood Energy Efficiency | Ceiling Insulation(R2 to R38) | Manufactured Home | New | 2.2798 | 0.6515 | 3.4994 | 0 | 0 | 0 | Fail RIM | Residential | Neighborhood Energy Efficiency | Air Sealing-Infiltration Control | Manufactured Home | New | 0 | 0 | 0 | 0 | 0 | 0 | Fail TRC
Residential | Neighborhood Energy Efficiency | Spray Foam Insulation(Base R12) | Single Family | Existing | 0.24236 | 0.6515 | 0.372 | 0 | 0 | 0 | Fail RIM | Residential | Neighborhood Energy Efficiency | Spray Foam Insulation(Base R12) | Single Family | Existing | 0.24236 | 0.6515 | 0.372 | 0 | 0 | 0 | Fail TRC
Residential | Neighborhood Energy Efficiency | Spray Foam Insulation(Base R12) | Multi-Family | Existing | 0.19468 | 0.6515 | 0.29881 | 0 | 0 | 0 | Fail RIM | Residential | Neighborhood Energy Efficiency | Spray Foam Insulation(Base R12) | Multi-Family | Existing | 0.19468 | 0.6515 | 0.29881 | 0 | 0 | 0 | Fail TRC
Residential | Neighborhood Energy Efficiency | Spray Foam Insulation(Base R12) | Manufactured Home | Existing | 0.22913 | 0.6515 | 0.3517 | 0 | 0 | 0 | Fail RIM | Residential | Neighborhood Energy Efficiency | Spray Foam Insulation(Base R12) | Manufactured Home | Existing | 0.22913 | 0.6515 | 0.3517 | 0 | 0 | 0 | Fail TRC
Residential | Neighborhood Energy Efficiency | Spray Foam Insulation(Base R12) | Single Family | New | 0.24236 | 0.6515 | 0.372 | 0 | 0 | 0 | Fail RIM | Residential | Neighborhood Energy Efficiency | Spray Foam Insulation(Base R12) | Single Family | New | 0.24236 | 0.6515 | 0.372 | 0 | 0 | 0 | Fail TRC
Residential | Neighborhood Energy Efficiency | Spray Foam Insulation(Base R12) | Multi-Family | New | 0.19468 | 0.6515 | 0.29881 | 0 | 0 | 0 | Fail RIM | Residential | Neighborhood Energy Efficiency | Spray Foam Insulation(Base R12) | Multi-Family | New | 0.19468 | 0.6515 | 0.29881 | 0 | 0 | 0 | Fail TRC
Residential | Neighborhood Energy Efficiency | Spray Foam Insulation(Base R12) | Manufactured Home | New | 0.22913 | 0.6515 | 0.3517 | 0 | 0 | 0 | Fail RIM | Residential | Neighborhood Energy Efficiency | Spray Foam Insulation(Base R12) | Manufactured Home | New | 0.22913 | 0.6515 | 0.3517 | 0 | 0 | 0 | Fail TRC
Residential | JEA Net Metering | PV System | Single Family | New | 0.48293 | 0.60892 | 0.79309 | 0 | 0 | 0 | Fail RIM | Residential | PV System | Net Metering | Single Family | New | 0.48293 | 0.60892 | 0.79309 | 0 | 0 | 0 | Fail TRC
Residential | JEA Net Metering | PV System | Multi-Family | New | 0.48293 | 0.60892 | 0.79309 | 0 | 0 | 0 | Fail RIM | Residential | PV System | Net Metering | Multi-Family | New | 0.48293 | 0.60892 | 0.79309 | 0 | 0 | 0 | Fail TRC
Residential | JEA Net Metering | Battery Storage from PV System | Residential | New | 0.00064015 | 999 | 0.00064015 | 0 | 0 | 0 | Fail PCT | Residential | Battery Storage from PV System | Net Metering | Residential | New | 0.00064015 | 999 | 0.00064015 | 0 | 0 | 0 | Fail TRC
Commercial | JEA Net Metering | Solar Voltaic (17.1w/sf2) | Assembly | New | 0.7208 | 0.65109 | 1.1071 | 0 | 0 | 0 | Fail RIM | Commercial | Solar Voltaic (17.1w/sf2) | Net Metering | Assembly | New | 0.7208 | 0.65109 | 1.1071 | 0 | 0 | 0 | Fail TRC
Commercial | JEA Net Metering | Solar Voltaic (17.1w/sf2) | College and University | New | 0.7208 | 0.65109 | 1.1071 | 0 | 0 | 0 | Fail RIM | Commercial | Solar Voltaic (17.1w/sf2) | Net Metering | College and University | New | 0.7208 | 0.65109 | 1.1071 | 0 | 0 | 0 | Fail TRC
Commercial | JEA Net Metering | Solar Voltaic (17.1w/sf2) | Grocery | New | 0.7208 | 0.65109 | 1.1071 | 0 | 0 | 0 | Fail RIM | Commercial | Solar Voltaic (17.1w/sf2) | Net Metering | Grocery | New | 0.7208 | 0.65109 | 1.1071 | 0 | 0 | 0 | Fail TRC
Commercial | JEA Net Metering | Solar Voltaic (17.1w/sf2) | Healthcare | New | 0.7208 | 0.65109 | 1.1071 | 0 | 0 | 0 | Fail RIM | Commercial | Solar Voltaic (17.1w/sf2) | Net Metering | Healthcare | New | 0.7208 | 0.65109 | 1.1071 | 0 | 0 | 0 | Fail TRC
Commercial | JEA Net Metering | Solar Voltaic (17.1w/sf2) | Hospitals | New | 0.7208 | 0.65109 | 1.1071 | 0 | 0 | 0 | Fail RIM | Commercial | Solar Voltaic (17.1w/sf2) | Net Metering | Hospitals | New | 0.7208 | 0.65109 | 1.1071 | 0 | 0 | 0 | Fail TRC
Commercial | JEA Net Metering | Solar Voltaic (17.1w/sf2) | Institutional | New | 0.7208 | 0.65109 | 1.1071 | 0 | 0 | 0 | Fail RIM | Commercial | Solar Voltaic (17.1w/sf2) | Net Metering | Institutional | New | 0.7208 | 0.65109 | 1.1071 | 0 | 0 | 0 | Fail TRC
Commercial | JEA Net Metering | Solar Voltaic (17.1w/sf2) | Lodging/Hospitality | New | 0.7208 | 0.65109 | 1.1071 | 0 | 0 | 0 | Fail RIM | Commercial | Solar Voltaic (17.1w/sf2) | Net Metering | Lodging/Hospitality | New | 0.7208 | 0.65109 | 1.1071 | 0 | 0 | 0 | Fail TRC
Commercial | JEA Net Metering | Solar Voltaic (17.1w/sf2) | Miscellaneous | New | 0.7208 | 0.65109 | 1.1071 | 0 | 0 | 0 | Fail RIM | Commercial | Solar Voltaic (17.1w/sf2) | Net Metering | Miscellaneous | New | 0.7208 | 0.65109 | 1.1071 | 0 | 0 | 0 | Fail TRC
Commercial | JEA Net Metering | Solar Voltaic (17.1w/sf2) | Offices | New | 0.7208 | 0.65109 | 1.1071 | 0 | 0 | 0 | Fail RIM | Commercial | Solar Voltaic (17.1w/sf2) | Net Metering | Offices | New | 0.7208 | 0.65109 | 1.1071 | 0 | 0 | 0 | Fail TRC
Commercial | JEA Net Metering | Solar Voltaic (17.1w/sf2) | Restaurants | New | 0.7208 | 0.65109 | 1.1071 | 0 | 0 | 0 | Fail RIM | Commercial | Solar Voltaic (17.1w/sf2) | Net Metering | Restaurants | New | 0.7208 | 0.65109 | 1.1071 | 0 | 0 | 0 | Fail TRC
Commercial | JEA Net Metering | Solar Voltaic (17.1w/sf2) | Retail | New | 0.7208 | 0.65109 | 1.1071 | 0 | 0 | 0 | Fail RIM | Commercial | Solar Voltaic (17.1w/sf2) | Net Metering | Retail | New | 0.7208 | 0.65109 | 1.1071 | 0 | 0 | 0 | Fail TRC
Commercial | JEA Net Metering | Solar Voltaic (17.1w/sf2) | Schools K-12 | New | 0.7208 | 0.65109 | 1.1071 | 0 | 0 | 0 | Fail RIM | Commercial | Solar Voltaic (17.1w/sf2) | Net Metering | Schools K-12 | New | 0.7208 | 0.65109 | 1.1071 | 0 | 0 | 0 | Fail TRC
Commercial | JEA Net Metering | Solar Voltaic (17.1w/sf2) | Warehouse | New | 0.7208 | 0.65109 | 1.1071 | 0 | 0 | 0 | Fail RIM | Commercial | Solar Voltaic (17.1w/sf2) | Net Metering | Warehouse | New | 0.7208 | 0.65109 | 1.1071 | 0 | 0 | 0 | Fail TRC
Commercial | JEA Net Metering | Storage with other DSM (EE and DR) - Seg 1 - 15 MWh | All | New | 0.0028218 | 0.0028218 | 0.0028218 | 0 | 0 | 0 | Fail RIM | Commercial | Storage with other DSM (EE and DR) - Seg 1 - 15 MWh | Net Metering | All | New | 0.0028218 | 0.0028218 | 0.0028218 | 0 | 0 | 0 | Fail TRC
Commercial | JEA Net Metering | Storage with other DSM (EE and DR) - Seg 2 - 25 MWh | All | New | 0.0028218 | 0.0028218 | 0.0028218 | 0 | 0 | 0 | Fail RIM | Commercial | Storage with other DSM (EE and DR) - Seg 2 - 25 MWh | Net Metering | All | New | 0.0028218 | 0.0028218 | 0.0028218 | 0 | 0 | 0 | Fail TRC
Commercial | JEA Net Metering | Storage with other DSM (EE and DR) - Seg 3 - 50 MWh | All | New | 0.0028218 | 0.0028218 | 0.0028218 | 0 | 0 | 0 | Fail RIM | Commercial | Storage with other DSM (EE and DR) - Seg 3 - 50 MWh | Net Metering | All | New | 0.0028218 | 0.0028218 | 0.0028218 | 0 | 0 | 0 | Fail TRC
Commercial | JEA Net Metering | Storage with other DSM (EE and DR) - Seg 4 51+ MWh | All | New | 0.0028218 | 0.0028218 | 0.0028218 | 0 | 0 | 0 | Fail RIM | Commercial | Storage with other DSM (EE and DR) - Seg 4 51+ MWh | Net Metering | All | New | 0.0028218 | 0.0028218 | 0.0028218 | 0 | 0 | 0 | Fail TRC

## 45
Combined Measures Savings & Costs
Category | Economic Potential |  | Achievable Potential
($ Nominal / $ NPV) | RIM | TRC | RIM | TRC
Total Avoided Costs | 1189088012.6317 | 1900360793.0889 | 0 | 135312897.0527
Avoided Generation | N/A | N/A | N/A | N/A
Avoided T&D | N/A | N/A | N/A | N/A
Avoided O&M | N/A | N/A | N/A | N/A
Avoided Fuel | N/A | N/A | N/A | N/A
Administrative Costs | N/A | N/A | 0 | 10021171.491
Incentive Costs | N/A | N/A | 0 | 26457904.7843
Lost Revenues | 386195.7199 | 1086595453.7344 | 0 | 207218520.6628
Utility Equipment | N/A | N/A | 0 | 0
Customer Equipment | 112058.7389 | 382596181.6969 | N/A | 65236976.3051

## 46
Net Firm Summer Peak Demand | [6 empty] | Net Firm Winter Peak Demand | [6 empty] | Net Energy for Load
Year | No New | 2019 | Economic Potential |  | Achievable Potential |  | Year | No New | 2019 | Economic Potential |  | Achievable Potential |  | Year | No New | 2019 | Economic Potential |  | Achievable Potential
| DSM | TYSP | RIM | TRC | RIM | TRC |  | DSM | TYSP | RIM | TRC | RIM | TRC |  | DSM | TYSP | RIM | TRC | RIM | TRC
| (MW) | (MW) | (MW) | (MW) | (MW) | (MW) |  | (MW) | (MW) | (MW) | (MW) | (MW) | (MW) |  | (GWHS) | (GWHS) | (GWHS) | (GWHS) | (GWHS) | (GWHS)
2020 | 8 | 2567 | 0 | 202.1419 | 0 | 2.7979 | 2020 | 6 | 2735 | 0 | 118.3473 | 0 | 2.4477 | 2020 | 52 | 2765 | 0.7651 | 1024.2888 | 0 | 20.9378
2021 | 12 | 2577 |  |  | 0 | 2.9929 | 2021 | 10 | 2752 |  |  | 0 | 2.5106 | 2021 | 77 | 12832 |  |  | 0 | 22.6102
2022 | 16 | 2588 |  |  | 0 | 3.3763 | 2022 | 13 | 2768 |  |  | 0 | 2.6912 | 2022 | 103 | 12907 |  |  | 0 | 25.8822
2023 | 20 | 2600 |  |  | 0 | 3.5832 | 2023 | 16 | 2787 |  |  | 0 | 2.6506 | 2023 | 129 | 12982 |  |  | 0 | 27.9929
2024 | 24 | 2610 |  |  | 0 | 3.7141 | 2024 | 18 | 2802 |  |  | 0 | 2.5188 | 2024 | 155 | 13048 |  |  | 0 | 29.4916
2025 | 28 | 2619 |  |  | 0 | 3.8499 | 2025 | 21 | 2816 |  |  | 0 | 2.4421 | 2025 | 181 | 13120 |  |  | 0 | 30.6864
2026 | 32 | 2627 |  |  | 0 | 3.8827 | 2026 | 25 | 2832 |  |  | 0 | 2.4042 | 2026 | 206 | 13199 |  |  | 0 | 30.6087
2027 | 36 | 2637 |  |  | 0 | 3.6746 | 2027 | 28 | 2849 |  |  | 0 | 2.3169 | 2027 | 232 | 13282 |  |  | 0 | 28.5021
2028 | 40 | 2649 |  |  | 0 | 3.217 | 2028 | 31 | 2869 |  |  | 0 | 2.1279 | 2028 | 258 | 13366 |  |  | 0 | 24.6694
2029 | NA | NA |  |  | 0 | 2.6592 | 2029 | NA | NA |  |  | 0 | 1.8852 | 2029 | NA | NA |  |  | 0 | 20.4878

## 48
Number of Unique Measures Impacted by Sensitivity
Sensitivity Name | RIM |  | TRC
| Now | Now | Now | Now
| Passing | Failing | Passing | Failing
Sensitivity #1: Higher Fuel Prices | 2 | 0 | 6 | 0
Sensitivity #2: Lower Fuel Prices | 0 | 1 | 0 | 13
Sensitivity #3: Shorter free-ridership exclusion periods | 1 | 0 | 33 | 0
Sensitivity #4: Longer free-ridership exclusion periods | 0 | 1 | 0 | 15

## 49-1
Measures Changing from Failing to Passing | [9 empty] | Measures Changing from Passing to Failing | [9 empty] | Measures Changing from Failing to Passing | [9 empty] | Measures Changing from Passing to Failing
[Sensitivity #1 - Higher Fuel Costs] Economic Potential – [TRC or RIM] | [9 empty] | [Sensitivity #1 - Higher Fuel Costs] Economic Potential – [TRC or RIM] | [9 empty] | [Sensitivity #1 - Higher Fuel Costs] Economic Potential – [TRC or RIM] | [9 empty] | [Sensitivity #1 - Higher Fuel Costs] Economic Potential – [TRC or RIM]
Customer | Measure | Vintage | Segment | TRC | RIM | PCT | Summer | Winter | Energy | Customer | Measure | Vintage | Segment | TRC | RIM | PCT | Summer | Winter | Energy | Customer | Measure | Vintage | Segment | TRC | RIM | PCT | Summer | Winter | Energy | Customer | Measure | Vintage | Segment | TRC | RIM | PCT | Summer | Winter | Energy
Class | Name | [5 empty] | (MW) | (MW) | (GWh) | Class | Name | [5 empty] | (MW) | (MW) | (GWh) | Class | Name | [5 empty] | (MW) | (MW) | (GWh) | Class | Name | [5 empty] | (MW) | (MW) | (GWh)
Residential | Energy Star Personal Computer | Turnover | Single Family | 1.1314 | 0.70984 | 1.5939 | 2.2434 | 0.48093 | 14.1496 | N/A | [9 empty] | Commercial | Programmable Thermostat | Existing | Restaurants | 4.7902 | 1.0408 | 4.6024 | 0.24269 | -6.0576e-05 | 0.74103 | N/A
Residential | Energy Star Personal Computer | Turnover | Multi-Family | 1.1314 | 0.70984 | 1.5939 | 0.43017 | 0.09222 | 2.7132 | * No measure permutations changed from Passing to Failing | [9 empty] | Commercial | Programmable Thermostat | Existing | Retail | 1.0461 | 1.0408 | 1.0051 | 0 | 0 | 0 | * No measure permutations changed from Passing to Failing
Residential | Energy Star Personal Computer | Turnover | Manufactured Home | 1.1314 | 0.70984 | 1.5939 | 0.030537 | 0.0065466 | 0.19261 | [10 empty] | Commercial | Programmable Thermostat | New | Restaurants | 4.7902 | 1.0408 | 4.6024 | 0.0036207 | -9.0375e-07 | 0.011056
Residential | Energy Star Personal Computer | New | Single Family | 1.1314 | 0.70984 | 1.5939 | 0.034857 | 0.0074726 | 0.21985 | [10 empty] | Commercial | Programmable Thermostat | New | Retail | 1.0461 | 1.0408 | 1.0051 | 0 | 0 | 0
Residential | Energy Star Personal Computer | New | Multi-Family | 1.1314 | 0.70984 | 1.5939 | 0.0066838 | 0.0014329 | 0.042157 | [10 empty] | Commercial | Smart Thermostat | Existing | Retail | 1.8558 | 1.0408 | 1.7831 | 2.2599 | -0.00025973 | 6.4677
Residential | Energy Star Personal Computer | New | Manufactured Home | 1.1314 | 0.70984 | 1.5939 | 0.00047448 | 0.00010172 | 0.0029927 | [10 empty] | Commercial | Smart Thermostat | New | Retail | 1.8558 | 1.0408 | 1.7831 | 0 | 0 | 0
Residential | Air Sealing-Infiltration Control | Existing | Manufactured Home | 1.2089 | 0.76972 | 1.5706 | 0.33061 | 0.1802 | 0.7379
Residential | Home Energy Management System | Existing | Single Family | 1.0275 | 0.72648 | 1.4144 | 0.2776 | 0.07533 | 1.2534
Residential | Home Energy Management System | Existing | Manufactured Home | 1.1413 | 0.72648 | 1.571 | 0.033711 | 0.0043342 | 0.090665
Residential | Home Energy Management System | New | Single Family | 1.0256 | 0.72512 | 1.4144 | 0.0046573 | 0.0014717 | 0.021137
Residential | Home Energy Management System | New | Manufactured Home | 1.1392 | 0.72512 | 1.571 | 0.00064591 | 9.8239e-05 | 0.0017584
Commercial | Heat Pump Water Heater | Turnover | Schools K-12 | 1.2363 | 0.75982 | 1.6271 | 0.49016 | 0.32601 | 2.9004
Commercial | Heat Pump Water Heater | New | Schools K-12 | 1.2363 | 0.75982 | 1.6271 | 0.0088734 | 0.0059019 | 0.052507
Commercial | Solar Water Heater | Turnover | Restaurants | 1.2097 | 0.7758 | 1.5593 | 0.47386 | 0.066527 | 6.3399
Commercial | Solar Water Heater | New | Restaurants | 1.2097 | 0.7758 | 1.5593 | 0.0073371 | 0.0010301 | 0.098166
Commercial | High Efficiency Chiller (Water cooled-positive displacement, 100 tons) | Turnover | College and University | 1.0561 | 0.89237 | 1.1835 | 0.10554 | 0.0005136 | 0.29818
Commercial | High Efficiency Chiller (Water cooled-positive displacement, 100 tons) | Turnover | Offices | 1.0714 | 0.89237 | 1.2006 | 0.15872 | 0.0007724 | 0.44843
Commercial | High Efficiency Chiller (Water cooled-positive displacement, 100 tons) | Turnover | Retail | 1.2091 | 0.89237 | 1.3549 | 0 | 0 | 0
Commercial | High Efficiency Chiller (Water cooled-positive displacement, 100 tons) | Turnover | Schools K-12 | 1.051 | 0.89237 | 1.1778 | 0.18449 | 0.00089783 | 0.52125
Commercial | High Efficiency Chiller (Water cooled-positive displacement, 100 tons) | New | College and University | 1.0561 | 0.89237 | 1.1835 | 0.0015993 | 7.7832e-06 | 0.0045187
Commercial | High Efficiency Chiller (Water cooled-positive displacement, 100 tons) | New | Offices | 1.0714 | 0.89237 | 1.2006 | 0.00032298 | 1.5718e-06 | 0.00091252
Commercial | High Efficiency Chiller (Water cooled-positive displacement, 100 tons) | New | Retail | 1.2091 | 0.89237 | 1.3549 | 0 | 0 | 0
Commercial | High Efficiency Chiller (Water cooled-positive displacement, 100 tons) | New | Schools K-12 | 1.051 | 0.89237 | 1.1778 | 0.0014702 | 7.1546e-06 | 0.0041537
Commercial | High Efficiency PTAC | Turnover | Warehouse | 1.1549 | 0.86145 | 1.3406 | 0 | 0 | 0
Commercial | High Efficiency PTAC | New | Warehouse | 1.1549 | 0.86145 | 1.3406 | 0 | 0 | 0
Commercial | Variable Refrigerant Flow (VRF) HVAC Systems | Turnover | Lodging/Hospitality | 1.0337 | 0.80879 | 1.278 | 0 | 0.053306 | 0.34198
Commercial | Variable Refrigerant Flow (VRF) HVAC Systems | New | Lodging/Hospitality | 1.0337 | 0.80879 | 1.278 | 0 | 0.00069518 | 0.0044599
Commercial | Premium T8 - Fixture Replacement | Turnover | College and University | 1.1988 | 0.75196 | 1.5942 | 0.071098 | 0.065948 | 0.67847
Commercial | Premium T8 - Fixture Replacement | Turnover | Lodging/Hospitality | 1.0536 | 0.76325 | 1.3805 | 0.1955 | 1.0711e-05 | 0.80166
Commercial | Premium T8 - Fixture Replacement | Turnover | Miscellaneous | 1.1954 | 0.73756 | 1.6207 | 0.35684 | 0.081631 | 1.4721
Commercial | Premium T8 - Fixture Replacement | Turnover | Warehouse | 1.037 | 0.73756 | 1.406 | 0.13668 | 0.031268 | 0.56386
Commercial | Premium T8 - Fixture Replacement | New | College and University | 1.1988 | 0.75196 | 1.5942 | 0 | 0 | 0
Commercial | Premium T8 - Fixture Replacement | New | Lodging/Hospitality | 1.0536 | 0.76325 | 1.3805 | 0 | 0 | 0
Commercial | Premium T8 - Fixture Replacement | New | Miscellaneous | 1.1954 | 0.73756 | 1.6207 | 0 | 0 | 0
Commercial | Premium T8 - Fixture Replacement | New | Warehouse | 1.037 | 0.73756 | 1.406 | 0 | 0 | 0
Commercial | Solar Powered Pool Pump | Turnover | Assembly | 1.1746 | 0.77449 | 1.5166 | 0 | 0 | 0
Commercial | Solar Powered Pool Pump | Turnover | College and University | 1.1746 | 0.77449 | 1.5166 | 0 | 0 | 0
Commercial | Solar Powered Pool Pump | Turnover | Grocery | 1.1746 | 0.77449 | 1.5166 | 0 | 0 | 0
Commercial | Solar Powered Pool Pump | Turnover | Healthcare | 1.1746 | 0.77449 | 1.5166 | 0 | 0 | 0
Commercial | Solar Powered Pool Pump | Turnover | Hospitals | 1.1746 | 0.77449 | 1.5166 | 0 | 0 | 0
Commercial | Solar Powered Pool Pump | Turnover | Institutional | 1.1746 | 0.77449 | 1.5166 | 0 | 0 | 0
Commercial | Solar Powered Pool Pump | Turnover | Lodging/Hospitality | 1.1746 | 0.77449 | 1.5166 | 0 | 0 | 0
Commercial | Solar Powered Pool Pump | Turnover | Miscellaneous | 1.1746 | 0.77449 | 1.5166 | 0 | 0 | 0
Commercial | Solar Powered Pool Pump | Turnover | Offices | 1.1746 | 0.77449 | 1.5166 | 0 | 0 | 0
Commercial | Solar Powered Pool Pump | Turnover | Restaurants | 1.1746 | 0.77449 | 1.5166 | 0 | 0 | 0
Commercial | Solar Powered Pool Pump | Turnover | Retail | 1.1746 | 0.77449 | 1.5166 | 0 | 0 | 0
Commercial | Solar Powered Pool Pump | Turnover | Schools K-12 | 1.1746 | 0.77449 | 1.5166 | 0 | 0 | 0
Commercial | Solar Powered Pool Pump | New | Assembly | 1.1746 | 0.77449 | 1.5166 | 0 | 0 | 0
Commercial | Solar Powered Pool Pump | New | College and University | 1.1746 | 0.77449 | 1.5166 | 0 | 0 | 0
Commercial | Solar Powered Pool Pump | New | Grocery | 1.1746 | 0.77449 | 1.5166 | 0 | 0 | 0
Commercial | Solar Powered Pool Pump | New | Healthcare | 1.1746 | 0.77449 | 1.5166 | 0 | 0 | 0
Commercial | Solar Powered Pool Pump | New | Hospitals | 1.1746 | 0.77449 | 1.5166 | 0 | 0 | 0
Commercial | Solar Powered Pool Pump | New | Institutional | 1.1746 | 0.77449 | 1.5166 | 0 | 0 | 0
Commercial | Solar Powered Pool Pump | New | Lodging/Hospitality | 1.1746 | 0.77449 | 1.5166 | 0 | 0 | 0
Commercial | Solar Powered Pool Pump | New | Miscellaneous | 1.1746 | 0.77449 | 1.5166 | 0 | 0 | 0
Commercial | Solar Powered Pool Pump | New | Offices | 1.1746 | 0.77449 | 1.5166 | 0 | 0 | 0
Commercial | Solar Powered Pool Pump | New | Restaurants | 1.1746 | 0.77449 | 1.5166 | 0 | 0 | 0
Commercial | Solar Powered Pool Pump | New | Retail | 1.1746 | 0.77449 | 1.5166 | 0 | 0 | 0
Commercial | Solar Powered Pool Pump | New | Schools K-12 | 1.1746 | 0.77449 | 1.5166 | 0 | 0 | 0
Commercial | Hot Water Circulation Pump Control | Existing | Grocery | 1.2183 | 0.75497 | 1.6137 | 0 | 0 | 0.37013
Commercial | Hot Water Circulation Pump Control | Existing | Lodging/Hospitality | 1.2183 | 0.75497 | 1.6137 | 0 | 0 | 0.61459
Commercial | Hot Water Circulation Pump Control | Existing | Restaurants | 1.2183 | 0.75497 | 1.6137 | 0 | 0 | 1.1409
Commercial | Hot Water Circulation Pump Control | Existing | Retail | 1.2183 | 0.75497 | 1.6137 | 0 | 0 | 0.35891
Commercial | Hot Water Circulation Pump Control | New | Grocery | 1.2183 | 0.75497 | 1.6137 | 0 | 0 | 0
Commercial | Hot Water Circulation Pump Control | New | Lodging/Hospitality | 1.2183 | 0.75497 | 1.6137 | 0 | 0 | 0
Commercial | Hot Water Circulation Pump Control | New | Restaurants | 1.2183 | 0.75497 | 1.6137 | 0 | 0 | 0
Commercial | Hot Water Circulation Pump Control | New | Retail | 1.2183 | 0.75497 | 1.6137 | 0 | 0 | 0
Commercial | Dedicated Outdoor Air System on VRF unit | Existing | Lodging/Hospitality | 1.2294 | 0.80879 | 1.52 | 0 | 0.021751 | 0.13954
Commercial | Dedicated Outdoor Air System on VRF unit | Existing | Retail | 1.0262 | 0.82947 | 1.2372 | 0.0006253 | 0.051618 | 0.16989
Commercial | Dedicated Outdoor Air System on VRF unit | New | Lodging/Hospitality | 1.2294 | 0.80879 | 1.52 | 0 | 0.00033895 | 0.0021745
Commercial | Dedicated Outdoor Air System on VRF unit | New | Retail | 1.0262 | 0.82947 | 1.2372 | 1.0113e-05 | 0.00082688 | 0.0027218
Commercial | Facility Energy Management System | Existing | Assembly | 1.1915 | 0.80196 | 1.4857 | 0.31079 | 0.012408 | 1.5114
Commercial | Facility Energy Management System | New | Assembly | 1.1915 | 0.80196 | 1.4857 | 0.0042613 | 0.00019121 | 0.020679
Commercial | HVAC tune-up | Existing | Retail | 1.0078 | 0.75141 | 1.3412 | 7.8322e-05 | 1.6019e-06 | 0.00043883
Commercial | HVAC tune-up | New | Retail | 1.0078 | 0.75141 | 1.3412 | 1.0601e-06 | 2.1681e-08 | 5.9393e-06
Commercial | HVAC tune-up_RTU | Existing | Restaurants | 1.2393 | 0.75141 | 1.6492 | 0.31764 | 0.0064965 | 1.7797
Commercial | HVAC tune-up_RTU | New | Restaurants | 1.2393 | 0.75141 | 1.6492 | 0.0047389 | 9.6924e-05 | 0.026551
Commercial | Programmable Thermostat | Existing | Retail | 1.0461 | 1.0408 | 1.0051 | 0 | 0 | 0
Commercial | Programmable Thermostat | New | Retail | 1.0461 | 1.0408 | 1.0051 | 0 | 0 | 0
Commercial | Warehouse Loading Dock Seals | Existing | Offices | 1.1699 | 0.81662 | 1.4326 | 0 | 0 | 0
Commercial | Warehouse Loading Dock Seals | New | Offices | 1.1261 | 0.81662 | 1.379 | 0 | 0 | 0
Commercial | Bi-Level Lighting Control (Interior) | Existing | Grocery | 1.1821 | 0.75754 | 1.5605 | 0.0333 | 0 | 2.6956
Commercial | Bi-Level Lighting Control (Interior) | Existing | Healthcare | 1.0622 | 0.75145 | 1.4136 | 0.0020249 | 0 | 0.73649
Commercial | Bi-Level Lighting Control (Interior) | Existing | Retail | 1.0627 | 0.75754 | 1.4028 | 0.083077 | 0 | 6.7249
Commercial | Bi-Level Lighting Control (Interior) | New | Grocery | 1.1821 | 0.75754 | 1.5605 | 0.00051225 | 0 | 0.041466
Commercial | Bi-Level Lighting Control (Interior) | New | Healthcare | 1.0622 | 0.75145 | 1.4136 | 3.0866e-05 | 0 | 0.011227
Commercial | Bi-Level Lighting Control (Interior) | New | Retail | 1.0627 | 0.75754 | 1.4028 | 0.001278 | 0 | 0.10345
Commercial | Interior Lighting Controls | Existing | Schools K-12 | 1.053 | 0.73105 | 1.4404 | 0 | 0 | 2.771
Commercial | Interior Lighting Controls | New | Schools K-12 | 1.053 | 0.73105 | 1.4404 | 0 | 0 | 0.042483
Commercial | Engine Block Timer | Existing | Assembly | 1.0544 | 0.72005 | 1.4643 | 0 | 0 | 0
Commercial | Engine Block Timer | Existing | College and University | 1.1106 | 0.7471 | 1.4866 | 0.0025139 | 0.0025139 | 0.020187
Commercial | Engine Block Timer | Existing | Grocery | 1.0544 | 0.72005 | 1.4643 | 0 | 0 | 0
Commercial | Engine Block Timer | Existing | Healthcare | 1.0544 | 0.72005 | 1.4643 | 0 | 0 | 0.009125
Commercial | Engine Block Timer | Existing | Hospitals | 1.1106 | 0.7471 | 1.4866 | 0.023574 | 0.023574 | 0.1893
Commercial | Engine Block Timer | Existing | Institutional | 1.0963 | 0.74437 | 1.4728 | 0.0014396 | 0.0015123 | 0.030268
Commercial | Engine Block Timer | Existing | Lodging/Hospitality | 1.0544 | 0.72005 | 1.4643 | 0 | 0 | 0.046046
Commercial | Engine Block Timer | Existing | Miscellaneous | 1.0963 | 0.74437 | 1.4728 | 0 | 0 | 0
Commercial | Engine Block Timer | Existing | Offices | 1.0963 | 0.74437 | 1.4728 | 0.041054 | 0.043129 | 0.8632
Commercial | Engine Block Timer | Existing | Restaurants | 1.0963 | 0.74437 | 1.4728 | 0 | 0 | 0
Commercial | Engine Block Timer | Existing | Retail | 1.0963 | 0.74437 | 1.4728 | 0 | 0 | 0
Commercial | Engine Block Timer | Existing | Schools K-12 | 1.0963 | 0.74437 | 1.4728 | 0 | 0 | 0
Commercial | Engine Block Timer | Existing | Warehouse | 1.0963 | 0.74437 | 1.4728 | 0 | 0 | 0
Commercial | Engine Block Timer | New | Assembly | 1.0544 | 0.72005 | 1.4643 | 0 | 0 | 0
Commercial | Engine Block Timer | New | College and University | 1.1106 | 0.7471 | 1.4866 | 0.00014578 | 0.00014578 | 0.0011706
Commercial | Engine Block Timer | New | Grocery | 1.0544 | 0.72005 | 1.4643 | 0 | 0 | 0
Commercial | Engine Block Timer | New | Healthcare | 1.0544 | 0.72005 | 1.4643 | 0 | 0 | 0.00051053
Commercial | Engine Block Timer | New | Hospitals | 1.1106 | 0.7471 | 1.4866 | 0.0013412 | 0.0013412 | 0.01077
Commercial | Engine Block Timer | New | Institutional | 1.0963 | 0.74437 | 1.4728 | 2.0475e-05 | 2.151e-05 | 0.0004305
Commercial | Engine Block Timer | New | Lodging/Hospitality | 1.0544 | 0.72005 | 1.4643 | 0 | 0 | 0.0025762
Commercial | Engine Block Timer | New | Miscellaneous | 1.0963 | 0.74437 | 1.4728 | 0 | 0 | 0
Commercial | Engine Block Timer | New | Offices | 1.0963 | 0.74437 | 1.4728 | 0.00058391 | 0.00061342 | 0.012277
Commercial | Engine Block Timer | New | Restaurants | 1.0963 | 0.74437 | 1.4728 | 0 | 0 | 0
Commercial | Engine Block Timer | New | Retail | 1.0963 | 0.74437 | 1.4728 | 0 | 0 | 0
Commercial | Engine Block Timer | New | Schools K-12 | 1.0963 | 0.74437 | 1.4728 | 0 | 0 | 0
Commercial | Engine Block Timer | New | Warehouse | 1.0963 | 0.74437 | 1.4728 | 0 | 0 | 0
Commercial | Network PC Power Management | Existing | Warehouse | 1.1144 | 0.73125 | 1.5239 | 0 | 0 | 0
Commercial | Network PC Power Management | New | Warehouse | 1.1144 | 0.73125 | 1.5239 | 0 | 0 | 0
Commercial | Retro-Commissioning | Existing | Assembly | 1.1211 | 0.73802 | 1.5191 | 0.90721 | 1.6031 | 5.7572
Commercial | Retro-Commissioning | New | Assembly | 1.1211 | 0.73802 | 1.5191 | 0 | 0 | 0
Industrial | Process Heat Improved Controls | Existing | Agriculture and Assembly | 1.0301 | 0.98219 | 1.0488 | 0.00148 | 0.0014435 | 0.01075
Industrial | Process Heat Improved Controls | New | Agriculture and Assembly | 1.0301 | 0.98219 | 1.0488 | 2.5205e-05 | 2.4584e-05 | 0.00018308
Industrial | Process Refrig Controls | Existing | Electrical and Electronic Equip. | 1.0505 | 0.98219 | 1.0696 | 0.027955 | 0.027266 | 0.20306
Industrial | Process Refrig Controls | New | Electrical and Electronic Equip. | 1.0505 | 0.98219 | 1.0696 | 0.0004761 | 0.00046436 | 0.0034582
Industrial | Process Heat Improved Controls | Existing | Electrical and Electronic Equip. | 1.0301 | 0.98219 | 1.0488 | 0.020628 | 0.020119 | 0.14983
Industrial | Process Heat Improved Controls | New | Electrical and Electronic Equip. | 1.0301 | 0.98219 | 1.0488 | 0.00035131 | 0.00034265 | 0.0025518
Industrial | Process Refrig Controls | Existing | Lumber/Furniture/Pulp/Paper | 1.0505 | 0.98219 | 1.0696 | 0.015124 | 0.014751 | 0.10986
Industrial | Process Refrig Controls | New | Lumber/Furniture/Pulp/Paper | 1.0505 | 0.98219 | 1.0696 | 0.00025758 | 0.00025123 | 0.0018709
Industrial | Process Heat Improved Controls | Existing | Lumber/Furniture/Pulp/Paper | 1.0301 | 0.98219 | 1.0488 | 0.0054168 | 0.0052832 | 0.039346
Industrial | Process Heat Improved Controls | New | Lumber/Furniture/Pulp/Paper | 1.0301 | 0.98219 | 1.0488 | 9.2252e-05 | 8.9978e-05 | 0.00067009
Industrial | Process Heat Improved Controls | Existing | Metal Products and Machinery | 1.0276 | 0.98219 | 1.0463 | 0.041149 | 0.040134 | 0.29889
Industrial | Process Heat Improved Controls | New | Metal Products and Machinery | 1.0276 | 0.98219 | 1.0463 | 0.00070079 | 0.00068352 | 0.0050903
Industrial | Motor Optimization | Existing | Miscellaneous Manufacturing | 1.0259 | 0.943 | 1.0879 | 0.0062627 | 0.0060973 | 0.046507
Industrial | Motor Optimization | New | Miscellaneous Manufacturing | 1.0259 | 0.943 | 1.0879 | 2.4612e-06 | 2.3962e-06 | 1.8277e-05
Industrial | Process Refrig Controls | Existing | Miscellaneous Manufacturing | 1.0505 | 0.98219 | 1.0696 | 0.0046378 | 0.0045235 | 0.033687
Industrial | Process Refrig Controls | New | Miscellaneous Manufacturing | 1.0505 | 0.98219 | 1.0696 | 7.8985e-05 | 7.7038e-05 | 0.00057372
Industrial | Process Heat Improved Controls | Existing | Miscellaneous Manufacturing | 1.0301 | 0.98219 | 1.0488 | 0.003084 | 0.0030079 | 0.022401
Industrial | Process Heat Improved Controls | New | Miscellaneous Manufacturing | 1.0301 | 0.98219 | 1.0488 | 5.2522e-05 | 5.1227e-05 | 0.0003815
Industrial | Process Refrig Controls | Existing | Primary Resources Industries | 1.0505 | 0.98219 | 1.0696 | 0.024949 | 0.024334 | 0.18122
Industrial | Process Refrig Controls | New | Primary Resources Industries | 1.0505 | 0.98219 | 1.0696 | 0.0004249 | 0.00041442 | 0.0030863
Industrial | Process Heat Improved Controls | Existing | Primary Resources Industries | 1.0301 | 0.98219 | 1.0488 | 0.084347 | 0.082267 | 0.61266
Industrial | Process Heat Improved Controls | New | Primary Resources Industries | 1.0301 | 0.98219 | 1.0488 | 0.0014365 | 0.0014011 | 0.010434
Industrial | Process Refrig Controls | Existing | Stone/Clay/Glass/Concrete | 1.0505 | 0.98219 | 1.0696 | 0.0107 | 0.010437 | 0.077723
Industrial | Process Refrig Controls | New | Stone/Clay/Glass/Concrete | 1.0505 | 0.98219 | 1.0696 | 0.00018223 | 0.00017774 | 0.0013237
Industrial | Process Heat Improved Controls | Existing | Stone/Clay/Glass/Concrete | 1.0301 | 0.98219 | 1.0488 | 0.023554 | 0.022973 | 0.17109
Industrial | Process Heat Improved Controls | New | Stone/Clay/Glass/Concrete | 1.0301 | 0.98219 | 1.0488 | 0.00040114 | 0.00039125 | 0.0029137
Industrial | Process Refrig Controls | Existing | Textiles and Leather | 1.0505 | 0.98219 | 1.0696 | 0.0048924 | 0.0047718 | 0.035537
Industrial | Process Refrig Controls | New | Textiles and Leather | 1.0505 | 0.98219 | 1.0696 | 8.3322e-05 | 8.1268e-05 | 0.00060522
Industrial | Process Refrig Controls | Existing | Transportation Equipment | 1.0505 | 0.98219 | 1.0696 | 0.016814 | 0.016399 | 0.12213
Industrial | Process Refrig Controls | New | Transportation Equipment | 1.0505 | 0.98219 | 1.0696 | 0.00028635 | 0.00027929 | 0.00208
Industrial | Process Heat Improved Controls | Existing | Transportation Equipment | 1.0301 | 0.98219 | 1.0488 | 0.0035026 | 0.0034162 | 0.025442
Industrial | Process Heat Improved Controls | New | Transportation Equipment | 1.0301 | 0.98219 | 1.0488 | 5.9652e-05 | 5.8181e-05 | 0.00043329

## 49-2
Measures Changing from Failing to Passing | [9 empty] | Measures Changing from Passing to Failing | [10 empty] | Measures Changing from Failing to Passing | [9 empty] | Measures Changing from Passing to Failing
[Sensitivity #2 - Lower Fuel Costs] Economic Potential – [TRC or RIM] | [9 empty] | [Sensitivity #2 - Lower Fuel Costs] Economic Potential – [TRC or RIM] | [10 empty] | [Sensitivity #2 - Lower Fuel Costs] Economic Potential – [TRC or RIM] | [9 empty] | [Sensitivity #2 - Lower Fuel Costs] Economic Potential – [TRC or RIM]
Customer | Measure | Vintage | Segment | TRC | RIM | PCT | Summer | Winter | Energy | Customer | Measure | Vintage | Segment | TRC | RIM | PCT | Summer | Winter | Energy | Reason | Customer | Measure | Vintage | Segment | TRC | RIM | PCT | Summer | Winter | Energy | Customer | Measure | Vintage | Segment | TRC | RIM | PCT | Summer | Winter | Energy | Reason
Class | Name | [5 empty] | (MW) | (MW) | (GWh) | Class | Name | [5 empty] | (MW) | (MW) | (GWh) | for failure | Class | Name | [5 empty] | (MW) | (MW) | (GWh) | Class | Name | [5 empty] | (MW) | (MW) | (GWh) | for failure
N/A | [9 empty] | Residential | High Efficiency Induction Cooktop | Turnover | Single Family | 0.93717 | 0.44104 | 2.1249 | 0 | 0 | 0 | Fail TRC | N/A | [9 empty] | Industrial | Lighting Controls - Exterior | Existing | Agriculture and Assembly | 3.0462 | 0.76305 | 3.9921 | 0 | 0 | 0 | Fail RIM
* No measure permutations changed from Failing to Passing | [9 empty] | Residential | High Efficiency Induction Cooktop | Turnover | Multi-Family | 0.93717 | 0.44104 | 2.1249 | 0 | 0 | 0 | Fail TRC | * No measure permutations changed from Failing to Passing | [9 empty] | Industrial | Lighting Controls - Exterior | New | Agriculture and Assembly | 3.0462 | 0.76305 | 3.9921 | 0 | 0 | 0 | Fail RIM
[10 empty] | Residential | High Efficiency Induction Cooktop | Turnover | Manufactured Home | 0.93717 | 0.44104 | 2.1249 | 0 | 0 | 0 | Fail TRC | [10 empty] | Industrial | Lighting Controls - Exterior | Existing | Chemicals and Plastics | 2.7199 | 0.76305 | 3.5645 | 0 | 0 | 0 | Fail RIM
[10 empty] | Residential | High Efficiency Induction Cooktop | New | Single Family | 0.93717 | 0.44104 | 2.1249 | 0 | 0 | 0 | Fail TRC | [10 empty] | Industrial | Lighting Controls - Exterior | New | Chemicals and Plastics | 2.7199 | 0.76305 | 3.5645 | 0 | 0 | 0 | Fail RIM
[10 empty] | Residential | High Efficiency Induction Cooktop | New | Multi-Family | 0.93717 | 0.44104 | 2.1249 | 0 | 0 | 0 | Fail TRC | [10 empty] | Industrial | Lighting Controls - Exterior | Existing | Construction | 2.7528 | 0.76305 | 3.6076 | 0 | 0 | 0 | Fail RIM
[10 empty] | Residential | High Efficiency Induction Cooktop | New | Manufactured Home | 0.93717 | 0.44104 | 2.1249 | 0 | 0 | 0 | Fail TRC | [10 empty] | Industrial | Lighting Controls - Exterior | New | Construction | 2.7528 | 0.76305 | 3.6076 | 0 | 0 | 0 | Fail RIM
[10 empty] | Residential | 21 SEER ASHP from base electric resistance heating | Turnover | Single Family | 0.79632 | 0.44394 | 1.7938 | 0 | 0 | 0 | Fail TRC | [10 empty] | Industrial | Lighting Controls - Exterior | Existing | Electrical and Electronic Equip. | 2.6658 | 0.76305 | 3.4936 | 0 | 0 | 0 | Fail RIM
[10 empty] | Residential | 21 SEER ASHP from base electric resistance heating | Turnover | Manufactured Home | 0.79632 | 0.44394 | 1.7938 | 0 | 0 | 0 | Fail TRC | [10 empty] | Industrial | Lighting Controls - Exterior | New | Electrical and Electronic Equip. | 2.6658 | 0.76305 | 3.4936 | 0 | 0 | 0 | Fail RIM
[10 empty] | Residential | 21 SEER ASHP from base electric resistance heating | New | Single Family | 0.79632 | 0.44394 | 1.7938 | 0 | 0 | 0 | Fail TRC | [10 empty] | Industrial | Lighting Controls - Exterior | Existing | Lumber/Furniture/Pulp/Paper | 2.2071 | 0.76305 | 2.8924 | 0 | 0 | 0 | Fail RIM
[10 empty] | Residential | Variable Speed Pool Pump | Turnover | Single Family | 0.76225 | 0.4872 | 1.5645 | 0 | 0 | 0 | Fail TRC | [10 empty] | Industrial | Lighting Controls - Exterior | New | Lumber/Furniture/Pulp/Paper | 2.2071 | 0.76305 | 2.8924 | 0 | 0 | 0 | Fail RIM
[10 empty] | Residential | Variable Speed Pool Pump | Turnover | Multi-Family | 0.76225 | 0.4872 | 1.5645 | 0 | 0 | 0 | Fail TRC | [10 empty] | Industrial | Lighting Controls - Exterior | Existing | Metal Products and Machinery | 2.4199 | 0.76305 | 3.1714 | 0 | 0 | 0 | Fail RIM
[10 empty] | Residential | Variable Speed Pool Pump | Turnover | Manufactured Home | 0.76225 | 0.4872 | 1.5645 | 0 | 0 | 0 | Fail TRC | [10 empty] | Industrial | Lighting Controls - Exterior | New | Metal Products and Machinery | 2.4199 | 0.76305 | 3.1714 | 0 | 0 | 0 | Fail RIM
[10 empty] | Residential | Variable Speed Pool Pump | New | Single Family | 0.76225 | 0.4872 | 1.5645 | 0 | 0 | 0 | Fail TRC | [10 empty] | Industrial | Lighting Controls - Exterior | Existing | Primary Resources Industries | 2.6204 | 0.76305 | 3.4341 | 0 | 0 | 0 | Fail RIM
[10 empty] | Residential | Variable Speed Pool Pump | New | Multi-Family | 0.76225 | 0.4872 | 1.5645 | 0 | 0 | 0 | Fail TRC | [10 empty] | Industrial | Lighting Controls - Exterior | New | Primary Resources Industries | 2.6204 | 0.76305 | 3.4341 | 0 | 0 | 0 | Fail RIM
[10 empty] | Residential | Variable Speed Pool Pump | New | Manufactured Home | 0.76225 | 0.4872 | 1.5645 | 0 | 0 | 0 | Fail TRC | [10 empty] | Industrial | Lighting Controls - Exterior | Existing | Stone/Clay/Glass/Concrete | 2.5697 | 0.76305 | 3.3677 | 0 | 0 | 0 | Fail RIM
[10 empty] | Residential | Thermostatic Shower Restriction Valve | Existing | Multi-Family | 0.9287 | 0.42374 | 2.1916 | 0 | 0 | 0 | Fail TRC | [10 empty] | Industrial | Lighting Controls - Exterior | New | Stone/Clay/Glass/Concrete | 2.5697 | 0.76305 | 3.3677 | 0 | 0 | 0 | Fail RIM
[10 empty] | Residential | Thermostatic Shower Restriction Valve | Existing | Manufactured Home | 0.92129 | 0.42374 | 2.1742 | 0 | 0 | 0 | Fail TRC | [10 empty] | Industrial | Lighting Controls - Exterior | Existing | Textiles and Leather | 2.9998 | 0.76305 | 3.9313 | 0 | 0 | 0 | Fail RIM
[10 empty] | Residential | Thermostatic Shower Restriction Valve | New | Multi-Family | 0.9287 | 0.42374 | 2.1916 | 0 | 0 | 0 | Fail TRC | [10 empty] | Industrial | Lighting Controls - Exterior | New | Textiles and Leather | 2.9998 | 0.76305 | 3.9313 | 0 | 0 | 0 | Fail RIM
[10 empty] | Residential | Thermostatic Shower Restriction Valve | New | Manufactured Home | 0.92129 | 0.42374 | 2.1742 | 0 | 0 | 0 | Fail TRC | [10 empty] | Industrial | Lighting Controls - Exterior | Existing | Transportation Equipment | 2.9302 | 0.76305 | 3.8401 | 0 | 0 | 0 | Fail RIM
[10 empty] | Residential | Ceiling Insulation(R12 to R38) | Existing | Single Family | 0.80687 | 0.52032 | 1.5507 | 0 | 0 | 0 | Fail TRC | [10 empty] | Industrial | Lighting Controls - Exterior | New | Transportation Equipment | 2.9302 | 0.76305 | 3.8401 | 0 | 0 | 0 | Fail RIM
[10 empty] | Residential | Ceiling Insulation(R12 to R38) | New | Single Family | 0.80687 | 0.52032 | 1.5507 | 0 | 0 | 0 | Fail TRC | [10 empty] | Industrial | Lighting Controls - Exterior | Existing | Water and Wastewater | 2.7528 | 0.76305 | 3.6076 | 0 | 0 | 0 | Fail RIM
[10 empty] | Residential | Duct Repair | Existing | Multi-Family | 0.83873 | 0.45759 | 1.8329 | 0 | 0 | 0 | Fail TRC | [10 empty] | Industrial | Lighting Controls - Exterior | New | Water and Wastewater | 2.7528 | 0.76305 | 3.6076 | 0 | 0 | 0 | Fail RIM
[10 empty] | Residential | Programmable Thermostat | New | Multi-Family | 0.95035 | 0.43408 | 2.1893 | 0 | 0 | 0 | Fail TRC
[10 empty] | Residential | Smart Thermostat | New | Single Family | 0.84962 | 0.43408 | 1.9573 | 0 | 0 | 0 | Fail TRC
[10 empty] | Residential | Smart Thermostat | New | Manufactured Home | 0.8311 | 0.43408 | 1.9146 | 0 | 0 | 0 | Fail TRC
[10 empty] | Commercial | Solar Water Heater | Turnover | Grocery | 0.88034 | 0.47047 | 1.8712 | 0 | 0 | 0 | Fail TRC
[10 empty] | Commercial | Solar Water Heater | Turnover | Retail | 0.87154 | 0.47047 | 1.8525 | 0 | 0 | 0 | Fail TRC
[10 empty] | Commercial | Solar Water Heater | Turnover | Warehouse | 0.88034 | 0.47047 | 1.8712 | 0 | 0 | 0 | Fail TRC
[10 empty] | Commercial | Solar Water Heater | New | Grocery | 0.88034 | 0.47047 | 1.8712 | 0 | 0 | 0 | Fail TRC
[10 empty] | Commercial | Solar Water Heater | New | Retail | 0.87154 | 0.47047 | 1.8525 | 0 | 0 | 0 | Fail TRC
[10 empty] | Commercial | Solar Water Heater | New | Warehouse | 0.88034 | 0.47047 | 1.8712 | 0 | 0 | 0 | Fail TRC
[10 empty] | Commercial | High Efficiency Chiller (Water cooled-positive displacement, 100 tons) | Turnover | Restaurants | 0.98286 | 0.56855 | 1.7287 | 0 | 0 | 0 | Fail TRC
[10 empty] | Commercial | High Efficiency Chiller (Water cooled-positive displacement, 100 tons) | New | Restaurants | 0.98286 | 0.56855 | 1.7287 | 0 | 0 | 0 | Fail TRC
[10 empty] | Commercial | High Efficiency PTHP | Turnover | Warehouse | 0.79903 | 0.54845 | 1.4569 | 0 | 0 | 0 | Fail TRC
[10 empty] | Commercial | High Efficiency PTHP | New | Warehouse | 0.79903 | 0.54845 | 1.4569 | 0 | 0 | 0 | Fail TRC
[10 empty] | Commercial | Variable Refrigerant Flow (VRF) HVAC Systems | Turnover | Healthcare | 0.89031 | 0.51745 | 1.7206 | 0 | 0 | 0 | Fail TRC
[10 empty] | Commercial | Variable Refrigerant Flow (VRF) HVAC Systems | Turnover | Hospitals | 0.85958 | 0.51745 | 1.6612 | 0 | 0 | 0 | Fail TRC
[10 empty] | Commercial | Variable Refrigerant Flow (VRF) HVAC Systems | Turnover | Restaurants | 0.79996 | 0.51745 | 1.546 | 0 | 0 | 0 | Fail TRC
[10 empty] | Commercial | Variable Refrigerant Flow (VRF) HVAC Systems | New | Healthcare | 0.89031 | 0.51745 | 1.7206 | 0 | 0 | 0 | Fail TRC
[10 empty] | Commercial | Variable Refrigerant Flow (VRF) HVAC Systems | New | Hospitals | 0.85958 | 0.51745 | 1.6612 | 0 | 0 | 0 | Fail TRC
[10 empty] | Commercial | Variable Refrigerant Flow (VRF) HVAC Systems | New | Restaurants | 0.79996 | 0.51745 | 1.546 | 0 | 0 | 0 | Fail TRC
[10 empty] | Commercial | Premium T8 - Fixture Replacement | Turnover | Grocery | 0.93853 | 0.46035 | 2.0387 | 0 | 0 | 0 | Fail TRC
[10 empty] | Commercial | Premium T8 - Fixture Replacement | Turnover | Healthcare | 0.82252 | 0.44493 | 1.8486 | 0 | 0 | 0 | Fail TRC
[10 empty] | Commercial | Premium T8 - Fixture Replacement | Turnover | Retail | 0.84373 | 0.46035 | 1.8328 | 0 | 0 | 0 | Fail TRC
[10 empty] | Commercial | Premium T8 - Fixture Replacement | New | Grocery | 0.93853 | 0.46035 | 2.0387 | 0 | 0 | 0 | Fail TRC
[10 empty] | Commercial | Premium T8 - Fixture Replacement | New | Healthcare | 0.82252 | 0.44493 | 1.8486 | 0 | 0 | 0 | Fail TRC
[10 empty] | Commercial | Premium T8 - Fixture Replacement | New | Retail | 0.84373 | 0.46035 | 1.8328 | 0 | 0 | 0 | Fail TRC
[10 empty] | Commercial | Efficient Battery Charger | Turnover | Assembly | 0.80693 | 0.45281 | 1.782 | 0 | 0 | 0 | Fail TRC
[10 empty] | Commercial | Efficient Battery Charger | Turnover | College and University | 0.80693 | 0.45281 | 1.782 | 0 | 0 | 0 | Fail TRC
[10 empty] | Commercial | Efficient Battery Charger | Turnover | Grocery | 0.80693 | 0.45281 | 1.782 | 0 | 0 | 0 | Fail TRC
[10 empty] | Commercial | Efficient Battery Charger | Turnover | Healthcare | 0.80693 | 0.45281 | 1.782 | 0 | 0 | 0 | Fail TRC
[10 empty] | Commercial | Efficient Battery Charger | Turnover | Hospitals | 0.80693 | 0.45281 | 1.782 | 0 | 0 | 0 | Fail TRC
[10 empty] | Commercial | Efficient Battery Charger | Turnover | Institutional | 0.80693 | 0.45281 | 1.782 | 0 | 0 | 0 | Fail TRC
[10 empty] | Commercial | Efficient Battery Charger | Turnover | Lodging/Hospitality | 0.80693 | 0.45281 | 1.782 | 0 | 0 | 0 | Fail TRC
[10 empty] | Commercial | Efficient Battery Charger | Turnover | Miscellaneous | 0.80693 | 0.45281 | 1.782 | 0 | 0 | 0 | Fail TRC
[10 empty] | Commercial | Efficient Battery Charger | Turnover | Offices | 0.80693 | 0.45281 | 1.782 | 0 | 0 | 0 | Fail TRC
[10 empty] | Commercial | Efficient Battery Charger | Turnover | Restaurants | 0.80693 | 0.45281 | 1.782 | 0 | 0 | 0 | Fail TRC
[10 empty] | Commercial | Efficient Battery Charger | Turnover | Retail | 0.80693 | 0.45281 | 1.782 | 0 | 0 | 0 | Fail TRC
[10 empty] | Commercial | Efficient Battery Charger | Turnover | Schools K-12 | 0.80693 | 0.45281 | 1.782 | 0 | 0 | 0 | Fail TRC
[10 empty] | Commercial | Efficient Battery Charger | Turnover | Warehouse | 0.80693 | 0.45281 | 1.782 | 0 | 0 | 0 | Fail TRC
[10 empty] | Commercial | Efficient Battery Charger | New | Assembly | 0.80693 | 0.45281 | 1.782 | 0 | 0 | 0 | Fail TRC
[10 empty] | Commercial | Efficient Battery Charger | New | College and University | 0.80693 | 0.45281 | 1.782 | 0 | 0 | 0 | Fail TRC
[10 empty] | Commercial | Efficient Battery Charger | New | Grocery | 0.80693 | 0.45281 | 1.782 | 0 | 0 | 0 | Fail TRC
[10 empty] | Commercial | Efficient Battery Charger | New | Healthcare | 0.80693 | 0.45281 | 1.782 | 0 | 0 | 0 | Fail TRC
[10 empty] | Commercial | Efficient Battery Charger | New | Hospitals | 0.80693 | 0.45281 | 1.782 | 0 | 0 | 0 | Fail TRC
[10 empty] | Commercial | Efficient Battery Charger | New | Institutional | 0.80693 | 0.45281 | 1.782 | 0 | 0 | 0 | Fail TRC
[10 empty] | Commercial | Efficient Battery Charger | New | Lodging/Hospitality | 0.80693 | 0.45281 | 1.782 | 0 | 0 | 0 | Fail TRC
[10 empty] | Commercial | Efficient Battery Charger | New | Miscellaneous | 0.80693 | 0.45281 | 1.782 | 0 | 0 | 0 | Fail TRC
[10 empty] | Commercial | Efficient Battery Charger | New | Offices | 0.80693 | 0.45281 | 1.782 | 0 | 0 | 0 | Fail TRC
[10 empty] | Commercial | Efficient Battery Charger | New | Restaurants | 0.80693 | 0.45281 | 1.782 | 0 | 0 | 0 | Fail TRC
[10 empty] | Commercial | Efficient Battery Charger | New | Retail | 0.80693 | 0.45281 | 1.782 | 0 | 0 | 0 | Fail TRC
[10 empty] | Commercial | Efficient Battery Charger | New | Schools K-12 | 0.80693 | 0.45281 | 1.782 | 0 | 0 | 0 | Fail TRC
[10 empty] | Commercial | Efficient Battery Charger | New | Warehouse | 0.80693 | 0.45281 | 1.782 | 0 | 0 | 0 | Fail TRC
[10 empty] | Commercial | Refrigerated Display Case LED Lighting | Turnover | Assembly | 0.92483 | 0.45881 | 2.0157 | 0 | 0 | 0 | Fail TRC
[10 empty] | Commercial | Refrigerated Display Case LED Lighting | Turnover | College and University | 0.91298 | 0.45399 | 2.011 | 0 | 0 | 0 | Fail TRC
[10 empty] | Commercial | Refrigerated Display Case LED Lighting | Turnover | Grocery | 0.92483 | 0.45881 | 2.0157 | 0 | 0 | 0 | Fail TRC
[10 empty] | Commercial | Refrigerated Display Case LED Lighting | Turnover | Healthcare | 0.91298 | 0.45399 | 2.011 | 0 | 0 | 0 | Fail TRC
[10 empty] | Commercial | Refrigerated Display Case LED Lighting | Turnover | Hospitals | 0.91298 | 0.45399 | 2.011 | 0 | 0 | 0 | Fail TRC
[10 empty] | Commercial | Refrigerated Display Case LED Lighting | Turnover | Institutional | 0.92483 | 0.45881 | 2.0157 | 0 | 0 | 0 | Fail TRC
[10 empty] | Commercial | Refrigerated Display Case LED Lighting | Turnover | Lodging/Hospitality | 0.91298 | 0.45399 | 2.011 | 0 | 0 | 0 | Fail TRC
[10 empty] | Commercial | Refrigerated Display Case LED Lighting | Turnover | Miscellaneous | 0.92483 | 0.45881 | 2.0157 | 0 | 0 | 0 | Fail TRC
[10 empty] | Commercial | Refrigerated Display Case LED Lighting | Turnover | Offices | 0.92483 | 0.45881 | 2.0157 | 0 | 0 | 0 | Fail TRC
[10 empty] | Commercial | Refrigerated Display Case LED Lighting | Turnover | Restaurants | 0.91298 | 0.45399 | 2.011 | 0 | 0 | 0 | Fail TRC
[10 empty] | Commercial | Refrigerated Display Case LED Lighting | Turnover | Retail | 0.92483 | 0.45881 | 2.0157 | 0 | 0 | 0 | Fail TRC
[10 empty] | Commercial | Refrigerated Display Case LED Lighting | Turnover | Schools K-12 | 0.91298 | 0.45399 | 2.011 | 0 | 0 | 0 | Fail TRC
[10 empty] | Commercial | Refrigerated Display Case LED Lighting | Turnover | Warehouse | 0.92483 | 0.45881 | 2.0157 | 0 | 0 | 0 | Fail TRC
[10 empty] | Commercial | High Speed Fans | Turnover | Assembly | 0.9433 | 0.45502 | 2.0731 | 0 | 0 | 0 | Fail TRC
[10 empty] | Commercial | High Speed Fans | Turnover | College and University | 0.93459 | 0.45133 | 2.0707 | 0 | 0 | 0 | Fail TRC
[10 empty] | Commercial | High Speed Fans | Turnover | Grocery | 0.9433 | 0.45502 | 2.0731 | 0 | 0 | 0 | Fail TRC
[10 empty] | Commercial | High Speed Fans | Turnover | Healthcare | 0.93459 | 0.45133 | 2.0707 | 0 | 0 | 0 | Fail TRC
[10 empty] | Commercial | High Speed Fans | Turnover | Hospitals | 0.93459 | 0.45133 | 2.0707 | 0 | 0 | 0 | Fail TRC
[10 empty] | Commercial | High Speed Fans | Turnover | Institutional | 0.9433 | 0.45502 | 2.0731 | 0 | 0 | 0 | Fail TRC
[10 empty] | Commercial | High Speed Fans | Turnover | Lodging/Hospitality | 0.93459 | 0.45133 | 2.0707 | 0 | 0 | 0 | Fail TRC
[10 empty] | Commercial | High Speed Fans | Turnover | Miscellaneous | 0.9433 | 0.45502 | 2.0731 | 0 | 0 | 0 | Fail TRC
[10 empty] | Commercial | High Speed Fans | Turnover | Offices | 0.9433 | 0.45502 | 2.0731 | 0 | 0 | 0 | Fail TRC
[10 empty] | Commercial | High Speed Fans | Turnover | Restaurants | 0.93459 | 0.45133 | 2.0707 | 0 | 0 | 0 | Fail TRC
[10 empty] | Commercial | High Speed Fans | Turnover | Retail | 0.9433 | 0.45502 | 2.0731 | 0 | 0 | 0 | Fail TRC
[10 empty] | Commercial | High Speed Fans | Turnover | Schools K-12 | 0.93459 | 0.45133 | 2.0707 | 0 | 0 | 0 | Fail TRC
[10 empty] | Commercial | High Speed Fans | Turnover | Warehouse | 0.9433 | 0.45502 | 2.0731 | 0 | 0 | 0 | Fail TRC
[10 empty] | Commercial | High Speed Fans | New | Assembly | 0.9433 | 0.45502 | 2.0731 | 0 | 0 | 0 | Fail TRC
[10 empty] | Commercial | High Speed Fans | New | College and University | 0.93459 | 0.45133 | 2.0707 | 0 | 0 | 0 | Fail TRC
[10 empty] | Commercial | High Speed Fans | New | Grocery | 0.9433 | 0.45502 | 2.0731 | 0 | 0 | 0 | Fail TRC
[10 empty] | Commercial | High Speed Fans | New | Healthcare | 0.93459 | 0.45133 | 2.0707 | 0 | 0 | 0 | Fail TRC
[10 empty] | Commercial | High Speed Fans | New | Hospitals | 0.93459 | 0.45133 | 2.0707 | 0 | 0 | 0 | Fail TRC
[10 empty] | Commercial | High Speed Fans | New | Institutional | 0.9433 | 0.45502 | 2.0731 | 0 | 0 | 0 | Fail TRC
[10 empty] | Commercial | High Speed Fans | New | Lodging/Hospitality | 0.93459 | 0.45133 | 2.0707 | 0 | 0 | 0 | Fail TRC
[10 empty] | Commercial | High Speed Fans | New | Miscellaneous | 0.9433 | 0.45502 | 2.0731 | 0 | 0 | 0 | Fail TRC
[10 empty] | Commercial | High Speed Fans | New | Offices | 0.9433 | 0.45502 | 2.0731 | 0 | 0 | 0 | Fail TRC
[10 empty] | Commercial | High Speed Fans | New | Restaurants | 0.93459 | 0.45133 | 2.0707 | 0 | 0 | 0 | Fail TRC
[10 empty] | Commercial | High Speed Fans | New | Retail | 0.9433 | 0.45502 | 2.0731 | 0 | 0 | 0 | Fail TRC
[10 empty] | Commercial | High Speed Fans | New | Schools K-12 | 0.93459 | 0.45133 | 2.0707 | 0 | 0 | 0 | Fail TRC
[10 empty] | Commercial | High Speed Fans | New | Warehouse | 0.9433 | 0.45502 | 2.0731 | 0 | 0 | 0 | Fail TRC
[10 empty] | Commercial | Hot Water Circulation Pump Control | Existing | Assembly | 0.77557 | 0.47784 | 1.6231 | 0 | 0 | 0 | Fail TRC
[10 empty] | Commercial | Hot Water Circulation Pump Control | Existing | College and University | 0.80144 | 0.48921 | 1.6382 | 0 | 0 | 0 | Fail TRC
[10 empty] | Commercial | Hot Water Circulation Pump Control | Existing | Healthcare | 0.77557 | 0.47784 | 1.6231 | 0 | 0 | 0 | Fail TRC
[10 empty] | Commercial | Hot Water Circulation Pump Control | Existing | Hospitals | 0.80144 | 0.48921 | 1.6382 | 0 | 0 | 0 | Fail TRC
[10 empty] | Commercial | Hot Water Circulation Pump Control | Existing | Institutional | 0.77557 | 0.47784 | 1.6231 | 0 | 0 | 0 | Fail TRC
[10 empty] | Commercial | Hot Water Circulation Pump Control | Existing | Miscellaneous | 0.77557 | 0.47784 | 1.6231 | 0 | 0 | 0 | Fail TRC
[10 empty] | Commercial | Hot Water Circulation Pump Control | Existing | Offices | 0.77557 | 0.47784 | 1.6231 | 0 | 0 | 0 | Fail TRC
[10 empty] | Commercial | Hot Water Circulation Pump Control | Existing | Schools K-12 | 0.77557 | 0.47784 | 1.6231 | 0 | 0 | 0 | Fail TRC
[10 empty] | Commercial | Hot Water Circulation Pump Control | Existing | Warehouse | 0.77557 | 0.47784 | 1.6231 | 0 | 0 | 0 | Fail TRC
[10 empty] | Commercial | Hot Water Circulation Pump Control | New | Assembly | 0.77557 | 0.47784 | 1.6231 | 0 | 0 | 0 | Fail TRC
[10 empty] | Commercial | Hot Water Circulation Pump Control | New | College and University | 0.80144 | 0.48921 | 1.6382 | 0 | 0 | 0 | Fail TRC
[10 empty] | Commercial | Hot Water Circulation Pump Control | New | Healthcare | 0.77557 | 0.47784 | 1.6231 | 0 | 0 | 0 | Fail TRC
[10 empty] | Commercial | Hot Water Circulation Pump Control | New | Hospitals | 0.80144 | 0.48921 | 1.6382 | 0 | 0 | 0 | Fail TRC
[10 empty] | Commercial | Hot Water Circulation Pump Control | New | Institutional | 0.77557 | 0.47784 | 1.6231 | 0 | 0 | 0 | Fail TRC
[10 empty] | Commercial | Hot Water Circulation Pump Control | New | Miscellaneous | 0.77557 | 0.47784 | 1.6231 | 0 | 0 | 0 | Fail TRC
[10 empty] | Commercial | Hot Water Circulation Pump Control | New | Offices | 0.77557 | 0.47784 | 1.6231 | 0 | 0 | 0 | Fail TRC
[10 empty] | Commercial | Hot Water Circulation Pump Control | New | Schools K-12 | 0.77557 | 0.47784 | 1.6231 | 0 | 0 | 0 | Fail TRC
[10 empty] | Commercial | Hot Water Circulation Pump Control | New | Warehouse | 0.77557 | 0.47784 | 1.6231 | 0 | 0 | 0 | Fail TRC
[10 empty] | Commercial | Dedicated Outdoor Air System on VRF unit | Existing | Restaurants | 0.83103 | 0.51745 | 1.606 | 0 | 0 | 0 | Fail TRC
[10 empty] | Commercial | Dedicated Outdoor Air System on VRF unit | New | Restaurants | 0.83103 | 0.51745 | 1.606 | 0 | 0 | 0 | Fail TRC
[10 empty] | Commercial | Duct Sealing Repair | Existing | Warehouse | 0.79208 | 0.51183 | 1.5475 | 0 | 0 | 0 | Fail TRC
[10 empty] | Commercial | Duct Sealing Repair | New | Warehouse | 0.79208 | 0.51183 | 1.5475 | 0 | 0 | 0 | Fail TRC
[10 empty] | Commercial | HVAC tune-up | Existing | Lodging/Hospitality | 0.81468 | 0.45868 | 1.7761 | 0 | 0 | 0 | Fail TRC
[10 empty] | Commercial | HVAC tune-up | Existing | Restaurants | 0.77664 | 0.45385 | 1.7112 | 0 | 0 | 0 | Fail TRC
[10 empty] | Commercial | HVAC tune-up | New | Lodging/Hospitality | 0.81468 | 0.45868 | 1.7761 | 0 | 0 | 0 | Fail TRC
[10 empty] | Commercial | HVAC tune-up | New | Restaurants | 0.77664 | 0.45385 | 1.7112 | 0 | 0 | 0 | Fail TRC
[10 empty] | Commercial | HVAC tune-up_RTU | Existing | Hospitals | 0.9754 | 0.45523 | 2.1426 | 0 | 0 | 0 | Fail TRC
[10 empty] | Commercial | HVAC tune-up_RTU | Existing | Lodging/Hospitality | 0.78516 | 0.45868 | 1.7118 | 0 | 0 | 0 | Fail TRC
[10 empty] | Commercial | HVAC tune-up_RTU | New | Hospitals | 0.9754 | 0.45523 | 2.1426 | 0 | 0 | 0 | Fail TRC
[10 empty] | Commercial | HVAC tune-up_RTU | New | Lodging/Hospitality | 0.78516 | 0.45868 | 1.7118 | 0 | 0 | 0 | Fail TRC
[10 empty] | Commercial | Low U-Value Windows | Existing | Assembly | 0.78555 | 0.56818 | 1.3826 | 0 | 0 | 0 | Fail TRC
[10 empty] | Commercial | Low U-Value Windows | Existing | College and University | 0.78555 | 0.56818 | 1.3826 | 0 | 0 | 0 | Fail TRC
[10 empty] | Commercial | Low U-Value Windows | Existing | Grocery | 0.78555 | 0.56818 | 1.3826 | 0 | 0 | 0 | Fail TRC
[10 empty] | Commercial | Low U-Value Windows | Existing | Healthcare | 0.78555 | 0.56818 | 1.3826 | 0 | 0 | 0 | Fail TRC
[10 empty] | Commercial | Low U-Value Windows | Existing | Hospitals | 0.78555 | 0.56818 | 1.3826 | 0 | 0 | 0 | Fail TRC
[10 empty] | Commercial | Low U-Value Windows | Existing | Institutional | 0.78555 | 0.56818 | 1.3826 | 0 | 0 | 0 | Fail TRC
[10 empty] | Commercial | Low U-Value Windows | Existing | Lodging/Hospitality | 0.82359 | 0.59089 | 1.3938 | 0 | 0 | 0 | Fail TRC
[10 empty] | Commercial | Low U-Value Windows | Existing | Miscellaneous | 0.78831 | 0.57201 | 1.3782 | 0 | 0 | 0 | Fail TRC
[10 empty] | Commercial | Low U-Value Windows | Existing | Offices | 0.78555 | 0.56818 | 1.3826 | 0 | 0 | 0 | Fail TRC
[10 empty] | Commercial | Low U-Value Windows | Existing | Restaurants | 0.78555 | 0.56818 | 1.3826 | 0 | 0 | 0 | Fail TRC
[10 empty] | Commercial | Low U-Value Windows | Existing | Retail | 0.78555 | 0.56818 | 1.3826 | 0 | 0 | 0 | Fail TRC
[10 empty] | Commercial | Low U-Value Windows | Existing | Schools K-12 | 0.78555 | 0.56818 | 1.3826 | 0 | 0 | 0 | Fail TRC
[10 empty] | Commercial | Low U-Value Windows | Existing | Warehouse | 0.78831 | 0.57201 | 1.3782 | 0 | 0 | 0 | Fail TRC
[10 empty] | Commercial | Programmable Thermostat | Existing | Miscellaneous | 0.96822 | 0.54949 | 1.762 | 0 | 0 | 0 | Fail TRC
[10 empty] | Commercial | Programmable Thermostat | New | Miscellaneous | 0.96822 | 0.54949 | 1.762 | 0 | 0 | 0 | Fail TRC
[10 empty] | Commercial | Smart Thermostat | Existing | College and University | 0.76687 | 0.49802 | 1.5398 | 0 | 0 | 0 | Fail TRC
[10 empty] | Commercial | Smart Thermostat | Existing | Lodging/Hospitality | 0.95107 | 0.41552 | 2.2889 | 0 | 0 | 0 | Fail TRC
[10 empty] | Commercial | Smart Thermostat | Existing | Schools K-12 | 0.83525 | 0.54949 | 1.5201 | 0 | 0 | 0 | Fail TRC
[10 empty] | Commercial | Smart Thermostat | New | College and University | 0.76687 | 0.49802 | 1.5398 | 0 | 0 | 0 | Fail TRC
[10 empty] | Commercial | Smart Thermostat | New | Lodging/Hospitality | 0.95107 | 0.41552 | 2.2889 | 0 | 0 | 0 | Fail TRC
[10 empty] | Commercial | Smart Thermostat | New | Schools K-12 | 0.83525 | 0.54949 | 1.5201 | 0 | 0 | 0 | Fail TRC
[10 empty] | Commercial | Bi-Level Lighting Control (Interior) | Existing | Hospitals | 0.86226 | 0.4509 | 1.9123 | 0 | 0 | 0 | Fail TRC
[10 empty] | Commercial | Bi-Level Lighting Control (Interior) | New | Hospitals | 0.86226 | 0.4509 | 1.9123 | 0 | 0 | 0 | Fail TRC
[10 empty] | Commercial | Interior Lighting Controls | Existing | Assembly | 0.76381 | 0.43863 | 1.7414 | 0 | 0 | 0 | Fail TRC
[10 empty] | Commercial | Interior Lighting Controls | Existing | Institutional | 0.87615 | 0.43863 | 1.9975 | 0 | 0 | 0 | Fail TRC
[10 empty] | Commercial | Interior Lighting Controls | Existing | Lodging/Hospitality | 0.99699 | 0.43863 | 2.273 | 0 | 0 | 0 | Fail TRC
[10 empty] | Commercial | Interior Lighting Controls | Existing | Offices | 0.86394 | 0.43863 | 1.9696 | 0 | 0 | 0 | Fail TRC
[10 empty] | Commercial | Interior Lighting Controls | Existing | Restaurants | 0.89156 | 0.43863 | 2.0326 | 0 | 0 | 0 | Fail TRC
[10 empty] | Commercial | Interior Lighting Controls | New | Assembly | 0.76381 | 0.43863 | 1.7414 | 0 | 0 | 0 | Fail TRC
[10 empty] | Commercial | Interior Lighting Controls | New | Institutional | 0.87615 | 0.43863 | 1.9975 | 0 | 0 | 0 | Fail TRC
[10 empty] | Commercial | Interior Lighting Controls | New | Lodging/Hospitality | 0.99699 | 0.43863 | 2.273 | 0 | 0 | 0 | Fail TRC
[10 empty] | Commercial | Interior Lighting Controls | New | Offices | 0.86394 | 0.43863 | 1.9696 | 0 | 0 | 0 | Fail TRC
[10 empty] | Commercial | Interior Lighting Controls | New | Restaurants | 0.89156 | 0.43863 | 2.0326 | 0 | 0 | 0 | Fail TRC
[10 empty] | Commercial | Network PC Power Management | Existing | Assembly | 0.83044 | 0.44102 | 1.883 | 0 | 0 | 0 | Fail TRC
[10 empty] | Commercial | Network PC Power Management | Existing | College and University | 0.85482 | 0.44839 | 1.9064 | 0 | 0 | 0 | Fail TRC
[10 empty] | Commercial | Network PC Power Management | Existing | Grocery | 0.84209 | 0.44727 | 1.8827 | 0 | 0 | 0 | Fail TRC
[10 empty] | Commercial | Network PC Power Management | Existing | Healthcare | 0.84967 | 0.44727 | 1.8997 | 0 | 0 | 0 | Fail TRC
[10 empty] | Commercial | Network PC Power Management | Existing | Hospitals | 0.86314 | 0.44839 | 1.925 | 0 | 0 | 0 | Fail TRC
[10 empty] | Commercial | Network PC Power Management | Existing | Institutional | 0.82852 | 0.44102 | 1.8787 | 0 | 0 | 0 | Fail TRC
[10 empty] | Commercial | Network PC Power Management | Existing | Lodging/Hospitality | 0.85027 | 0.44727 | 1.901 | 0 | 0 | 0 | Fail TRC
[10 empty] | Commercial | Network PC Power Management | Existing | Miscellaneous | 0.85027 | 0.44102 | 1.928 | 0 | 0 | 0 | Fail TRC
[10 empty] | Commercial | Network PC Power Management | Existing | Offices | 0.85171 | 0.44727 | 1.9042 | 0 | 0 | 0 | Fail TRC
[10 empty] | Commercial | Network PC Power Management | Existing | Restaurants | 0.84073 | 0.44102 | 1.9064 | 0 | 0 | 0 | Fail TRC
[10 empty] | Commercial | Network PC Power Management | Existing | Retail | 0.83592 | 0.44727 | 1.8689 | 0 | 0 | 0 | Fail TRC
[10 empty] | Commercial | Network PC Power Management | Existing | Schools K-12 | 0.85594 | 0.44727 | 1.9137 | 0 | 0 | 0 | Fail TRC
[10 empty] | Commercial | Network PC Power Management | New | Assembly | 0.83044 | 0.44102 | 1.883 | 0 | 0 | 0 | Fail TRC
[10 empty] | Commercial | Network PC Power Management | New | College and University | 0.85482 | 0.44839 | 1.9064 | 0 | 0 | 0 | Fail TRC
[10 empty] | Commercial | Network PC Power Management | New | Grocery | 0.84209 | 0.44727 | 1.8827 | 0 | 0 | 0 | Fail TRC
[10 empty] | Commercial | Network PC Power Management | New | Healthcare | 0.84967 | 0.44727 | 1.8997 | 0 | 0 | 0 | Fail TRC
[10 empty] | Commercial | Network PC Power Management | New | Hospitals | 0.86314 | 0.44839 | 1.925 | 0 | 0 | 0 | Fail TRC
[10 empty] | Commercial | Network PC Power Management | New | Institutional | 0.82852 | 0.44102 | 1.8787 | 0 | 0 | 0 | Fail TRC
[10 empty] | Commercial | Network PC Power Management | New | Lodging/Hospitality | 0.85027 | 0.44727 | 1.901 | 0 | 0 | 0 | Fail TRC
[10 empty] | Commercial | Network PC Power Management | New | Miscellaneous | 0.85027 | 0.44102 | 1.928 | 0 | 0 | 0 | Fail TRC
[10 empty] | Commercial | Network PC Power Management | New | Offices | 0.85171 | 0.44727 | 1.9042 | 0 | 0 | 0 | Fail TRC
[10 empty] | Commercial | Network PC Power Management | New | Restaurants | 0.84073 | 0.44102 | 1.9064 | 0 | 0 | 0 | Fail TRC
[10 empty] | Commercial | Network PC Power Management | New | Retail | 0.83592 | 0.44727 | 1.8689 | 0 | 0 | 0 | Fail TRC
[10 empty] | Commercial | Network PC Power Management | New | Schools K-12 | 0.85594 | 0.44727 | 1.9137 | 0 | 0 | 0 | Fail TRC
[10 empty] | Industrial | Process Refrig System Optimization | Existing | Agriculture and Assembly | 0.90586 | 0.55305 | 1.6379 | 0 | 0 | 0 | Fail TRC
[10 empty] | Industrial | Process Refrig System Optimization | New | Agriculture and Assembly | 0.90586 | 0.55305 | 1.6379 | 0 | 0 | 0 | Fail TRC
[10 empty] | Industrial | Process Heat Improved Controls | Existing | Chemicals and Plastics | 0.92214 | 0.60052 | 1.5356 | 0 | 0 | 0 | Fail TRC
[10 empty] | Industrial | Process Heat Improved Controls | New | Chemicals and Plastics | 0.92214 | 0.60052 | 1.5356 | 0 | 0 | 0 | Fail TRC
[10 empty] | Industrial | Motor Optimization | Existing | Construction | 0.84195 | 0.56976 | 1.4777 | 0 | 0 | 0 | Fail TRC
[10 empty] | Industrial | Motor Optimization | New | Construction | 0.84195 | 0.56976 | 1.4777 | 0 | 0 | 0 | Fail TRC
[10 empty] | Industrial | Process Refrig Controls | Existing | Metal Products and Machinery | 0.94994 | 0.60052 | 1.5819 | 0 | 0 | 0 | Fail TRC
[10 empty] | Industrial | Process Refrig Controls | New | Metal Products and Machinery | 0.94994 | 0.60052 | 1.5819 | 0 | 0 | 0 | Fail TRC
[10 empty] | Industrial | Motor Optimization | Existing | Water and Wastewater | 0.84195 | 0.56976 | 1.4777 | 0 | 0 | 0 | Fail TRC
[10 empty] | Industrial | Motor Optimization | New | Water and Wastewater | 0.84195 | 0.56976 | 1.4777 | 0 | 0 | 0 | Fail TRC

## 49-3
Measures Changing from Failing to Passing | [9 empty] | Measures Changing from Passing to Failing | [9 empty] | Measures Changing from Failing to Passing | [9 empty] | Measures Changing from Passing to Failing
[Sensitivty #3 - Shorter Payback Period] Economic Potential – [TRC or RIM] | [9 empty] | [Sensitivty #3 - Shorter Payback Period] Economic Potential – [TRC or RIM] | [9 empty] | [Sensitivty #3 - Shorter Payback Period] Economic Potential – [TRC or RIM] | [9 empty] | [Sensitivty #3 - Shorter Payback Period] Economic Potential – [TRC or RIM]
Customer | Measure | Vintage | Segment | TRC | RIM | PCT | Summer | Winter | Energy | Customer | Measure | Vintage | Segment | TRC | RIM | PCT | Summer | Winter | Energy | Customer | Measure | Vintage | Segment | TRC | RIM | PCT | Summer | Winter | Energy | Customer | Measure | Vintage | Segment | TRC | RIM | PCT | Summer | Winter | Energy
Class | Name | [5 empty] | (MW) | (MW) | (GWh) | Class | Name | [5 empty] | (MW) | (MW) | (GWh) | Class | Name | [5 empty] | (MW) | (MW) | (GWh) | Class | Name | [5 empty] | (MW) | (MW) | (GWh)
Residential | Energy Star Clothes Washer | Turnover | Single Family | 5.2502 | 0.57621 | 9.1115 | 0.6939 | 0.40302 | 4.4124 | N/A | [9 empty] | Industrial | Efficient Lighting - Exterior | New | Agriculture and Assembly | 5.8895 | 1.0383 | 5.6724 | 0 | 0 | 0.0029794 | N/A
Residential | Energy Star Clothes Washer | Turnover | Multi-Family | 5.2502 | 0.57621 | 9.1115 | 0.071069 | 0.041277 | 0.45192 | * No measure permutations changed from Passing to Failing | [9 empty] | Industrial | Efficient Lighting - Exterior | Turnover | Agriculture and Assembly | 5.8895 | 1.0383 | 5.6724 | 0 | 0 | 0.17494 | * No measure permutations changed from Passing to Failing
Residential | Energy Star Clothes Washer | Turnover | Manufactured Home | 5.2502 | 0.57621 | 9.1115 | 0.0085873 | 0.0049875 | 0.054605 | [10 empty] | Industrial | Efficient Lighting - Exterior | New | Chemicals and Plastics | 5.8895 | 1.0383 | 5.6724 | 0 | 0 | 0.0071604
Residential | Energy Star Clothes Washer | New | Single Family | 5.2502 | 0.57621 | 9.1115 | 0.010782 | 0.006262 | 0.068559 | [10 empty] | Industrial | Efficient Lighting - Exterior | Turnover | Chemicals and Plastics | 5.8895 | 1.0383 | 5.6724 | 0 | 0 | 0.42044
Residential | Energy Star Clothes Washer | New | Multi-Family | 5.2502 | 0.57621 | 9.1115 | 0.0011043 | 0.00064136 | 0.0070218 | [10 empty] | Industrial | Efficient Lighting - Exterior | New | Construction | 5.8895 | 1.0383 | 5.6724 | 0 | 0 | 0.0011959
Residential | Energy Star Clothes Washer | New | Manufactured Home | 5.2502 | 0.57621 | 9.1115 | 0.00013343 | 7.7495e-05 | 0.00084844 | [10 empty] | Industrial | Efficient Lighting - Exterior | Turnover | Construction | 5.8895 | 1.0383 | 5.6724 | 0 | 0 | 0.070218
Residential | Energy Star Room AC | Turnover | Single Family | 4.0462 | 0.60853 | 6.6491 | 1.0297 | 0 | 1.6679 | [10 empty] | Industrial | Efficient Lighting - Exterior | New | Electrical and Electronic Equip. | 5.8895 | 1.0383 | 5.6724 | 0 | 0 | 0.0024165
Residential | Energy Star Room AC | Turnover | Multi-Family | 4.0462 | 0.60853 | 6.6491 | 0.69942 | 0 | 1.133 | [10 empty] | Industrial | Efficient Lighting - Exterior | Turnover | Electrical and Electronic Equip. | 5.8895 | 1.0383 | 5.6724 | 0 | 0 | 0.14189
Residential | Energy Star Room AC | Turnover | Manufactured Home | 4.0462 | 0.60853 | 6.6491 | 0.11729 | 0 | 0.18999 | [10 empty] | Industrial | Efficient Lighting - Exterior | New | Lumber/Furniture/Pulp/Paper | 5.8895 | 1.0383 | 5.6724 | 0 | 0 | 0.0029225
Residential | Energy Star Room AC | New | Single Family | 4.0462 | 0.60853 | 6.6491 | 0.015999 | 0 | 0.025916 | [10 empty] | Industrial | Efficient Lighting - Exterior | Turnover | Lumber/Furniture/Pulp/Paper | 5.8895 | 1.0383 | 5.6724 | 0 | 0 | 0.1716
Residential | Energy Star Room AC | New | Multi-Family | 4.0462 | 0.60853 | 6.6491 | 0.010867 | 0 | 0.017604 | [10 empty] | Industrial | Efficient Lighting - Exterior | New | Metal Products and Machinery | 5.8895 | 1.0383 | 5.6724 | 0 | 0 | 0.0063525
Residential | Energy Star Room AC | New | Manufactured Home | 4.0462 | 0.60853 | 6.6491 | 0.0018224 | 0 | 0.002952 | [10 empty] | Industrial | Efficient Lighting - Exterior | Turnover | Metal Products and Machinery | 5.8895 | 1.0383 | 5.6724 | 0 | 0 | 0.373
Residential | CFL-23W | Turnover | Single Family | 3.5724 | 0.56411 | 6.3328 | 0 | 0 | 0 | [10 empty] | Industrial | Efficient Lighting - Exterior | New | Miscellaneous Manufacturing | 5.8895 | 1.0383 | 5.6724 | 0 | 0 | 0.00067718
Residential | CFL-23W | Turnover | Multi-Family | 3.5724 | 0.56411 | 6.3328 | 0 | 0 | 0 | [10 empty] | Industrial | Efficient Lighting - Exterior | Turnover | Miscellaneous Manufacturing | 5.8895 | 1.0383 | 5.6724 | 0 | 0 | 0.039762
Residential | CFL-23W | Turnover | Manufactured Home | 3.5724 | 0.56411 | 6.3328 | 0 | 0 | 0 | [10 empty] | Industrial | Lighting Controls - Exterior | Existing | Miscellaneous Manufacturing | 4.5493 | 1.0174 | 4.4715 | 0 | 0 | 0.013829
Residential | CFL-23W | New | Single Family | 3.5724 | 0.56411 | 6.3328 | 0 | 0 | 0 | [10 empty] | Industrial | Lighting Controls - Exterior | New | Miscellaneous Manufacturing | 4.5493 | 1.0174 | 4.4715 | 0 | 0 | 0.00023552
Residential | CFL-23W | New | Multi-Family | 3.5724 | 0.56411 | 6.3328 | 0 | 0 | 0 | [10 empty] | Industrial | Efficient Lighting - Exterior | New | Primary Resources Industries | 5.8895 | 1.0383 | 5.6724 | 0 | 0 | 0.004389
Residential | CFL-23W | New | Manufactured Home | 3.5724 | 0.56411 | 6.3328 | 0 | 0 | 0 | [10 empty] | Industrial | Efficient Lighting - Exterior | Turnover | Primary Resources Industries | 5.8895 | 1.0383 | 5.6724 | 0 | 0 | 0.25771
Residential | LED - 14W | Turnover | Single Family | 4.6481 | 0.57274 | 8.1155 | 7.1472 | 7.5041 | 81.2535 | [10 empty] | Industrial | Efficient Lighting - Exterior | New | Stone/Clay/Glass/Concrete | 5.8895 | 1.0383 | 5.6724 | 0 | 0 | 0.0010405
Residential | LED - 14W | Turnover | Multi-Family | 4.6481 | 0.57274 | 8.1155 | 1.0804 | 1.1343 | 12.2825 | [10 empty] | Industrial | Efficient Lighting - Exterior | Turnover | Stone/Clay/Glass/Concrete | 5.8895 | 1.0383 | 5.6724 | 0 | 0 | 0.061093
Residential | LED - 14W | Turnover | Manufactured Home | 4.6481 | 0.57274 | 8.1155 | 0.083107 | 0.087257 | 0.94481 | [10 empty] | Industrial | Efficient Lighting - Exterior | New | Textiles and Leather | 5.8895 | 1.0383 | 5.6724 | 0 | 0 | 0.00077407
Residential | LED - 14W | New | Single Family | 4.6481 | 0.57274 | 8.1155 | 0.11105 | 0.1166 | 1.2625 | [10 empty] | Industrial | Efficient Lighting - Exterior | Turnover | Textiles and Leather | 5.8895 | 1.0383 | 5.6724 | 0 | 0 | 0.045452
Residential | LED - 14W | New | Multi-Family | 4.6481 | 0.57274 | 8.1155 | 0.016787 | 0.017625 | 0.19084 | [10 empty] | Industrial | Efficient Lighting - Exterior | New | Transportation Equipment | 5.8895 | 1.0383 | 5.6724 | 0 | 0 | 0.0031574
Residential | LED - 14W | New | Manufactured Home | 4.6481 | 0.57274 | 8.1155 | 0.0012913 | 0.0013558 | 0.01468 | [10 empty] | Industrial | Efficient Lighting - Exterior | Turnover | Transportation Equipment | 5.8895 | 1.0383 | 5.6724 | 0 | 0 | 0.1854
Residential | LED - 9W | Turnover | Single Family | 4.0961 | 0.57274 | 7.1518 | 0 | 0 | 0 | [10 empty] | Industrial | Efficient Lighting - Exterior | New | Water and Wastewater | 5.8895 | 1.0383 | 5.6724 | 0 | 0 | 1.4646e-05
Residential | LED - 9W | Turnover | Multi-Family | 4.0961 | 0.57274 | 7.1518 | 0 | 0 | 0 | [10 empty] | Industrial | Efficient Lighting - Exterior | Turnover | Water and Wastewater | 5.8895 | 1.0383 | 5.6724 | 0 | 0 | 0.00086
Residential | LED - 9W | Turnover | Manufactured Home | 4.0961 | 0.57274 | 7.1518 | 0 | 0 | 0
Residential | LED - 9W | New | Single Family | 4.0961 | 0.57274 | 7.1518 | 0 | 0 | 0
Residential | LED - 9W | New | Multi-Family | 4.0961 | 0.57274 | 7.1518 | 0 | 0 | 0
Residential | LED - 9W | New | Manufactured Home | 4.0961 | 0.57274 | 7.1518 | 0 | 0 | 0
Residential | Linear LED | Turnover | Single Family | 5.5359 | 0.64195 | 8.6236 | 0 | 1.2397e-06 | 21.2829
Residential | Linear LED | Turnover | Multi-Family | 5.5359 | 0.64195 | 8.6236 | 0 | 1.874e-07 | 3.2172
Residential | Linear LED | Turnover | Manufactured Home | 5.5359 | 0.64195 | 8.6236 | 0 | 1.4415e-08 | 0.24748
Residential | Linear LED | New | Single Family | 5.5359 | 0.64195 | 8.6236 | 0 | 1.9262e-08 | 0.33069
Residential | Linear LED | New | Multi-Family | 5.5359 | 0.64195 | 8.6236 | 0 | 2.9117e-09 | 0.049988
Residential | Linear LED | New | Manufactured Home | 5.5359 | 0.64195 | 8.6236 | 0 | 2.2398e-10 | 0.0038452
Residential | Two Speed Pool Pump | Turnover | Single Family | 2.9033 | 0.63965 | 4.5389 | 18.1442 | 0 | 33.3853
Residential | Two Speed Pool Pump | Turnover | Multi-Family | 2.9033 | 0.63965 | 4.5389 | 0 | 0 | 0
Residential | Two Speed Pool Pump | Turnover | Manufactured Home | 2.9033 | 0.63965 | 4.5389 | 0 | 0 | 0
Residential | Two Speed Pool Pump | New | Single Family | 2.9033 | 0.63965 | 4.5389 | 0.28192 | 0 | 0.51873
Residential | Two Speed Pool Pump | New | Multi-Family | 2.9033 | 0.63965 | 4.5389 | 0 | 0 | 0
Residential | Two Speed Pool Pump | New | Manufactured Home | 2.9033 | 0.63965 | 4.5389 | 0 | 0 | 0
Residential | Faucet Aerator | New | Single Family | 4.9091 | 0.56334 | 8.7142 | 0.0019984 | 0.0043017 | 0.022187
Residential | Faucet Aerator | New | Multi-Family | 3.8589 | 0.56334 | 6.8499 | 0.00036277 | 0.0007809 | 0.0040276
Residential | Faucet Aerator | New | Manufactured Home | 3.8281 | 0.56334 | 6.7953 | 1.8925e-05 | 4.0738e-05 | 0.00021011
Residential | Hot Water Pipe Insulation | Existing | Single Family | 5.3205 | 0.57896 | 9.1898 | 0.095419 | 0.2054 | 1.0594
Residential | Hot Water Pipe Insulation | Existing | Multi-Family | 4.5587 | 0.57896 | 7.874 | 0.24613 | 0.52982 | 2.7326
Residential | Hot Water Pipe Insulation | New | Single Family | 5.3205 | 0.57896 | 9.1898 | 0.0085661 | 0.018439 | 0.095104
Residential | Hot Water Pipe Insulation | New | Multi-Family | 4.5587 | 0.57896 | 7.874 | 0.0016997 | 0.0036587 | 0.018871
Residential | Smart Power Strip | Existing | Single Family | 1.461 | 0.55661 | 2.6248 | 0.16743 | 0.13064 | 1.52
Residential | Smart Power Strip | Existing | Multi-Family | 1.461 | 0.55661 | 2.6248 | 0.19578 | 0.15276 | 1.7773
Residential | Smart Power Strip | Existing | Manufactured Home | 1.461 | 0.55661 | 2.6248 | 0.0094304 | 0.0073584 | 0.085613
Residential | Smart Power Strip | New | Single Family | 1.461 | 0.55661 | 2.6248 | 0.0026015 | 0.0020299 | 0.023617
Residential | Smart Power Strip | New | Multi-Family | 1.461 | 0.55661 | 2.6248 | 0.0030419 | 0.0023736 | 0.027616
Residential | Smart Power Strip | New | Manufactured Home | 1.461 | 0.55661 | 2.6248 | 0.00014653 | 0.00011433 | 0.0013302
Commercial | Energy Star Commercial Oven | Turnover | Assembly | 3.3344 | 0.64165 | 5.1966 | 0 | 0 | 0
Commercial | Energy Star Commercial Oven | Turnover | College and University | 3.3344 | 0.64165 | 5.1966 | 0.055925 | 0.029265 | 0.34439
Commercial | Energy Star Commercial Oven | Turnover | Grocery | 3.3344 | 0.64165 | 5.1966 | 0 | 0 | 0
Commercial | Energy Star Commercial Oven | Turnover | Healthcare | 3.3344 | 0.64165 | 5.1966 | 0.027828 | 0.014562 | 0.17136
Commercial | Energy Star Commercial Oven | Turnover | Hospitals | 3.3344 | 0.64165 | 5.1966 | 0.060208 | 0.031506 | 0.37077
Commercial | Energy Star Commercial Oven | Turnover | Institutional | 3.3344 | 0.64165 | 5.1966 | 0 | 0 | 0
Commercial | Energy Star Commercial Oven | Turnover | Lodging/Hospitality | 3.3344 | 0.64165 | 5.1966 | 0.057041 | 0.029849 | 0.35126
Commercial | Energy Star Commercial Oven | Turnover | Miscellaneous | 3.3344 | 0.64165 | 5.1966 | 0 | 0 | 0
Commercial | Energy Star Commercial Oven | Turnover | Offices | 3.3344 | 0.64165 | 5.1966 | 0 | 0 | 0
Commercial | Energy Star Commercial Oven | Turnover | Restaurants | 3.3344 | 0.64165 | 5.1966 | 0.31549 | 0.16509 | 1.9428
Commercial | Energy Star Commercial Oven | Turnover | Retail | 3.3344 | 0.64165 | 5.1966 | 0 | 0 | 0
Commercial | Energy Star Commercial Oven | Turnover | Schools K-12 | 3.3344 | 0.64165 | 5.1966 | 0.039881 | 0.02087 | 0.24559
Commercial | Energy Star Commercial Oven | Turnover | Warehouse | 3.3344 | 0.64165 | 5.1966 | 0 | 0 | 0
Commercial | Energy Star Commercial Oven | New | Assembly | 3.3344 | 0.64165 | 5.1966 | 0 | 0 | 0
Commercial | Energy Star Commercial Oven | New | College and University | 3.3344 | 0.64165 | 5.1966 | 0.00083436 | 0.00043661 | 0.0051381
Commercial | Energy Star Commercial Oven | New | Grocery | 3.3344 | 0.64165 | 5.1966 | 0 | 0 | 0
Commercial | Energy Star Commercial Oven | New | Healthcare | 3.3344 | 0.64165 | 5.1966 | 0.00041517 | 0.00021725 | 0.0025566
Commercial | Energy Star Commercial Oven | New | Hospitals | 3.3344 | 0.64165 | 5.1966 | 0.00089826 | 0.00047005 | 0.0055316
Commercial | Energy Star Commercial Oven | New | Institutional | 3.3344 | 0.64165 | 5.1966 | 0 | 0 | 0
Commercial | Energy Star Commercial Oven | New | Lodging/Hospitality | 3.3344 | 0.64165 | 5.1966 | 0.00085101 | 0.00044533 | 0.0052406
Commercial | Energy Star Commercial Oven | New | Miscellaneous | 3.3344 | 0.64165 | 5.1966 | 0 | 0 | 0
Commercial | Energy Star Commercial Oven | New | Offices | 3.3344 | 0.64165 | 5.1966 | 0 | 0 | 0
Commercial | Energy Star Commercial Oven | New | Restaurants | 3.3344 | 0.64165 | 5.1966 | 0.0047069 | 0.0024631 | 0.028985
Commercial | Energy Star Commercial Oven | New | Retail | 3.3344 | 0.64165 | 5.1966 | 0 | 0 | 0
Commercial | Energy Star Commercial Oven | New | Schools K-12 | 3.3344 | 0.64165 | 5.1966 | 0.000595 | 0.00031136 | 0.0036641
Commercial | Energy Star Commercial Oven | New | Warehouse | 3.3344 | 0.64165 | 5.1966 | 0 | 0 | 0
Commercial | Heat Pump Water Heater | Turnover | Grocery | 4.7203 | 0.61163 | 7.7176 | 0.33392 | 1.7518 | 4.7594
Commercial | Heat Pump Water Heater | Turnover | Healthcare | 3.1753 | 0.60986 | 5.2066 | 0.24879 | 0.16547 | 1.4722
Commercial | Heat Pump Water Heater | Turnover | Restaurants | 3.9335 | 0.61163 | 6.4313 | 0.67068 | 3.5185 | 9.5593
Commercial | Heat Pump Water Heater | Turnover | Retail | 4.6731 | 0.61163 | 7.6404 | 0.32354 | 1.6974 | 4.6115
Commercial | Heat Pump Water Heater | Turnover | Warehouse | 4.763 | 0.60986 | 7.8099 | 0.17022 | 0.11321 | 1.0072
Commercial | Heat Pump Water Heater | New | Grocery | 4.7203 | 0.61163 | 7.7176 | 0.0048954 | 0.025682 | 0.069776
Commercial | Heat Pump Water Heater | New | Healthcare | 3.1753 | 0.60986 | 5.2066 | 0.0036149 | 0.0024044 | 0.021391
Commercial | Heat Pump Water Heater | New | Restaurants | 3.9335 | 0.61163 | 6.4313 | 0.0097975 | 0.0514 | 0.13965
Commercial | Heat Pump Water Heater | New | Retail | 4.6731 | 0.61163 | 7.6404 | 0.0047424 | 0.02488 | 0.067595
Commercial | Heat Pump Water Heater | New | Warehouse | 4.763 | 0.60986 | 7.8099 | 0.0024954 | 0.0016598 | 0.014767
Commercial | LED Street Lights | Turnover | Assembly | 5.9999 | 0.64856 | 9.2512 | 0 | 0 | 0
Commercial | LED Street Lights | Turnover | College and University | 5.9999 | 0.64856 | 9.2512 | 0 | 0 | 0
Commercial | LED Street Lights | Turnover | Grocery | 5.9999 | 0.64856 | 9.2512 | 0 | 0 | 0
Commercial | LED Street Lights | Turnover | Healthcare | 5.9999 | 0.64856 | 9.2512 | 0 | 0 | 0
Commercial | LED Street Lights | Turnover | Hospitals | 5.9999 | 0.64856 | 9.2512 | 0 | 0 | 0
Commercial | LED Street Lights | Turnover | Institutional | 5.9999 | 0.64856 | 9.2512 | 0 | 0 | 0
Commercial | LED Street Lights | Turnover | Lodging/Hospitality | 5.9999 | 0.64856 | 9.2512 | 0 | 0 | 0
Commercial | LED Street Lights | Turnover | Miscellaneous | 5.9999 | 0.64856 | 9.2512 | 0 | 0 | 0
Commercial | LED Street Lights | Turnover | Offices | 5.9999 | 0.64856 | 9.2512 | 0 | 0 | 0
Commercial | LED Street Lights | Turnover | Restaurants | 5.9999 | 0.64856 | 9.2512 | 0 | 0 | 0
Commercial | LED Street Lights | Turnover | Retail | 5.9999 | 0.64856 | 9.2512 | 0 | 0 | 0
Commercial | LED Street Lights | Turnover | Schools K-12 | 5.9999 | 0.64856 | 9.2512 | 0 | 0 | 0
Commercial | LED Street Lights | Turnover | Warehouse | 5.9999 | 0.64856 | 9.2512 | 0 | 0 | 0
Commercial | LED Street Lights | New | Assembly | 5.9999 | 0.64856 | 9.2512 | 0 | 0 | 0
Commercial | LED Street Lights | New | College and University | 5.9999 | 0.64856 | 9.2512 | 0 | 0 | 0
Commercial | LED Street Lights | New | Grocery | 5.9999 | 0.64856 | 9.2512 | 0 | 0 | 0
Commercial | LED Street Lights | New | Healthcare | 5.9999 | 0.64856 | 9.2512 | 0 | 0 | 0
Commercial | LED Street Lights | New | Hospitals | 5.9999 | 0.64856 | 9.2512 | 0 | 0 | 0
Commercial | LED Street Lights | New | Institutional | 5.9999 | 0.64856 | 9.2512 | 0 | 0 | 0
Commercial | LED Street Lights | New | Lodging/Hospitality | 5.9999 | 0.64856 | 9.2512 | 0 | 0 | 0
Commercial | LED Street Lights | New | Miscellaneous | 5.9999 | 0.64856 | 9.2512 | 0 | 0 | 0
Commercial | LED Street Lights | New | Offices | 5.9999 | 0.64856 | 9.2512 | 0 | 0 | 0
Commercial | LED Street Lights | New | Restaurants | 5.9999 | 0.64856 | 9.2512 | 0 | 0 | 0
Commercial | LED Street Lights | New | Retail | 5.9999 | 0.64856 | 9.2512 | 0 | 0 | 0
Commercial | LED Street Lights | New | Schools K-12 | 5.9999 | 0.64856 | 9.2512 | 0 | 0 | 0
Commercial | LED Street Lights | New | Warehouse | 5.9999 | 0.64856 | 9.2512 | 0 | 0 | 0
Commercial | High Efficiency PTAC | Turnover | Healthcare | 8.4788 | 0.70496 | 12.0274 | 0 | 0 | 0
Commercial | High Efficiency PTAC | Turnover | Hospitals | 7.4084 | 0.66652 | 11.1151 | 0 | 0 | 0
Commercial | High Efficiency PTAC | Turnover | Lodging/Hospitality | 6.4366 | 0.70496 | 9.1305 | 0 | 0 | 0
Commercial | High Efficiency PTAC | Turnover | Restaurants | 6.3144 | 0.70496 | 8.9571 | 0 | 0 | 0
Commercial | High Efficiency PTAC | Turnover | Retail | 4.949 | 0.70496 | 7.0202 | 0 | 0 | 0
Commercial | High Efficiency PTAC | New | Healthcare | 8.4788 | 0.70496 | 12.0274 | 0 | 0 | 0
Commercial | High Efficiency PTAC | New | Hospitals | 7.4084 | 0.66652 | 11.1151 | 0 | 0 | 0
Commercial | High Efficiency PTAC | New | Lodging/Hospitality | 6.4366 | 0.70496 | 9.1305 | 0 | 0 | 0
Commercial | High Efficiency PTAC | New | Restaurants | 6.3144 | 0.70496 | 8.9571 | 0 | 0 | 0
Commercial | High Efficiency PTAC | New | Retail | 4.949 | 0.70496 | 7.0202 | 0 | 0 | 0
Commercial | High Efficiency PTHP | Turnover | Healthcare | 8.7114 | 0.70494 | 12.3576 | 0.026385 | 1.3373e-05 | 0.12649
Commercial | High Efficiency PTHP | Turnover | Hospitals | 7.6504 | 0.66639 | 11.4804 | 0.0046398 | 0.024403 | 0.29998
Commercial | High Efficiency PTHP | Turnover | Lodging/Hospitality | 6.5932 | 0.70494 | 9.3529 | 0 | 2.2518e-05 | 0.12365
Commercial | High Efficiency PTHP | Turnover | Restaurants | 6.8619 | 0.70494 | 9.7341 | 0.0035589 | 7.6095e-06 | 0.048942
Commercial | High Efficiency PTHP | Turnover | Retail | 5.2922 | 0.70494 | 7.5073 | 0.0012987 | 2.6699e-05 | 0.14922
Commercial | High Efficiency PTHP | Turnover | Schools K-12 | 4.6179 | 0.70494 | 6.5508 | 0.0012065 | 2.6841e-05 | 0.14982
Commercial | High Efficiency PTHP | New | Healthcare | 8.7114 | 0.70494 | 12.3576 | 0.00039365 | 1.9952e-07 | 0.0018871
Commercial | High Efficiency PTHP | New | Hospitals | 7.6504 | 0.66639 | 11.4804 | 6.9223e-05 | 0.00036408 | 0.0044756
Commercial | High Efficiency PTHP | New | Lodging/Hospitality | 6.5932 | 0.70494 | 9.3529 | 0 | 3.3595e-07 | 0.0018448
Commercial | High Efficiency PTHP | New | Restaurants | 6.8619 | 0.70494 | 9.7341 | 5.3096e-05 | 1.1353e-07 | 0.00073017
Commercial | High Efficiency PTHP | New | Retail | 5.2922 | 0.70494 | 7.5073 | 1.9375e-05 | 3.9834e-07 | 0.0022263
Commercial | High Efficiency PTHP | New | Schools K-12 | 4.6179 | 0.70494 | 6.5508 | 1.8e-05 | 4.0045e-07 | 0.0022352
Commercial | High Bay Fluorescent (T5) | Turnover | Assembly | 4.3592 | 0.65029 | 6.7034 | 2.9054 | 2.8505 | 15.7108
Commercial | High Bay Fluorescent (T5) | Turnover | College and University | 6.6812 | 0.65029 | 10.2742 | 0 | 0 | 0
Commercial | High Bay Fluorescent (T5) | Turnover | Healthcare | 7.621 | 0.65029 | 11.7194 | 0 | 0 | 0
Commercial | High Bay Fluorescent (T5) | Turnover | Institutional | 5.0003 | 0.65029 | 7.6894 | 0 | 0 | 0
Commercial | High Bay Fluorescent (T5) | Turnover | Lodging/Hospitality | 5.69 | 0.65029 | 8.7499 | 0 | 0 | 0
Commercial | High Bay Fluorescent (T5) | Turnover | Miscellaneous | 6.6812 | 0.65029 | 10.2742 | 0 | 0 | 0
Commercial | High Bay Fluorescent (T5) | Turnover | Offices | 4.9306 | 0.65029 | 7.5822 | 0 | 0 | 0
Commercial | High Bay Fluorescent (T5) | Turnover | Restaurants | 5.0882 | 0.65029 | 7.8246 | 0 | 0 | 0
Commercial | High Bay Fluorescent (T5) | Turnover | Retail | 7.5543 | 0.65029 | 11.6168 | 6.3575 | 6.2375 | 34.378
Commercial | High Bay Fluorescent (T5) | Turnover | Warehouse | 5.7961 | 0.65029 | 8.9131 | 5.0625 | 4.9669 | 27.3753
Commercial | High Bay Fluorescent (T5) | New | Assembly | 4.3592 | 0.65029 | 6.7034 | 0 | 0 | 0
Commercial | High Bay Fluorescent (T5) | New | College and University | 6.6812 | 0.65029 | 10.2742 | 0 | 0 | 0
Commercial | High Bay Fluorescent (T5) | New | Healthcare | 7.621 | 0.65029 | 11.7194 | 0 | 0 | 0
Commercial | High Bay Fluorescent (T5) | New | Institutional | 5.0003 | 0.65029 | 7.6894 | 0 | 0 | 0
Commercial | High Bay Fluorescent (T5) | New | Lodging/Hospitality | 5.69 | 0.65029 | 8.7499 | 0 | 0 | 0
Commercial | High Bay Fluorescent (T5) | New | Miscellaneous | 6.6812 | 0.65029 | 10.2742 | 0 | 0 | 0
Commercial | High Bay Fluorescent (T5) | New | Offices | 4.9306 | 0.65029 | 7.5822 | 0 | 0 | 0
Commercial | High Bay Fluorescent (T5) | New | Restaurants | 5.0882 | 0.65029 | 7.8246 | 0 | 0 | 0
Commercial | High Bay Fluorescent (T5) | New | Retail | 7.5543 | 0.65029 | 11.6168 | 0 | 0 | 0
Commercial | High Bay Fluorescent (T5) | New | Warehouse | 5.7961 | 0.65029 | 8.9131 | 0 | 0 | 0
Commercial | High Bay LED | Turnover | College and University | 4.5288 | 0.65029 | 6.9643 | 0 | 0 | 0
Commercial | High Bay LED | Turnover | Grocery | 5.6959 | 0.65029 | 8.7591 | 0 | 0 | 0
Commercial | High Bay LED | Turnover | Healthcare | 5.1658 | 0.65029 | 7.9439 | 0 | 0 | 0
Commercial | High Bay LED | Turnover | Hospitals | 6.9884 | 0.65029 | 10.7466 | 0 | 0 | 0
Commercial | High Bay LED | Turnover | Miscellaneous | 4.5288 | 0.65029 | 6.9643 | 0 | 0 | 0
Commercial | High Bay LED | Turnover | Retail | 5.1206 | 0.65029 | 7.8743 | 0 | 0 | 0
Commercial | High Bay LED | New | College and University | 4.5288 | 0.65029 | 6.9643 | 0 | 0 | 0
Commercial | High Bay LED | New | Grocery | 5.6959 | 0.65029 | 8.7591 | 0 | 0 | 0
Commercial | High Bay LED | New | Healthcare | 5.1658 | 0.65029 | 7.9439 | 0 | 0 | 0
Commercial | High Bay LED | New | Hospitals | 6.9884 | 0.65029 | 10.7466 | 0 | 0 | 0
Commercial | High Bay LED | New | Miscellaneous | 4.5288 | 0.65029 | 6.9643 | 0 | 0 | 0
Commercial | High Bay LED | New | Retail | 5.1206 | 0.65029 | 7.8743 | 0 | 0 | 0
Commercial | LED Display Lighting (Interior) | Turnover | Assembly | 5.8625 | 0.64766 | 9.0519 | 0.00040588 | 9.1689e-05 | 0.0016528
Commercial | LED Display Lighting (Interior) | Turnover | Institutional | 6.7248 | 0.64766 | 10.3832 | 0.00017869 | 4.0367e-05 | 0.00072768
Commercial | LED Display Lighting (Interior) | Turnover | Lodging/Hospitality | 7.8958 | 0.66851 | 11.811 | 7.1586e-06 | 5.1545e-10 | 2.9514e-05
Commercial | LED Display Lighting (Interior) | Turnover | Offices | 6.631 | 0.64766 | 10.2384 | 4.175e-05 | 9.4314e-06 | 0.00017002
Commercial | LED Display Lighting (Interior) | Turnover | Restaurants | 7.0608 | 0.66851 | 10.562 | 1.4955e-05 | 1.0768e-09 | 6.1659e-05
Commercial | LED Display Lighting (Interior) | Turnover | Schools K-12 | 4.8494 | 0.64766 | 7.4876 | 0.00035611 | 8.0445e-05 | 0.0014502
Commercial | LED Display Lighting (Interior) | Turnover | Warehouse | 7.7949 | 0.64766 | 12.0356 | 0.0001392 | 3.1446e-05 | 0.00056687
Commercial | LED Display Lighting (Interior) | New | Assembly | 5.8625 | 0.64766 | 9.0519 | 0 | 0 | 0
Commercial | LED Display Lighting (Interior) | New | Institutional | 6.7248 | 0.64766 | 10.3832 | 0 | 0 | 0
Commercial | LED Display Lighting (Interior) | New | Lodging/Hospitality | 7.8958 | 0.66851 | 11.811 | 0 | 0 | 0
Commercial | LED Display Lighting (Interior) | New | Offices | 6.631 | 0.64766 | 10.2384 | 0 | 0 | 0
Commercial | LED Display Lighting (Interior) | New | Restaurants | 7.0608 | 0.66851 | 10.562 | 0 | 0 | 0
Commercial | LED Display Lighting (Interior) | New | Schools K-12 | 4.8494 | 0.64766 | 7.4876 | 0 | 0 | 0
Commercial | LED Display Lighting (Interior) | New | Warehouse | 7.7949 | 0.64766 | 12.0356 | 0 | 0 | 0
Commercial | LED Linear - Fixture Replacement | Turnover | Schools K-12 | 7.6656 | 0.6475 | 11.8387 | 1.764 | 0.40354 | 7.2771
Commercial | LED Linear - Fixture Replacement | New | Schools K-12 | 7.6656 | 0.6475 | 11.8387 | 0 | 0 | 0
Commercial | LED Linear - Lamp Replacement | Turnover | Assembly | 7.2624 | 0.64734 | 11.2188 | 0.42463 | 0.097494 | 1.7579
Commercial | LED Linear - Lamp Replacement | Turnover | Schools K-12 | 6.0074 | 0.64734 | 9.2801 | 0.35438 | 0.081366 | 1.4671
Commercial | LED Linear - Lamp Replacement | New | Assembly | 7.2624 | 0.64734 | 11.2188 | 0 | 0 | 0
Commercial | LED Linear - Lamp Replacement | New | Schools K-12 | 6.0074 | 0.64734 | 9.2801 | 0 | 0 | 0
Commercial | ENERGY STAR Water Cooler | Turnover | Assembly | 3.3371 | 0.61925 | 5.3889 | 0 | 0 | 0
Commercial | ENERGY STAR Water Cooler | Turnover | College and University | 3.3371 | 0.61925 | 5.3889 | 0 | 0 | 0
Commercial | ENERGY STAR Water Cooler | Turnover | Grocery | 3.3371 | 0.61925 | 5.3889 | 0 | 0 | 0
Commercial | ENERGY STAR Water Cooler | Turnover | Healthcare | 3.3371 | 0.61925 | 5.3889 | 0 | 0 | 0
Commercial | ENERGY STAR Water Cooler | Turnover | Hospitals | 3.3371 | 0.61925 | 5.3889 | 0 | 0 | 0
Commercial | ENERGY STAR Water Cooler | Turnover | Institutional | 3.3371 | 0.61925 | 5.3889 | 0.0070111 | 0.0070111 | 0.040314
Commercial | ENERGY STAR Water Cooler | Turnover | Lodging/Hospitality | 3.3371 | 0.61925 | 5.3889 | 0 | 0 | 0
Commercial | ENERGY STAR Water Cooler | Turnover | Miscellaneous | 3.3371 | 0.61925 | 5.3889 | 0 | 0 | 0
Commercial | ENERGY STAR Water Cooler | Turnover | Offices | 3.3371 | 0.61925 | 5.3889 | 0.17995 | 0.17995 | 1.0347
Commercial | ENERGY STAR Water Cooler | Turnover | Restaurants | 3.3371 | 0.61925 | 5.3889 | 0 | 0 | 0
Commercial | ENERGY STAR Water Cooler | Turnover | Retail | 3.3371 | 0.61925 | 5.3889 | 0 | 0 | 0
Commercial | ENERGY STAR Water Cooler | Turnover | Schools K-12 | 3.3371 | 0.61925 | 5.3889 | 0 | 0 | 0
Commercial | ENERGY STAR Water Cooler | Turnover | Warehouse | 3.3371 | 0.61925 | 5.3889 | 0 | 0 | 0
Commercial | ENERGY STAR Water Cooler | New | Assembly | 3.3371 | 0.61925 | 5.3889 | 0 | 0 | 0
Commercial | ENERGY STAR Water Cooler | New | College and University | 3.3371 | 0.61925 | 5.3889 | 0 | 0 | 0
Commercial | ENERGY STAR Water Cooler | New | Grocery | 3.3371 | 0.61925 | 5.3889 | 0 | 0 | 0
Commercial | ENERGY STAR Water Cooler | New | Healthcare | 3.3371 | 0.61925 | 5.3889 | 0 | 0 | 0
Commercial | ENERGY STAR Water Cooler | New | Hospitals | 3.3371 | 0.61925 | 5.3889 | 0 | 0 | 0
Commercial | ENERGY STAR Water Cooler | New | Institutional | 3.3371 | 0.61925 | 5.3889 | 0.0001046 | 0.0001046 | 0.00060145
Commercial | ENERGY STAR Water Cooler | New | Lodging/Hospitality | 3.3371 | 0.61925 | 5.3889 | 0 | 0 | 0
Commercial | ENERGY STAR Water Cooler | New | Miscellaneous | 3.3371 | 0.61925 | 5.3889 | 0 | 0 | 0
Commercial | ENERGY STAR Water Cooler | New | Offices | 3.3371 | 0.61925 | 5.3889 | 0.0044746 | 0.0044746 | 0.025728
Commercial | ENERGY STAR Water Cooler | New | Restaurants | 3.3371 | 0.61925 | 5.3889 | 0 | 0 | 0
Commercial | ENERGY STAR Water Cooler | New | Retail | 3.3371 | 0.61925 | 5.3889 | 0 | 0 | 0
Commercial | ENERGY STAR Water Cooler | New | Schools K-12 | 3.3371 | 0.61925 | 5.3889 | 0 | 0 | 0
Commercial | ENERGY STAR Water Cooler | New | Warehouse | 3.3371 | 0.61925 | 5.3889 | 0 | 0 | 0
Commercial | Heat Pump Pool Heater | Turnover | Assembly | 7.2006 | 0.60985 | 11.8071 | 0 | 0.00019334 | 0.0052928
Commercial | Heat Pump Pool Heater | Turnover | College and University | 7.2006 | 0.60985 | 11.8071 | 0 | 0 | 0
Commercial | Heat Pump Pool Heater | Turnover | Grocery | 7.2006 | 0.60985 | 11.8071 | 0 | 0 | 0
Commercial | Heat Pump Pool Heater | Turnover | Healthcare | 7.2006 | 0.60985 | 11.8071 | 0 | 0 | 0
Commercial | Heat Pump Pool Heater | Turnover | Hospitals | 7.2006 | 0.60985 | 11.8071 | 0 | 0 | 0
Commercial | Heat Pump Pool Heater | Turnover | Institutional | 7.2006 | 0.60985 | 11.8071 | 0 | 0 | 0
Commercial | Heat Pump Pool Heater | Turnover | Lodging/Hospitality | 7.2006 | 0.60985 | 11.8071 | 0 | 0.0078313 | 0.21438
Commercial | Heat Pump Pool Heater | Turnover | Miscellaneous | 7.2006 | 0.60985 | 11.8071 | 0 | 0 | 0
Commercial | Heat Pump Pool Heater | Turnover | Offices | 7.2006 | 0.60985 | 11.8071 | 0 | 0 | 0
Commercial | Heat Pump Pool Heater | Turnover | Restaurants | 7.2006 | 0.60985 | 11.8071 | 0 | 0 | 0
Commercial | Heat Pump Pool Heater | Turnover | Retail | 7.2006 | 0.60985 | 11.8071 | 0 | 0 | 0
Commercial | Heat Pump Pool Heater | Turnover | Schools K-12 | 7.2006 | 0.60985 | 11.8071 | 0 | 0 | 0
Commercial | Heat Pump Pool Heater | Turnover | Warehouse | 7.2006 | 0.60985 | 11.8071 | 0 | 0 | 0
Commercial | Heat Pump Pool Heater | New | Assembly | 7.2006 | 0.60985 | 11.8071 | 0 | 2.8845e-06 | 7.8964e-05
Commercial | Heat Pump Pool Heater | New | College and University | 7.2006 | 0.60985 | 11.8071 | 0 | 0 | 0
Commercial | Heat Pump Pool Heater | New | Grocery | 7.2006 | 0.60985 | 11.8071 | 0 | 0 | 0
Commercial | Heat Pump Pool Heater | New | Healthcare | 7.2006 | 0.60985 | 11.8071 | 0 | 0 | 0
Commercial | Heat Pump Pool Heater | New | Hospitals | 7.2006 | 0.60985 | 11.8071 | 0 | 0 | 0
Commercial | Heat Pump Pool Heater | New | Institutional | 7.2006 | 0.60985 | 11.8071 | 0 | 0 | 0
Commercial | Heat Pump Pool Heater | New | Lodging/Hospitality | 7.2006 | 0.60985 | 11.8071 | 0 | 0.00011684 | 0.0031984
Commercial | Heat Pump Pool Heater | New | Miscellaneous | 7.2006 | 0.60985 | 11.8071 | 0 | 0 | 0
Commercial | Heat Pump Pool Heater | New | Offices | 7.2006 | 0.60985 | 11.8071 | 0 | 0 | 0
Commercial | Heat Pump Pool Heater | New | Restaurants | 7.2006 | 0.60985 | 11.8071 | 0 | 0 | 0
Commercial | Heat Pump Pool Heater | New | Retail | 7.2006 | 0.60985 | 11.8071 | 0 | 0 | 0
Commercial | Heat Pump Pool Heater | New | Schools K-12 | 7.2006 | 0.60985 | 11.8071 | 0 | 0 | 0
Commercial | Heat Pump Pool Heater | New | Warehouse | 7.2006 | 0.60985 | 11.8071 | 0 | 0 | 0
Commercial | Two Speed Pool Pump | Turnover | Assembly | 4.5303 | 0.62236 | 7.2793 | 0.00023135 | 3.591e-05 | 0.00098303
Commercial | Two Speed Pool Pump | Turnover | College and University | 4.5303 | 0.62236 | 7.2793 | 0 | 0 | 0
Commercial | Two Speed Pool Pump | Turnover | Grocery | 4.5303 | 0.62236 | 7.2793 | 0 | 0 | 0
Commercial | Two Speed Pool Pump | Turnover | Healthcare | 4.5303 | 0.62236 | 7.2793 | 0 | 0 | 0
Commercial | Two Speed Pool Pump | Turnover | Hospitals | 4.5303 | 0.62236 | 7.2793 | 0 | 0 | 0
Commercial | Two Speed Pool Pump | Turnover | Institutional | 4.5303 | 0.62236 | 7.2793 | 0 | 0 | 0
Commercial | Two Speed Pool Pump | Turnover | Lodging/Hospitality | 4.5303 | 0.62236 | 7.2793 | 0.0093707 | 0.0014545 | 0.039818
Commercial | Two Speed Pool Pump | Turnover | Miscellaneous | 4.5303 | 0.62236 | 7.2793 | 0 | 0 | 0
Commercial | Two Speed Pool Pump | Turnover | Offices | 4.5303 | 0.62236 | 7.2793 | 0 | 0 | 0
Commercial | Two Speed Pool Pump | Turnover | Restaurants | 4.5303 | 0.62236 | 7.2793 | 0 | 0 | 0
Commercial | Two Speed Pool Pump | Turnover | Retail | 4.5303 | 0.62236 | 7.2793 | 0 | 0 | 0
Commercial | Two Speed Pool Pump | Turnover | Schools K-12 | 4.5303 | 0.62236 | 7.2793 | 0 | 0 | 0
Commercial | Two Speed Pool Pump | Turnover | Warehouse | 4.5303 | 0.62236 | 7.2793 | 0 | 0 | 0
Commercial | Two Speed Pool Pump | New | Assembly | 4.5303 | 0.62236 | 7.2793 | 1.2507e-06 | 1.9413e-07 | 5.3143e-06
Commercial | Two Speed Pool Pump | New | College and University | 4.5303 | 0.62236 | 7.2793 | 0 | 0 | 0
Commercial | Two Speed Pool Pump | New | Grocery | 4.5303 | 0.62236 | 7.2793 | 0 | 0 | 0
Commercial | Two Speed Pool Pump | New | Healthcare | 4.5303 | 0.62236 | 7.2793 | 0 | 0 | 0
Commercial | Two Speed Pool Pump | New | Hospitals | 4.5303 | 0.62236 | 7.2793 | 0 | 0 | 0
Commercial | Two Speed Pool Pump | New | Institutional | 4.5303 | 0.62236 | 7.2793 | 0 | 0 | 0
Commercial | Two Speed Pool Pump | New | Lodging/Hospitality | 4.5303 | 0.62236 | 7.2793 | 5.0658e-05 | 7.8633e-06 | 0.00021526
Commercial | Two Speed Pool Pump | New | Miscellaneous | 4.5303 | 0.62236 | 7.2793 | 0 | 0 | 0
Commercial | Two Speed Pool Pump | New | Offices | 4.5303 | 0.62236 | 7.2793 | 0 | 0 | 0
Commercial | Two Speed Pool Pump | New | Restaurants | 4.5303 | 0.62236 | 7.2793 | 0 | 0 | 0
Commercial | Two Speed Pool Pump | New | Retail | 4.5303 | 0.62236 | 7.2793 | 0 | 0 | 0
Commercial | Two Speed Pool Pump | New | Schools K-12 | 4.5303 | 0.62236 | 7.2793 | 0 | 0 | 0
Commercial | Two Speed Pool Pump | New | Warehouse | 4.5303 | 0.62236 | 7.2793 | 0 | 0 | 0
Commercial | Energy Star PCs | Turnover | Assembly | 1.3433 | 0.59304 | 2.2651 | 0.0067719 | 0 | 0.047549
Commercial | Energy Star PCs | Turnover | College and University | 1.3669 | 0.59992 | 2.2785 | 0.016287 | 0.016287 | 0.084867
Commercial | Energy Star PCs | Turnover | Grocery | 1.3602 | 0.6005 | 2.2651 | 0.014761 | 0.0057253 | 0.10364
Commercial | Energy Star PCs | Turnover | Healthcare | 1.3602 | 0.6005 | 2.2651 | 0.0043228 | 0.0016767 | 0.030353
Commercial | Energy Star PCs | Turnover | Hospitals | 1.3669 | 0.59992 | 2.2785 | 0.012918 | 0.012918 | 0.067316
Commercial | Energy Star PCs | Turnover | Institutional | 1.3433 | 0.59304 | 2.2651 | 0.0031961 | 0 | 0.022442
Commercial | Energy Star PCs | Turnover | Lodging/Hospitality | 1.3602 | 0.6005 | 2.2651 | 0.012783 | 0.0049582 | 0.089757
Commercial | Energy Star PCs | Turnover | Miscellaneous | 1.3433 | 0.59304 | 2.2651 | 0.03317 | 0 | 0.23291
Commercial | Energy Star PCs | Turnover | Offices | 1.3602 | 0.6005 | 2.2651 | 0.1575 | 0.061091 | 1.1059
Commercial | Energy Star PCs | Turnover | Restaurants | 1.3433 | 0.59304 | 2.2651 | 0.0041032 | 0 | 0.028811
Commercial | Energy Star PCs | Turnover | Retail | 1.3602 | 0.6005 | 2.2651 | 0.040694 | 0.015784 | 0.28573
Commercial | Energy Star PCs | Turnover | Schools K-12 | 1.3602 | 0.6005 | 2.2651 | 0.012829 | 0.0049762 | 0.090081
Commercial | Energy Star PCs | Turnover | Warehouse | 1.3433 | 0.59304 | 2.2651 | 0.015228 | 0 | 0.10693
Commercial | Energy Star PCs | New | Assembly | 1.3433 | 0.59304 | 2.2651 | 0.00010103 | 0 | 0.0007094
Commercial | Energy Star PCs | New | College and University | 1.3669 | 0.59992 | 2.2785 | 0.00024298 | 0.00024298 | 0.0012662
Commercial | Energy Star PCs | New | Grocery | 1.3602 | 0.6005 | 2.2651 | 0.00022022 | 8.5417e-05 | 0.0015463
Commercial | Energy Star PCs | New | Healthcare | 1.3602 | 0.6005 | 2.2651 | 6.4493e-05 | 2.5015e-05 | 0.00045284
Commercial | Energy Star PCs | New | Hospitals | 1.3669 | 0.59992 | 2.2785 | 0.00019273 | 0.00019273 | 0.0010043
Commercial | Energy Star PCs | New | Institutional | 1.3433 | 0.59304 | 2.2651 | 4.7684e-05 | 0 | 0.00033481
Commercial | Energy Star PCs | New | Lodging/Hospitality | 1.3602 | 0.6005 | 2.2651 | 0.00019071 | 7.3974e-05 | 0.0013391
Commercial | Energy Star PCs | New | Miscellaneous | 1.3433 | 0.59304 | 2.2651 | 0.00049488 | 0 | 0.0034748
Commercial | Energy Star PCs | New | Offices | 1.3602 | 0.6005 | 2.2651 | 0.0023498 | 0.00091144 | 0.016499
Commercial | Energy Star PCs | New | Restaurants | 1.3433 | 0.59304 | 2.2651 | 6.1217e-05 | 0 | 0.00042984
Commercial | Energy Star PCs | New | Retail | 1.3602 | 0.6005 | 2.2651 | 0.00060712 | 0.00023549 | 0.004263
Commercial | Energy Star PCs | New | Schools K-12 | 1.3602 | 0.6005 | 2.2651 | 0.0001914 | 7.4241e-05 | 0.001344
Commercial | Energy Star PCs | New | Warehouse | 1.3433 | 0.59304 | 2.2651 | 0.0002272 | 0 | 0.0015953
Commercial | Energy Star Commercial Glass Door Refrigerator | Turnover | Assembly | 3.4553 | 0.63301 | 5.4584 | 0 | 0 | 0
Commercial | Energy Star Commercial Glass Door Refrigerator | Turnover | College and University | 3.4266 | 0.62899 | 5.4477 | 0 | 0 | 0
Commercial | Energy Star Commercial Glass Door Refrigerator | Turnover | Grocery | 3.4553 | 0.63301 | 5.4584 | 3.2435 | 1.1156 | 22.2092
Commercial | Energy Star Commercial Glass Door Refrigerator | Turnover | Healthcare | 3.4266 | 0.62899 | 5.4477 | 0 | 0 | 0
Commercial | Energy Star Commercial Glass Door Refrigerator | Turnover | Hospitals | 3.4266 | 0.62899 | 5.4477 | 0 | 0 | 0
Commercial | Energy Star Commercial Glass Door Refrigerator | Turnover | Institutional | 3.4553 | 0.63301 | 5.4584 | 0 | 0 | 0
Commercial | Energy Star Commercial Glass Door Refrigerator | Turnover | Lodging/Hospitality | 3.4266 | 0.62899 | 5.4477 | 0 | 0 | 0
Commercial | Energy Star Commercial Glass Door Refrigerator | Turnover | Miscellaneous | 3.4553 | 0.63301 | 5.4584 | 0 | 0 | 0
Commercial | Energy Star Commercial Glass Door Refrigerator | Turnover | Offices | 3.4553 | 0.63301 | 5.4584 | 0 | 0 | 0
Commercial | Energy Star Commercial Glass Door Refrigerator | Turnover | Restaurants | 3.4266 | 0.62899 | 5.4477 | 0 | 0 | 0
Commercial | Energy Star Commercial Glass Door Refrigerator | Turnover | Retail | 3.4553 | 0.63301 | 5.4584 | 0.043867 | 0.015088 | 0.30037
Commercial | Energy Star Commercial Glass Door Refrigerator | Turnover | Schools K-12 | 3.4266 | 0.62899 | 5.4477 | 0 | 0 | 0
Commercial | Energy Star Commercial Glass Door Refrigerator | Turnover | Warehouse | 3.4553 | 0.63301 | 5.4584 | 0 | 0 | 0
Commercial | Energy Star Commercial Glass Door Refrigerator | New | Assembly | 3.4553 | 0.63301 | 5.4584 | 0 | 0 | 0
Commercial | Energy Star Commercial Glass Door Refrigerator | New | College and University | 3.4266 | 0.62899 | 5.4477 | 0 | 0 | 0
Commercial | Energy Star Commercial Glass Door Refrigerator | New | Grocery | 3.4553 | 0.63301 | 5.4584 | 0.00067261 | 0.00023134 | 0.0046056
Commercial | Energy Star Commercial Glass Door Refrigerator | New | Healthcare | 3.4266 | 0.62899 | 5.4477 | 0 | 0 | 0
Commercial | Energy Star Commercial Glass Door Refrigerator | New | Hospitals | 3.4266 | 0.62899 | 5.4477 | 0 | 0 | 0
Commercial | Energy Star Commercial Glass Door Refrigerator | New | Institutional | 3.4553 | 0.63301 | 5.4584 | 0 | 0 | 0
Commercial | Energy Star Commercial Glass Door Refrigerator | New | Lodging/Hospitality | 3.4266 | 0.62899 | 5.4477 | 0 | 0 | 0
Commercial | Energy Star Commercial Glass Door Refrigerator | New | Miscellaneous | 3.4553 | 0.63301 | 5.4584 | 0 | 0 | 0
Commercial | Energy Star Commercial Glass Door Refrigerator | New | Offices | 3.4553 | 0.63301 | 5.4584 | 0 | 0 | 0
Commercial | Energy Star Commercial Glass Door Refrigerator | New | Restaurants | 3.4266 | 0.62899 | 5.4477 | 0 | 0 | 0
Commercial | Energy Star Commercial Glass Door Refrigerator | New | Retail | 3.4553 | 0.63301 | 5.4584 | 8.642e-06 | 2.9724e-06 | 5.9175e-05
Commercial | Energy Star Commercial Glass Door Refrigerator | New | Schools K-12 | 3.4266 | 0.62899 | 5.4477 | 0 | 0 | 0
Commercial | Energy Star Commercial Glass Door Refrigerator | New | Warehouse | 3.4553 | 0.63301 | 5.4584 | 0 | 0 | 0
Commercial | Hot Water Pipe Insulation | Existing | Assembly | 4.8905 | 0.63015 | 7.7609 | 0.0064137 | 0.0072081 | 0.057411
Commercial | Hot Water Pipe Insulation | Existing | College and University | 4.8964 | 0.63072 | 7.7631 | 0.0045393 | 0.0045393 | 0.039764
Commercial | Hot Water Pipe Insulation | Existing | Grocery | 4.8595 | 0.62865 | 7.73 | 0.0047481 | 0.0082085 | 0.060338
Commercial | Hot Water Pipe Insulation | Existing | Healthcare | 4.8905 | 0.63015 | 7.7609 | 0.0031336 | 0.0035217 | 0.02805
Commercial | Hot Water Pipe Insulation | Existing | Hospitals | 4.8964 | 0.63072 | 7.7631 | 0.0020211 | 0.0020211 | 0.017705
Commercial | Hot Water Pipe Insulation | Existing | Institutional | 4.8905 | 0.63015 | 7.7609 | 0.0020259 | 0.0022768 | 0.018134
Commercial | Hot Water Pipe Insulation | Existing | Lodging/Hospitality | 4.8595 | 0.62865 | 7.73 | 0.0064498 | 0.01115 | 0.081963
Commercial | Hot Water Pipe Insulation | Existing | Miscellaneous | 4.8905 | 0.63015 | 7.7609 | 0.013088 | 0.014709 | 0.11715
Commercial | Hot Water Pipe Insulation | Existing | Offices | 4.8905 | 0.63015 | 7.7609 | 0.0066995 | 0.0075293 | 0.059969
Commercial | Hot Water Pipe Insulation | Existing | Restaurants | 4.8595 | 0.62865 | 7.73 | 0.011453 | 0.019799 | 0.14554
Commercial | Hot Water Pipe Insulation | Existing | Retail | 4.8595 | 0.62865 | 7.73 | 0.0046472 | 0.008034 | 0.059056
Commercial | Hot Water Pipe Insulation | Existing | Schools K-12 | 4.8905 | 0.63015 | 7.7609 | 0.023832 | 0.026784 | 0.21333
Commercial | Hot Water Pipe Insulation | Existing | Warehouse | 4.8905 | 0.63015 | 7.7609 | 0.0014265 | 0.0016032 | 0.012769
Commercial | Hot Water Pipe Insulation | New | Assembly | 4.8905 | 0.63015 | 7.7609 | 0.00052247 | 0.00058718 | 0.0046768
Commercial | Hot Water Pipe Insulation | New | College and University | 4.8964 | 0.63072 | 7.7631 | 0.00036977 | 0.00036977 | 0.0032393
Commercial | Hot Water Pipe Insulation | New | Grocery | 4.8595 | 0.62865 | 7.73 | 0.00038679 | 0.00066867 | 0.0049152
Commercial | Hot Water Pipe Insulation | New | Healthcare | 4.8905 | 0.63015 | 7.7609 | 0.00025527 | 0.00028688 | 0.002285
Commercial | Hot Water Pipe Insulation | New | Hospitals | 4.8964 | 0.63072 | 7.7631 | 0.00016464 | 0.00016464 | 0.0014423
Commercial | Hot Water Pipe Insulation | New | Institutional | 4.8905 | 0.63015 | 7.7609 | 3.1595e-05 | 3.5509e-05 | 0.00028282
Commercial | Hot Water Pipe Insulation | New | Lodging/Hospitality | 4.8595 | 0.62865 | 7.73 | 0.00052541 | 0.00090832 | 0.0066768
Commercial | Hot Water Pipe Insulation | New | Miscellaneous | 4.8905 | 0.63015 | 7.7609 | 0.00020412 | 0.0002294 | 0.0018271
Commercial | Hot Water Pipe Insulation | New | Offices | 4.8905 | 0.63015 | 7.7609 | 0.00054575 | 0.00061334 | 0.0048851
Commercial | Hot Water Pipe Insulation | New | Restaurants | 4.8595 | 0.62865 | 7.73 | 0.00093296 | 0.0016129 | 0.011856
Commercial | Hot Water Pipe Insulation | New | Retail | 4.8595 | 0.62865 | 7.73 | 0.00037857 | 0.00065446 | 0.0048108
Commercial | Hot Water Pipe Insulation | New | Schools K-12 | 4.8905 | 0.63015 | 7.7609 | 0.0019414 | 0.0021819 | 0.017378
Commercial | Hot Water Pipe Insulation | New | Warehouse | 4.8905 | 0.63015 | 7.7609 | 0.00011621 | 0.0001306 | 0.0010402
Commercial | Chilled Water Controls Optimization | Existing | Institutional | 5.0528 | 0.63536 | 7.9526 | 0.16125 | 1.8056e-05 | 0.44213
Commercial | Chilled Water Controls Optimization | Existing | Warehouse | 3.2874 | 0.63536 | 5.174 | 0 | 0 | 0
Commercial | Chilled Water Controls Optimization | New | Institutional | 5.0528 | 0.63536 | 7.9526 | 0.0036086 | 4.0408e-07 | 0.0098944
Commercial | Chilled Water Controls Optimization | New | Warehouse | 3.2874 | 0.63536 | 5.174 | 0 | 0 | 0
Commercial | Duct Sealing Repair | Existing | Lodging/Hospitality | 4.8386 | 0.67164 | 7.2042 | 0 | 0 | 0
Commercial | Duct Sealing Repair | Existing | Miscellaneous | 6.5849 | 0.67164 | 9.8041 | 0 | 0 | 0
Commercial | Duct Sealing Repair | New | Lodging/Hospitality | 4.8386 | 0.67164 | 7.2042 | 0 | 0 | 0
Commercial | Duct Sealing Repair | New | Miscellaneous | 6.5849 | 0.67164 | 9.8041 | 0 | 0 | 0
Commercial | ECM Motors on Furnaces | Existing | Grocery | 4.9947 | 0.63096 | 7.916 | 0 | 0 | 0
Commercial | ECM Motors on Furnaces | Existing | Healthcare | 4.6917 | 0.65014 | 7.2165 | 0 | 0 | 0.00078881
Commercial | ECM Motors on Furnaces | Existing | Hospitals | 5.2296 | 0.63693 | 8.2106 | 0 | 0.00014235 | 0.00093292
Commercial | ECM Motors on Furnaces | Existing | Retail | 6.7138 | 0.63096 | 10.6406 | 0 | 7.6562e-05 | 0.00067069
Commercial | ECM Motors on Furnaces | Existing | Schools K-12 | 6.3673 | 0.65014 | 9.7938 | 0 | 0 | 0
Commercial | ECM Motors on Furnaces | New | Grocery | 4.9947 | 0.63096 | 7.916 | 0 | 0 | 0
Commercial | ECM Motors on Furnaces | New | Healthcare | 4.6917 | 0.65014 | 7.2165 | 0 | 0 | 1.1768e-05
Commercial | ECM Motors on Furnaces | New | Hospitals | 5.2296 | 0.63693 | 8.2106 | 0 | 2.1238e-06 | 1.3918e-05
Commercial | ECM Motors on Furnaces | New | Retail | 6.7138 | 0.63096 | 10.6406 | 0 | 1.1423e-06 | 1.0006e-05
Commercial | ECM Motors on Furnaces | New | Schools K-12 | 6.3673 | 0.65014 | 9.7938 | 0 | 0 | 0
Commercial | Facility Energy Management System | Existing | Institutional | 4.3711 | 0.64845 | 6.7408 | 0.17313 | 0.0083716 | 0.90244
Commercial | Facility Energy Management System | New | Institutional | 4.3711 | 0.64845 | 6.7408 | 0.00094963 | 4.6053e-05 | 0.0049513
Commercial | Programmable Thermostat | Existing | Grocery | 4.6326 | 0.83908 | 5.521 | 0 | 0 | 0
Commercial | Programmable Thermostat | New | Grocery | 4.6326 | 0.83908 | 5.521 | 0 | 0 | 0
Commercial | Smart Thermostat | Existing | Grocery | 8.2183 | 0.83908 | 9.7945 | 0.81349 | 0 | 2.1952
Commercial | Smart Thermostat | Existing | Restaurants | 6.8508 | 0.83908 | 8.1647 | 0.67401 | -0.00016693 | 2.0562
Commercial | Smart Thermostat | New | Grocery | 8.2183 | 0.83908 | 9.7945 | 0.012137 | 0 | 0.032751
Commercial | Smart Thermostat | New | Restaurants | 6.8508 | 0.83908 | 8.1647 | 0.010056 | -2.4906e-06 | 0.030677
Commercial | Interior Lighting Controls | Existing | Hospitals | 2.4086 | 0.58484 | 4.1185 | 0 | 0 | 3.1063
Commercial | Interior Lighting Controls | New | Hospitals | 2.4086 | 0.58484 | 4.1185 | 0 | 0 | 0.046467
Commercial | Smart Strip Plug Outlet | Existing | Assembly | 1.2132 | 0.59123 | 2.0519 | 0.0027311 | 0 | 0.018367
Commercial | Smart Strip Plug Outlet | Existing | College and University | 1.6137 | 0.59858 | 2.6959 | 0.0043614 | 0.0030311 | 0.029331
Commercial | Smart Strip Plug Outlet | Existing | Grocery | 1.563 | 0.59858 | 2.6112 | 0.0032391 | 0.0022511 | 0.021783
Commercial | Smart Strip Plug Outlet | Existing | Healthcare | 2.1966 | 0.59858 | 3.6697 | 0.0012846 | 0.00089279 | 0.0086393
Commercial | Smart Strip Plug Outlet | Existing | Institutional | 1.9806 | 0.59123 | 3.35 | 0.0012546 | 0 | 0.0084373
Commercial | Smart Strip Plug Outlet | Existing | Lodging/Hospitality | 1.8036 | 0.59858 | 3.0132 | 0.0046671 | 0.0032436 | 0.031387
Commercial | Smart Strip Plug Outlet | Existing | Offices | 1.5244 | 0.59858 | 2.5466 | 0.058919 | 0.040948 | 0.39625
Commercial | Smart Strip Plug Outlet | Existing | Restaurants | 1.4515 | 0.59123 | 2.4551 | 0.0010841 | 0 | 0.0072906
Commercial | Smart Strip Plug Outlet | Existing | Schools K-12 | 2.2128 | 0.59858 | 3.6968 | 0.003959 | 0.0027514 | 0.026625
Commercial | Smart Strip Plug Outlet | New | Assembly | 1.2132 | 0.59123 | 2.0519 | 4.0746e-05 | 0 | 0.00027403
Commercial | Smart Strip Plug Outlet | New | College and University | 1.6137 | 0.59858 | 2.6959 | 6.5069e-05 | 4.5222e-05 | 0.0004376
Commercial | Smart Strip Plug Outlet | New | Grocery | 1.563 | 0.59858 | 2.6112 | 4.8325e-05 | 3.3585e-05 | 0.00032499
Commercial | Smart Strip Plug Outlet | New | Healthcare | 2.1966 | 0.59858 | 3.6697 | 1.9166e-05 | 1.332e-05 | 0.00012889
Commercial | Smart Strip Plug Outlet | New | Institutional | 1.9806 | 0.59123 | 3.35 | 1.8717e-05 | 0 | 0.00012588
Commercial | Smart Strip Plug Outlet | New | Lodging/Hospitality | 1.8036 | 0.59858 | 3.0132 | 6.963e-05 | 4.8392e-05 | 0.00046828
Commercial | Smart Strip Plug Outlet | New | Offices | 1.5244 | 0.59858 | 2.5466 | 0.00087904 | 0.00061092 | 0.0059117
Commercial | Smart Strip Plug Outlet | New | Restaurants | 1.4515 | 0.59123 | 2.4551 | 1.6174e-05 | 0 | 0.00010877
Commercial | Smart Strip Plug Outlet | New | Schools K-12 | 2.2128 | 0.59858 | 3.6968 | 5.9065e-05 | 4.1049e-05 | 0.00039722
Commercial | Anti-Sweat Controls | Existing | Assembly | 2.4524 | 0.60049 | 4.0841 | 0.00067439 | 0.00067802 | 0.0084385
Commercial | Anti-Sweat Controls | Existing | College and University | 2.4826 | 0.60424 | 4.1087 | 0 | 0 | 0
Commercial | Anti-Sweat Controls | Existing | Grocery | 2.4524 | 0.60049 | 4.0841 | 0.95655 | 0.9617 | 11.9691
Commercial | Anti-Sweat Controls | Existing | Healthcare | 2.4826 | 0.60424 | 4.1087 | 0.00020998 | 0.00017588 | 0.0016195
Commercial | Anti-Sweat Controls | Existing | Hospitals | 2.4826 | 0.60424 | 4.1087 | 0.0087196 | 0.0073037 | 0.067252
Commercial | Anti-Sweat Controls | Existing | Institutional | 2.4524 | 0.60049 | 4.0841 | 0 | 0 | 0
Commercial | Anti-Sweat Controls | Existing | Lodging/Hospitality | 2.4826 | 0.60424 | 4.1087 | 0.0074486 | 0.0062391 | 0.057449
Commercial | Anti-Sweat Controls | Existing | Miscellaneous | 2.4524 | 0.60049 | 4.0841 | 0 | 0 | 0
Commercial | Anti-Sweat Controls | Existing | Offices | 2.4524 | 0.60049 | 4.0841 | 0 | 0 | 0
Commercial | Anti-Sweat Controls | Existing | Restaurants | 2.4826 | 0.60424 | 4.1087 | 0.12641 | 0.10588 | 0.97494
Commercial | Anti-Sweat Controls | Existing | Retail | 2.4524 | 0.60049 | 4.0841 | 0.012937 | 0.013007 | 0.16188
Commercial | Anti-Sweat Controls | Existing | Schools K-12 | 2.4826 | 0.60424 | 4.1087 | 0 | 0 | 0
Commercial | Anti-Sweat Controls | Existing | Warehouse | 2.4524 | 0.60049 | 4.0841 | 0 | 0 | 0
Commercial | Anti-Sweat Controls | New | Assembly | 2.4524 | 0.60049 | 4.0841 | 0 | 0 | 0
Commercial | Anti-Sweat Controls | New | College and University | 2.4826 | 0.60424 | 4.1087 | 0 | 0 | 0
Commercial | Anti-Sweat Controls | New | Grocery | 2.4524 | 0.60049 | 4.0841 | 0 | 0 | 0
Commercial | Anti-Sweat Controls | New | Healthcare | 2.4826 | 0.60424 | 4.1087 | 0 | 0 | 0
Commercial | Anti-Sweat Controls | New | Hospitals | 2.4826 | 0.60424 | 4.1087 | 0 | 0 | 0
Commercial | Anti-Sweat Controls | New | Institutional | 2.4524 | 0.60049 | 4.0841 | 0 | 0 | 0
Commercial | Anti-Sweat Controls | New | Lodging/Hospitality | 2.4826 | 0.60424 | 4.1087 | 0 | 0 | 0
Commercial | Anti-Sweat Controls | New | Miscellaneous | 2.4524 | 0.60049 | 4.0841 | 0 | 0 | 0
Commercial | Anti-Sweat Controls | New | Offices | 2.4524 | 0.60049 | 4.0841 | 0 | 0 | 0
Commercial | Anti-Sweat Controls | New | Restaurants | 2.4826 | 0.60424 | 4.1087 | 0 | 0 | 0
Commercial | Anti-Sweat Controls | New | Retail | 2.4524 | 0.60049 | 4.0841 | 0 | 0 | 0
Commercial | Anti-Sweat Controls | New | Schools K-12 | 2.4826 | 0.60424 | 4.1087 | 0 | 0 | 0
Commercial | Anti-Sweat Controls | New | Warehouse | 2.4524 | 0.60049 | 4.0841 | 0 | 0 | 0
Commercial | Floating Head Pressure Controls | Existing | Assembly | 6.1915 | 0.65004 | 9.5248 | 0 | 0 | 0
Commercial | Floating Head Pressure Controls | Existing | College and University | 6.1371 | 0.64596 | 9.5007 | 0 | 0 | 0
Commercial | Floating Head Pressure Controls | Existing | Grocery | 6.1915 | 0.65004 | 9.5248 | 0 | 0 | 0
Commercial | Floating Head Pressure Controls | Existing | Healthcare | 6.1371 | 0.64596 | 9.5007 | 0.00375 | 0.0031411 | 0.028923
Commercial | Floating Head Pressure Controls | Existing | Hospitals | 6.1371 | 0.64596 | 9.5007 | 0.01423 | 0.01192 | 0.10976
Commercial | Floating Head Pressure Controls | Existing | Institutional | 6.1915 | 0.65004 | 9.5248 | 0 | 0 | 0
Commercial | Floating Head Pressure Controls | Existing | Lodging/Hospitality | 6.1371 | 0.64596 | 9.5007 | 0.016928 | 0.01418 | 0.13057
Commercial | Floating Head Pressure Controls | Existing | Miscellaneous | 6.1915 | 0.65004 | 9.5248 | 0 | 0 | 0
Commercial | Floating Head Pressure Controls | Existing | Offices | 6.1915 | 0.65004 | 9.5248 | 0 | 0 | 0
Commercial | Floating Head Pressure Controls | Existing | Restaurants | 6.1371 | 0.64596 | 9.5007 | 0 | 0 | 0
Commercial | Floating Head Pressure Controls | Existing | Retail | 6.1915 | 0.65004 | 9.5248 | 0 | 0 | 0
Commercial | Floating Head Pressure Controls | Existing | Schools K-12 | 6.1371 | 0.64596 | 9.5007 | 0 | 0 | 0
Commercial | Floating Head Pressure Controls | Existing | Warehouse | 6.1915 | 0.65004 | 9.5248 | 0 | 0 | 0
Commercial | Floating Head Pressure Controls | New | Assembly | 6.1915 | 0.65004 | 9.5248 | 0 | 0 | 0
Commercial | Floating Head Pressure Controls | New | College and University | 6.1371 | 0.64596 | 9.5007 | 0 | 0 | 0
Commercial | Floating Head Pressure Controls | New | Grocery | 6.1915 | 0.65004 | 9.5248 | 0 | 0 | 0
Commercial | Floating Head Pressure Controls | New | Healthcare | 6.1371 | 0.64596 | 9.5007 | 5.5947e-05 | 4.6863e-05 | 0.00043151
Commercial | Floating Head Pressure Controls | New | Hospitals | 6.1371 | 0.64596 | 9.5007 | 0.00021231 | 0.00017783 | 0.0016375
Commercial | Floating Head Pressure Controls | New | Institutional | 6.1915 | 0.65004 | 9.5248 | 0 | 0 | 0
Commercial | Floating Head Pressure Controls | New | Lodging/Hospitality | 6.1371 | 0.64596 | 9.5007 | 0.00025256 | 0.00021155 | 0.0019479
Commercial | Floating Head Pressure Controls | New | Miscellaneous | 6.1915 | 0.65004 | 9.5248 | 0 | 0 | 0
Commercial | Floating Head Pressure Controls | New | Offices | 6.1915 | 0.65004 | 9.5248 | 0 | 0 | 0
Commercial | Floating Head Pressure Controls | New | Restaurants | 6.1371 | 0.64596 | 9.5007 | 0 | 0 | 0
Commercial | Floating Head Pressure Controls | New | Retail | 6.1915 | 0.65004 | 9.5248 | 0 | 0 | 0
Commercial | Floating Head Pressure Controls | New | Schools K-12 | 6.1371 | 0.64596 | 9.5007 | 0 | 0 | 0
Commercial | Floating Head Pressure Controls | New | Warehouse | 6.1915 | 0.65004 | 9.5248 | 0 | 0 | 0
Commercial | CO Sensors for Parking Garage Exhaust | Existing | Assembly | 5.926 | 0.63173 | 9.3806 | 0 | 0 | 0
Commercial | CO Sensors for Parking Garage Exhaust | Existing | College and University | 5.926 | 0.63173 | 9.3806 | 0 | 0 | 0
Commercial | CO Sensors for Parking Garage Exhaust | Existing | Grocery | 5.926 | 0.63173 | 9.3806 | 0 | 0 | 0
Commercial | CO Sensors for Parking Garage Exhaust | Existing | Healthcare | 5.926 | 0.63173 | 9.3806 | 0.0004273 | 0.0004273 | 0.010615
Commercial | CO Sensors for Parking Garage Exhaust | Existing | Hospitals | 5.926 | 0.63173 | 9.3806 | 0.012405 | 0.012405 | 0.30818
Commercial | CO Sensors for Parking Garage Exhaust | Existing | Institutional | 5.926 | 0.63173 | 9.3806 | 0 | 0 | 0
Commercial | CO Sensors for Parking Garage Exhaust | Existing | Lodging/Hospitality | 5.926 | 0.63173 | 9.3806 | 0 | 0 | 0
Commercial | CO Sensors for Parking Garage Exhaust | Existing | Miscellaneous | 5.926 | 0.63173 | 9.3806 | 0 | 0 | 0
Commercial | CO Sensors for Parking Garage Exhaust | Existing | Offices | 5.926 | 0.63173 | 9.3806 | 0.00061325 | 0.00061325 | 0.015235
Commercial | CO Sensors for Parking Garage Exhaust | Existing | Restaurants | 5.926 | 0.63173 | 9.3806 | 0 | 0 | 0
Commercial | CO Sensors for Parking Garage Exhaust | Existing | Retail | 5.926 | 0.63173 | 9.3806 | 0.0022498 | 0.0022498 | 0.05589
Commercial | CO Sensors for Parking Garage Exhaust | Existing | Schools K-12 | 5.926 | 0.63173 | 9.3806 | 0 | 0 | 0
Commercial | CO Sensors for Parking Garage Exhaust | Existing | Warehouse | 5.926 | 0.63173 | 9.3806 | 0 | 0 | 0
Commercial | CO Sensors for Parking Garage Exhaust | New | Assembly | 5.926 | 0.63173 | 9.3806 | 0 | 0 | 0
Commercial | CO Sensors for Parking Garage Exhaust | New | College and University | 5.926 | 0.63173 | 9.3806 | 0 | 0 | 0
Commercial | CO Sensors for Parking Garage Exhaust | New | Grocery | 5.926 | 0.63173 | 9.3806 | 0 | 0 | 0
Commercial | CO Sensors for Parking Garage Exhaust | New | Healthcare | 5.926 | 0.63173 | 9.3806 | 6.375e-06 | 6.375e-06 | 0.00015837
Commercial | CO Sensors for Parking Garage Exhaust | New | Hospitals | 5.926 | 0.63173 | 9.3806 | 0.00018508 | 0.00018508 | 0.0045978
Commercial | CO Sensors for Parking Garage Exhaust | New | Institutional | 5.926 | 0.63173 | 9.3806 | 0 | 0 | 0
Commercial | CO Sensors for Parking Garage Exhaust | New | Lodging/Hospitality | 5.926 | 0.63173 | 9.3806 | 0 | 0 | 0
Commercial | CO Sensors for Parking Garage Exhaust | New | Miscellaneous | 5.926 | 0.63173 | 9.3806 | 0 | 0 | 0
Commercial | CO Sensors for Parking Garage Exhaust | New | Offices | 5.926 | 0.63173 | 9.3806 | 9.1492e-06 | 9.1492e-06 | 0.00022729
Commercial | CO Sensors for Parking Garage Exhaust | New | Restaurants | 5.926 | 0.63173 | 9.3806 | 0 | 0 | 0
Commercial | CO Sensors for Parking Garage Exhaust | New | Retail | 5.926 | 0.63173 | 9.3806 | 3.3565e-05 | 3.3565e-05 | 0.00083384
Commercial | CO Sensors for Parking Garage Exhaust | New | Schools K-12 | 5.926 | 0.63173 | 9.3806 | 0 | 0 | 0
Commercial | CO Sensors for Parking Garage Exhaust | New | Warehouse | 5.926 | 0.63173 | 9.3806 | 0 | 0 | 0
Commercial | Demand Controlled Ventilation | Existing | College and University | 3.1719 | 0.61568 | 5.1518 | 0.15202 | 0.85588 | 1.4601
Commercial | Demand Controlled Ventilation | Existing | Healthcare | 3.0906 | 0.61568 | 5.0198 | 0.034764 | 0.19572 | 0.3339
Commercial | Demand Controlled Ventilation | Existing | Hospitals | 4.6005 | 0.61568 | 7.4722 | 0.064239 | 0.36167 | 0.617
Commercial | Demand Controlled Ventilation | Existing | Institutional | 3.1689 | 0.61568 | 5.1469 | 0.063143 | 0.3555 | 0.60648
Commercial | Demand Controlled Ventilation | Existing | Schools K-12 | 3.2621 | 0.61568 | 5.2982 | 0.21086 | 1.1872 | 2.0253
Commercial | Demand Controlled Ventilation | New | College and University | 3.1719 | 0.61568 | 5.1518 | 0.0022681 | 0.012769 | 0.021784
Commercial | Demand Controlled Ventilation | New | Healthcare | 3.0906 | 0.61568 | 5.0198 | 0.00051866 | 0.00292 | 0.0049816
Commercial | Demand Controlled Ventilation | New | Hospitals | 4.6005 | 0.61568 | 7.4722 | 0.0007188 | 0.0040469 | 0.0069039
Commercial | Demand Controlled Ventilation | New | Institutional | 3.1689 | 0.61568 | 5.1469 | 0.00070654 | 0.0039778 | 0.0067862
Commercial | Demand Controlled Ventilation | New | Schools K-12 | 3.2621 | 0.61568 | 5.2982 | 0.0031459 | 0.017711 | 0.030216
Commercial | Retro-Commissioning | Existing | Lodging/Hospitality | 2.0598 | 0.58702 | 3.5089 | 2.2834 | 3.1746 | 8.0157
Commercial | Retro-Commissioning | Existing | Miscellaneous | 2.7853 | 0.59168 | 4.7074 | 1.1191 | 3.3254 | 7.567
Commercial | Retro-Commissioning | Existing | Retail | 1.673 | 0.58702 | 2.85 | 4.0629 | 4.5148 | 13.9285
Commercial | Retro-Commissioning | New | Lodging/Hospitality | 2.0598 | 0.58702 | 3.5089 | 0 | 0 | 0
Commercial | Retro-Commissioning | New | Miscellaneous | 2.7853 | 0.59168 | 4.7074 | 0 | 0 | 0
Commercial | Retro-Commissioning | New | Retail | 1.673 | 0.58702 | 2.85 | 0 | 0 | 0
Industrial | Efficient Lighting - Exterior | New | Agriculture and Assembly | 5.8895 | 1.0383 | 5.6724 | 0 | 0 | 0.0029794
Industrial | Efficient Lighting - Exterior | Turnover | Agriculture and Assembly | 5.8895 | 1.0383 | 5.6724 | 0 | 0 | 0.17494
Industrial | HVAC Recommissioning | Existing | Agriculture and Assembly | 6.3248 | 0.74631 | 8.4748 | 0.48375 | 0.47201 | 3.3958
Industrial | HVAC Recommissioning | New | Agriculture and Assembly | 6.3248 | 0.74631 | 8.4748 | 0.0055829 | 0.0054474 | 0.039191
Industrial | Motor Improved Controls | Existing | Agriculture and Assembly | 11.6621 | 0.79498 | 14.6698 | 0.031874 | 0.031032 | 0.2367
Industrial | Motor Improved Controls | New | Agriculture and Assembly | 11.6621 | 0.79498 | 14.6698 | 0.00054284 | 0.0005285 | 0.0040312
Industrial | Pump Improved Controls | Existing | Agriculture and Assembly | 11.6621 | 0.79498 | 14.6698 | 0.032344 | 0.03149 | 0.24019
Industrial | Pump Improved Controls | New | Agriculture and Assembly | 11.6621 | 0.79498 | 14.6698 | 0.00055085 | 0.0005363 | 0.0040906
Industrial | Efficient Lighting - Exterior | New | Chemicals and Plastics | 5.8895 | 1.0383 | 5.6724 | 0 | 0 | 0.0071604
Industrial | Efficient Lighting - Exterior | Turnover | Chemicals and Plastics | 5.8895 | 1.0383 | 5.6724 | 0 | 0 | 0.42044
Industrial | Building Envelope Improvements | Existing | Chemicals and Plastics | 6.6713 | 0.78532 | 8.495 | 0.098783 | 0.096387 | 0.69344
Industrial | Building Envelope Improvements | New | Chemicals and Plastics | 6.6713 | 0.78532 | 8.495 | 0.0016823 | 0.0016415 | 0.01181
Industrial | HVAC Equipment Upgrades | New | Chemicals and Plastics | 9.2033 | 0.80388 | 11.4486 | 0.0046123 | 0.0045004 | 0.032377
Industrial | HVAC Equipment Upgrades | Turnover | Chemicals and Plastics | 9.2033 | 0.80388 | 11.4486 | 0.27082 | 0.26425 | 1.9011
Industrial | Fan System Optimization | Existing | Chemicals and Plastics | 6.2131 | 0.75638 | 8.2143 | 1.0077 | 0.98107 | 7.4831
Industrial | Fan System Optimization | New | Chemicals and Plastics | 6.2131 | 0.75638 | 8.2143 | 0.017162 | 0.016708 | 0.12744
Industrial | Motor Improved Controls | Existing | Chemicals and Plastics | 7.0208 | 0.79498 | 8.8315 | 0.12911 | 0.1257 | 0.9588
Industrial | Motor Improved Controls | New | Chemicals and Plastics | 7.0208 | 0.79498 | 8.8315 | 0.0021989 | 0.0021408 | 0.016329
Industrial | Motor Optimization | Existing | Chemicals and Plastics | 5.4642 | 0.75638 | 7.2242 | 2.0696 | 2.0149 | 15.369
Industrial | Motor Optimization | New | Chemicals and Plastics | 5.4642 | 0.75638 | 7.2242 | 0.0030661 | 0.0029851 | 0.022769
Industrial | Pump Improved Controls | Existing | Chemicals and Plastics | 11.6621 | 0.79498 | 14.6698 | 0.14741 | 0.14352 | 1.0947
Industrial | Pump Improved Controls | New | Chemicals and Plastics | 11.6621 | 0.79498 | 14.6698 | 0.0025106 | 0.0024443 | 0.018644
Industrial | Pump System Optimization | Existing | Chemicals and Plastics | 5.273 | 0.75638 | 6.9714 | 0.93631 | 0.91158 | 6.9531
Industrial | Pump System Optimization | New | Chemicals and Plastics | 5.273 | 0.75638 | 6.9714 | 0 | 0 | 0
Industrial | Compressed Air Equipment | New | Construction | 7.1863 | 0.79498 | 9.0396 | 0.00062158 | 0.00060516 | 0.0046159
Industrial | Compressed Air Equipment | Turnover | Construction | 7.1863 | 0.79498 | 9.0396 | 0.036498 | 0.035534 | 0.27103
Industrial | Efficient Lighting - Exterior | New | Construction | 5.8895 | 1.0383 | 5.6724 | 0 | 0 | 0.0011959
Industrial | Efficient Lighting - Exterior | Turnover | Construction | 5.8895 | 1.0383 | 5.6724 | 0 | 0 | 0.070218
Industrial | Motor Improved Controls | Existing | Construction | 7.175 | 0.79498 | 9.0254 | 0.0046048 | 0.0044832 | 0.034196
Industrial | Motor Improved Controls | New | Construction | 7.175 | 0.79498 | 9.0254 | 1.2819e-05 | 1.248e-05 | 9.5191e-05
Industrial | Pump Improved Controls | Existing | Construction | 11.6621 | 0.79498 | 14.6698 | 0.016593 | 0.016155 | 0.12322
Industrial | Pump Improved Controls | New | Construction | 11.6621 | 0.79498 | 14.6698 | 0.0002826 | 0.00027513 | 0.0020986
Industrial | Pump System Optimization | Existing | Construction | 7.6819 | 0.75638 | 10.1562 | 0.02722 | 0.026501 | 0.20214
Industrial | Pump System Optimization | New | Construction | 7.6819 | 0.75638 | 10.1562 | 0.00046358 | 0.00045133 | 0.0034426
Industrial | Process Refrig Controls | Existing | Construction | 11.2297 | 0.79136 | 14.1904 | 0.0057261 | 0.0055849 | 0.041592
Industrial | Process Refrig Controls | New | Construction | 11.2297 | 0.79136 | 14.1904 | 9.752e-05 | 9.5115e-05 | 0.00070835
Industrial | Process Refrig System Optimization | Existing | Construction | 2.2346 | 0.73511 | 3.0398 | 0.050454 | 0.04921 | 0.36648
Industrial | Process Refrig System Optimization | New | Construction | 2.2346 | 0.73511 | 3.0398 | 0.00085926 | 0.00083808 | 0.0062414
Industrial | Efficient Lighting - Exterior | New | Electrical and Electronic Equip. | 5.8895 | 1.0383 | 5.6724 | 0 | 0 | 0.0024165
Industrial | Efficient Lighting - Exterior | Turnover | Electrical and Electronic Equip. | 5.8895 | 1.0383 | 5.6724 | 0 | 0 | 0.14189
Industrial | Motor Improved Controls | Existing | Electrical and Electronic Equip. | 11.6621 | 0.79498 | 14.6698 | 0.011665 | 0.011357 | 0.086626
Industrial | Motor Improved Controls | New | Electrical and Electronic Equip. | 11.6621 | 0.79498 | 14.6698 | 0.00019867 | 0.00019342 | 0.0014753
Industrial | Motor Optimization | Existing | Electrical and Electronic Equip. | 7.1845 | 0.75638 | 9.4985 | 0.17851 | 0.17379 | 1.3256
Industrial | Motor Optimization | New | Electrical and Electronic Equip. | 7.1845 | 0.75638 | 9.4985 | 0.0011639 | 0.0011332 | 0.0086435
Industrial | Pump Improved Controls | Existing | Electrical and Electronic Equip. | 11.6621 | 0.79498 | 14.6698 | 0.011301 | 0.011003 | 0.083924
Industrial | Pump Improved Controls | New | Electrical and Electronic Equip. | 11.6621 | 0.79498 | 14.6698 | 0.00019247 | 0.00018739 | 0.0014293
Industrial | Process Refrig Equipment Upgrade | New | Electrical and Electronic Equip. | 5.6559 | 0.7526 | 7.5152 | 0.00098777 | 0.00096342 | 0.0071748
Industrial | Process Refrig Equipment Upgrade | Turnover | Electrical and Electronic Equip. | 5.6559 | 0.7526 | 7.5152 | 0.057999 | 0.056569 | 0.42129
Industrial | Efficient Lighting - Exterior | New | Lumber/Furniture/Pulp/Paper | 5.8895 | 1.0383 | 5.6724 | 0 | 0 | 0.0029225
Industrial | Efficient Lighting - Exterior | Turnover | Lumber/Furniture/Pulp/Paper | 5.8895 | 1.0383 | 5.6724 | 0 | 0 | 0.1716
Industrial | Motor Equipment Upgrades | New | Lumber/Furniture/Pulp/Paper | 7.7684 | 0.75638 | 10.2705 | 0.0034159 | 0.0033257 | 0.025367
Industrial | Motor Equipment Upgrades | Turnover | Lumber/Furniture/Pulp/Paper | 7.7684 | 0.75638 | 10.2705 | 0.23645 | 0.2302 | 1.7559
Industrial | Motor Optimization | Existing | Lumber/Furniture/Pulp/Paper | 6.4737 | 0.75638 | 8.5588 | 0.39233 | 0.38197 | 2.9134
Industrial | Motor Optimization | New | Lumber/Furniture/Pulp/Paper | 6.4737 | 0.75638 | 8.5588 | 0 | 0 | 0
Industrial | Pump Improved Controls | Existing | Lumber/Furniture/Pulp/Paper | 11.6621 | 0.79498 | 14.6698 | 0.066836 | 0.065071 | 0.49633
Industrial | Pump Improved Controls | New | Lumber/Furniture/Pulp/Paper | 11.6621 | 0.79498 | 14.6698 | 0.0011383 | 0.0011082 | 0.0084528
Industrial | Process Other Equipment Upgrades | New | Lumber/Furniture/Pulp/Paper | 5.8307 | 0.7526 | 7.7475 | 0.00049047 | 0.00047838 | 0.0035626
Industrial | Process Other Equipment Upgrades | Turnover | Lumber/Furniture/Pulp/Paper | 5.8307 | 0.7526 | 7.7475 | 0.028799 | 0.028089 | 0.20919
Industrial | Compressed Air Equipment | New | Metal Products and Machinery | 7.5404 | 0.79498 | 9.4851 | 0.0033539 | 0.0032654 | 0.024907
Industrial | Compressed Air Equipment | Turnover | Metal Products and Machinery | 7.5404 | 0.79498 | 9.4851 | 0.19693 | 0.19173 | 1.4624
Industrial | Plant Energy Management | Existing | Metal Products and Machinery | 4.8216 | 0.75751 | 6.365 | 3.0778 | 3.0075 | 22.5252
Industrial | Plant Energy Management | New | Metal Products and Machinery | 4.8216 | 0.75751 | 6.365 | 0.040724 | 0.039836 | 0.29679
Industrial | Efficient Lighting - Exterior | New | Metal Products and Machinery | 5.8895 | 1.0383 | 5.6724 | 0 | 0 | 0.0063525
Industrial | Efficient Lighting - Exterior | Turnover | Metal Products and Machinery | 5.8895 | 1.0383 | 5.6724 | 0 | 0 | 0.373
Industrial | HVAC Improved Controls | Existing | Metal Products and Machinery | 12.7255 | 0.78532 | 16.2043 | 0.26649 | 0.26003 | 1.8707
Industrial | HVAC Improved Controls | New | Metal Products and Machinery | 12.7255 | 0.78532 | 16.2043 | 0.0045385 | 0.0044284 | 0.03186
Industrial | Motor Optimization | Existing | Metal Products and Machinery | 6.2872 | 0.75638 | 8.3122 | 0.25189 | 0.24524 | 1.8706
Industrial | Motor Optimization | New | Metal Products and Machinery | 6.2872 | 0.75638 | 8.3122 | 0.0042899 | 0.0041766 | 0.031857
Industrial | Pump Improved Controls | Existing | Metal Products and Machinery | 11.6621 | 0.79498 | 14.6698 | 0.065297 | 0.063572 | 0.4849
Industrial | Pump Improved Controls | New | Metal Products and Machinery | 11.6621 | 0.79498 | 14.6698 | 0.0011121 | 0.0010827 | 0.0082581
Industrial | Process Heat Equipment Upgrade | New | Metal Products and Machinery | 4.9886 | 0.7526 | 6.6285 | 0.0078735 | 0.0076794 | 0.05719
Industrial | Process Heat Equipment Upgrade | Turnover | Metal Products and Machinery | 4.9886 | 0.7526 | 6.6285 | 0.46231 | 0.45091 | 3.3581
Industrial | Compressed Air System Optimization | Existing | Miscellaneous Manufacturing | 6.8956 | 0.75638 | 9.1166 | 0.0060366 | 0.0058771 | 0.044828
Industrial | Compressed Air System Optimization | New | Miscellaneous Manufacturing | 6.8956 | 0.75638 | 9.1166 | 0.00010281 | 0.00010009 | 0.00076345
Industrial | Efficient Lighting - Exterior | New | Miscellaneous Manufacturing | 5.8895 | 1.0383 | 5.6724 | 0 | 0 | 0.00067718
Industrial | Efficient Lighting - Exterior | Turnover | Miscellaneous Manufacturing | 5.8895 | 1.0383 | 5.6724 | 0 | 0 | 0.039762
Industrial | Lighting Controls - Exterior | Existing | Miscellaneous Manufacturing | 4.5493 | 1.0174 | 4.4715 | 0 | 0 | 0.013829
Industrial | Lighting Controls - Exterior | New | Miscellaneous Manufacturing | 4.5493 | 1.0174 | 4.4715 | 0 | 0 | 0.00023552
Industrial | Building Envelope Improvements | Existing | Miscellaneous Manufacturing | 7.4698 | 0.78532 | 9.5119 | 0.11689 | 0.11406 | 0.82057
Industrial | Building Envelope Improvements | New | Miscellaneous Manufacturing | 7.4698 | 0.78532 | 9.5119 | 0.0019908 | 0.0019425 | 0.013975
Industrial | Lighting Controls | Existing | Miscellaneous Manufacturing | 4.5206 | 0.74597 | 6.0601 | 0.028628 | 0.027828 | 0.20057
Industrial | Lighting Controls | New | Miscellaneous Manufacturing | 4.5206 | 0.74597 | 6.0601 | 0.00048756 | 0.00047392 | 0.0034158
Industrial | Motor Improved Controls | Existing | Miscellaneous Manufacturing | 11.6621 | 0.79498 | 14.6698 | 0.0028367 | 0.0027618 | 0.021066
Industrial | Motor Improved Controls | New | Miscellaneous Manufacturing | 11.6621 | 0.79498 | 14.6698 | 4.8017e-05 | 4.6749e-05 | 0.00035658
Industrial | Pump Improved Controls | Existing | Miscellaneous Manufacturing | 11.6621 | 0.79498 | 14.6698 | 0.0028429 | 0.0027678 | 0.021112
Industrial | Pump Improved Controls | New | Miscellaneous Manufacturing | 11.6621 | 0.79498 | 14.6698 | 4.8711e-05 | 4.7424e-05 | 0.00036173
Industrial | Efficient Lighting - Exterior | New | Primary Resources Industries | 5.8895 | 1.0383 | 5.6724 | 0 | 0 | 0.004389
Industrial | Efficient Lighting - Exterior | Turnover | Primary Resources Industries | 5.8895 | 1.0383 | 5.6724 | 0 | 0 | 0.25771
Industrial | Fan Equipment Upgrades | New | Primary Resources Industries | 6.689 | 0.79498 | 8.4141 | 0.0056379 | 0.0054889 | 0.041867
Industrial | Fan Equipment Upgrades | Turnover | Primary Resources Industries | 6.689 | 0.79498 | 8.4141 | 0.33104 | 0.3223 | 2.4583
Industrial | Motor Improved Controls | Existing | Primary Resources Industries | 11.6621 | 0.79498 | 14.6698 | 0.066173 | 0.064425 | 0.49141
Industrial | Motor Improved Controls | New | Primary Resources Industries | 11.6621 | 0.79498 | 14.6698 | 0.001127 | 0.0010972 | 0.008369
Industrial | Motor Optimization | Existing | Primary Resources Industries | 8.288 | 0.75638 | 10.9574 | 0.53143 | 0.51739 | 3.9464
Industrial | Motor Optimization | New | Primary Resources Industries | 8.288 | 0.75638 | 10.9574 | 0.0033791 | 0.0032898 | 0.025093
Industrial | Pump Equipment Upgrade | New | Primary Resources Industries | 6.689 | 0.79498 | 8.4141 | 0 | 0 | 0
Industrial | Pump Equipment Upgrade | Turnover | Primary Resources Industries | 6.689 | 0.79498 | 8.4141 | 0.5097 | 0.49624 | 3.785
Industrial | Pump Improved Controls | Existing | Primary Resources Industries | 11.6621 | 0.79498 | 14.6698 | 0.064068 | 0.062375 | 0.47577
Industrial | Pump Improved Controls | New | Primary Resources Industries | 11.6621 | 0.79498 | 14.6698 | 0.0010911 | 0.0010623 | 0.0081027
Industrial | Compressed Air System Optimization | Existing | Stone/Clay/Glass/Concrete | 8.2787 | 0.75638 | 10.9451 | 0.045025 | 0.043836 | 0.33436
Industrial | Compressed Air System Optimization | New | Stone/Clay/Glass/Concrete | 8.2787 | 0.75638 | 10.9451 | 0.00076681 | 0.00074655 | 0.0056943
Industrial | Efficient Lighting - Exterior | New | Stone/Clay/Glass/Concrete | 5.8895 | 1.0383 | 5.6724 | 0 | 0 | 0.0010405
Industrial | Efficient Lighting - Exterior | Turnover | Stone/Clay/Glass/Concrete | 5.8895 | 1.0383 | 5.6724 | 0 | 0 | 0.061093
Industrial | Motor Equipment Upgrades | New | Stone/Clay/Glass/Concrete | 8.3272 | 0.75638 | 11.0093 | 0.00020148 | 0.00019616 | 0.0014962
Industrial | Motor Equipment Upgrades | Turnover | Stone/Clay/Glass/Concrete | 8.3272 | 0.75638 | 11.0093 | 0.02838 | 0.02763 | 0.21075
Industrial | Motor Improved Controls | Existing | Stone/Clay/Glass/Concrete | 11.6621 | 0.79498 | 14.6698 | 0.020796 | 0.020247 | 0.15443
Industrial | Motor Improved Controls | New | Stone/Clay/Glass/Concrete | 11.6621 | 0.79498 | 14.6698 | 0.00035201 | 0.00034271 | 0.002614
Industrial | Motor Optimization | Existing | Stone/Clay/Glass/Concrete | 7.8048 | 0.75638 | 10.3186 | 0.097035 | 0.094472 | 0.72059
Industrial | Motor Optimization | New | Stone/Clay/Glass/Concrete | 7.8048 | 0.75638 | 10.3186 | 0 | 0 | 0
Industrial | Pump Improved Controls | Existing | Stone/Clay/Glass/Concrete | 11.6621 | 0.79498 | 14.6698 | 0.020841 | 0.020291 | 0.15477
Industrial | Pump Improved Controls | New | Stone/Clay/Glass/Concrete | 11.6621 | 0.79498 | 14.6698 | 0.0003571 | 0.00034766 | 0.0026518
Industrial | Efficient Lighting - Exterior | New | Textiles and Leather | 5.8895 | 1.0383 | 5.6724 | 0 | 0 | 0.00077407
Industrial | Efficient Lighting - Exterior | Turnover | Textiles and Leather | 5.8895 | 1.0383 | 5.6724 | 0 | 0 | 0.045452
Industrial | HVAC Recommissioning | Existing | Textiles and Leather | 8.5969 | 0.74631 | 11.5192 | 0.016779 | 0.016372 | 0.11779
Industrial | HVAC Recommissioning | New | Textiles and Leather | 8.5969 | 0.74631 | 11.5192 | 0.00028577 | 0.00027883 | 0.002006
Industrial | Motor Improved Controls | Existing | Textiles and Leather | 11.6621 | 0.79498 | 14.6698 | 0.0099088 | 0.0096471 | 0.073583
Industrial | Motor Improved Controls | New | Textiles and Leather | 11.6621 | 0.79498 | 14.6698 | 0.00016979 | 0.0001653 | 0.0012609
Industrial | Pump Improved Controls | Existing | Textiles and Leather | 11.6621 | 0.79498 | 14.6698 | 0.010052 | 0.0097864 | 0.074646
Industrial | Pump Improved Controls | New | Textiles and Leather | 11.6621 | 0.79498 | 14.6698 | 0.00017016 | 0.00016566 | 0.0012636
Industrial | Compressed Air Controls | Existing | Transportation Equipment | 9.2536 | 0.7779 | 11.8957 | 0.01701 | 0.016561 | 0.12632
Industrial | Compressed Air Controls | New | Transportation Equipment | 9.2536 | 0.7779 | 11.8957 | 0.0002897 | 0.00028205 | 0.0021513
Industrial | Compressed Air Equipment | New | Transportation Equipment | 8.586 | 0.79498 | 10.8004 | 0.0001245 | 0.00012121 | 0.00092456
Industrial | Compressed Air Equipment | Turnover | Transportation Equipment | 8.586 | 0.79498 | 10.8004 | 0.10268 | 0.099973 | 0.76254
Industrial | Compressed Air System Optimization | Existing | Transportation Equipment | 8.3469 | 0.75638 | 11.0354 | 0.15028 | 0.14631 | 1.116
Industrial | Compressed Air System Optimization | New | Transportation Equipment | 8.3469 | 0.75638 | 11.0354 | 0 | 0 | 0
Industrial | Efficient Lighting - Exterior | New | Transportation Equipment | 5.8895 | 1.0383 | 5.6724 | 0 | 0 | 0.0031574
Industrial | Efficient Lighting - Exterior | Turnover | Transportation Equipment | 5.8895 | 1.0383 | 5.6724 | 0 | 0 | 0.1854
Industrial | Motor Improved Controls | Existing | Transportation Equipment | 11.6621 | 0.79498 | 14.6698 | 0.0183 | 0.017817 | 0.1359
Industrial | Motor Improved Controls | New | Transportation Equipment | 11.6621 | 0.79498 | 14.6698 | 0.00031167 | 0.00030344 | 0.0023145
Industrial | Motor Optimization | Existing | Transportation Equipment | 6.0852 | 0.75638 | 8.0452 | 0.023841 | 0.023211 | 0.17705
Industrial | Motor Optimization | New | Transportation Equipment | 6.0852 | 0.75638 | 8.0452 | 0 | 0 | 0
Industrial | Pump Improved Controls | Existing | Transportation Equipment | 11.6621 | 0.79498 | 14.6698 | 0.018565 | 0.018075 | 0.13786
Industrial | Pump Improved Controls | New | Transportation Equipment | 11.6621 | 0.79498 | 14.6698 | 0.00031617 | 0.00030782 | 0.0023479
Industrial | Pump System Optimization | Existing | Transportation Equipment | 6.5081 | 0.75638 | 8.6043 | 0.098155 | 0.095562 | 0.7289
Industrial | Pump System Optimization | New | Transportation Equipment | 6.5081 | 0.75638 | 8.6043 | 0.00057838 | 0.0005631 | 0.0042951
Industrial | Process Heat System Optimization | Existing | Transportation Equipment | 1.281 | 0.77099 | 1.6615 | 0.017163 | 0.01674 | 0.12467
Industrial | Process Heat System Optimization | New | Transportation Equipment | 1.281 | 0.77099 | 1.6615 | 0.0002923 | 0.0002851 | 0.0021232
Industrial | Compressed Air Equipment | New | Water and Wastewater | 7.1863 | 0.79498 | 9.0396 | 7.6128e-06 | 7.4118e-06 | 5.6533e-05
Industrial | Compressed Air Equipment | Turnover | Water and Wastewater | 7.1863 | 0.79498 | 9.0396 | 0.00044701 | 0.0004352 | 0.0033195
Industrial | Efficient Lighting - Exterior | New | Water and Wastewater | 5.8895 | 1.0383 | 5.6724 | 0 | 0 | 1.4646e-05
Industrial | Efficient Lighting - Exterior | Turnover | Water and Wastewater | 5.8895 | 1.0383 | 5.6724 | 0 | 0 | 0.00086
Industrial | Motor Improved Controls | Existing | Water and Wastewater | 7.175 | 0.79498 | 9.0254 | 5.6398e-05 | 5.4909e-05 | 0.00041882
Industrial | Motor Improved Controls | New | Water and Wastewater | 7.175 | 0.79498 | 9.0254 | 1.57e-07 | 1.5285e-07 | 1.1659e-06
Industrial | Pump Improved Controls | Existing | Water and Wastewater | 11.6621 | 0.79498 | 14.6698 | 0.00020323 | 0.00019786 | 0.0015092
Industrial | Pump Improved Controls | New | Water and Wastewater | 11.6621 | 0.79498 | 14.6698 | 3.4611e-06 | 3.3697e-06 | 2.5702e-05
Industrial | Pump System Optimization | Existing | Water and Wastewater | 7.6819 | 0.75638 | 10.1562 | 0.00033338 | 0.00032458 | 0.0024757
Industrial | Pump System Optimization | New | Water and Wastewater | 7.6819 | 0.75638 | 10.1562 | 5.6777e-06 | 5.5278e-06 | 4.2163e-05
Industrial | Process Refrig Controls | Existing | Water and Wastewater | 11.2297 | 0.79136 | 14.1904 | 7.0131e-05 | 6.8402e-05 | 0.0005094
Industrial | Process Refrig Controls | New | Water and Wastewater | 11.2297 | 0.79136 | 14.1904 | 1.1944e-06 | 1.1649e-06 | 8.6755e-06
Industrial | Process Refrig System Optimization | Existing | Water and Wastewater | 2.2346 | 0.73511 | 3.0398 | 0.00061794 | 0.0006027 | 0.0044885
Industrial | Process Refrig System Optimization | New | Water and Wastewater | 2.2346 | 0.73511 | 3.0398 | 1.0524e-05 | 1.0264e-05 | 7.6442e-05

## 49-4
Measures Changing from Failing to Passing | [9 empty] | Measures Changing from Passing to Failing | [10 empty] | Measures Changing from Failing to Passing | [9 empty] | Measures Changing from Passing to Failing
[Sensitivity #4 - Longer Payback Period] Economic Potential – [TRC or RIM] | [9 empty] | [Sensitivity #4 - Longer Payback Period] Economic Potential – [TRC or RIM] | [10 empty] | [Sensitivity #4 - Longer Payback Period] Economic Potential – [TRC or RIM] | [9 empty] | [Sensitivity #4 - Longer Payback Period] Economic Potential – [TRC or RIM]
Customer | Measure | Vintage | Segment | TRC | RIM | PCT | Summer | Winter | Energy | Customer | Measure | Vintage | Segment | TRC | RIM | PCT | Summer | Winter | Energy | Reason | Customer | Measure | Vintage | Segment | TRC | RIM | PCT | Summer | Winter | Energy | Customer | Measure | Vintage | Segment | TRC | RIM | PCT | Summer | Winter | Energy | Reason
Class | Name | [5 empty] | (MW) | (MW) | (GWh) | Class | Name | [5 empty] | (MW) | (MW) | (GWh) | for failure | Class | Name | [5 empty] | (MW) | (MW) | (GWh) | Class | Name | [5 empty] | (MW) | (MW) | (GWh) | for failure
N/A | [9 empty] | Residential | CFL-13W | Turnover | Single Family | 1.6431 | 0.56411 | 2.9128 | 0 | 0 | 0 | Due to longer payback period | N/A | [9 empty] | Industrial | Lighting Controls - Exterior | Existing | Agriculture and Assembly | 4.0616 | 1.0174 | 3.9921 | 0 | 0 | 0 | Due to longer payback period
* No measure permutations changed from Failing to Passing | [9 empty] | Residential | CFL-13W | Turnover | Multi-Family | 1.6431 | 0.56411 | 2.9128 | 0 | 0 | 0 | Due to longer payback period | * No measure permutations changed from Failing to Passing | [9 empty] | Industrial | Lighting Controls - Exterior | New | Agriculture and Assembly | 4.0616 | 1.0174 | 3.9921 | 0 | 0 | 0 | Due to longer payback period
[10 empty] | Residential | CFL-13W | Turnover | Manufactured Home | 1.6431 | 0.56411 | 2.9128 | 0 | 0 | 0 | Due to longer payback period | [10 empty] | Industrial | Lighting Controls - Exterior | Existing | Chemicals and Plastics | 3.6265 | 1.0174 | 3.5645 | 0 | 0 | 0 | Due to longer payback period
[10 empty] | Residential | CFL-13W | New | Single Family | 1.6431 | 0.56411 | 2.9128 | 0 | 0 | 0 | Due to longer payback period | [10 empty] | Industrial | Lighting Controls - Exterior | New | Chemicals and Plastics | 3.6265 | 1.0174 | 3.5645 | 0 | 0 | 0 | Due to longer payback period
[10 empty] | Residential | CFL-13W | New | Multi-Family | 1.6431 | 0.56411 | 2.9128 | 0 | 0 | 0 | Due to longer payback period | [10 empty] | Industrial | Lighting Controls - Exterior | Existing | Construction | 3.6704 | 1.0174 | 3.6076 | 0 | 0 | 0 | Due to longer payback period
[10 empty] | Residential | CFL-13W | New | Manufactured Home | 1.6431 | 0.56411 | 2.9128 | 0 | 0 | 0 | Due to longer payback period | [10 empty] | Industrial | Lighting Controls - Exterior | New | Construction | 3.6704 | 1.0174 | 3.6076 | 0 | 0 | 0 | Due to longer payback period
[10 empty] | Residential | LED - 9W Flood | Turnover | Single Family | 1.8263 | 0.57274 | 3.1887 | 0 | 0 | 0 | Due to longer payback period | [10 empty] | Industrial | Lighting Controls - Exterior | Existing | Electrical and Electronic Equip. | 3.5544 | 1.0174 | 3.4936 | 0 | 0 | 0 | Due to longer payback period
[10 empty] | Residential | LED - 9W Flood | Turnover | Multi-Family | 1.8263 | 0.57274 | 3.1887 | 0 | 0 | 0 | Due to longer payback period | [10 empty] | Industrial | Lighting Controls - Exterior | New | Electrical and Electronic Equip. | 3.5544 | 1.0174 | 3.4936 | 0 | 0 | 0 | Due to longer payback period
[10 empty] | Residential | LED - 9W Flood | Turnover | Manufactured Home | 1.8263 | 0.57274 | 3.1887 | 0 | 0 | 0 | Due to longer payback period | [10 empty] | Industrial | Lighting Controls - Exterior | Existing | Metal Products and Machinery | 3.2265 | 1.0174 | 3.1714 | 0 | 0 | 0 | Due to longer payback period
[10 empty] | Residential | LED - 9W Flood | New | Single Family | 1.8263 | 0.57274 | 3.1887 | 0 | 0 | 0 | Due to longer payback period | [10 empty] | Industrial | Lighting Controls - Exterior | New | Metal Products and Machinery | 3.2265 | 1.0174 | 3.1714 | 0 | 0 | 0 | Due to longer payback period
[10 empty] | Residential | LED - 9W Flood | New | Multi-Family | 1.8263 | 0.57274 | 3.1887 | 0 | 0 | 0 | Due to longer payback period | [10 empty] | Industrial | Lighting Controls - Exterior | Existing | Primary Resources Industries | 3.4938 | 1.0174 | 3.4341 | 0 | 0 | 0 | Due to longer payback period
[10 empty] | Residential | LED - 9W Flood | New | Manufactured Home | 1.8263 | 0.57274 | 3.1887 | 0 | 0 | 0 | Due to longer payback period | [10 empty] | Industrial | Lighting Controls - Exterior | New | Primary Resources Industries | 3.4938 | 1.0174 | 3.4341 | 0 | 0 | 0 | Due to longer payback period
[10 empty] | Residential | LED Specialty Lamps-5W Chandelier | Turnover | Single Family | 1.9406 | 0.57274 | 3.3883 | 0 | 0 | 0 | Due to longer payback period | [10 empty] | Industrial | Lighting Controls - Exterior | Existing | Stone/Clay/Glass/Concrete | 3.4262 | 1.0174 | 3.3677 | 0 | 0 | 0 | Due to longer payback period
[10 empty] | Residential | LED Specialty Lamps-5W Chandelier | Turnover | Multi-Family | 1.9406 | 0.57274 | 3.3883 | 0 | 0 | 0 | Due to longer payback period | [10 empty] | Industrial | Lighting Controls - Exterior | New | Stone/Clay/Glass/Concrete | 3.4262 | 1.0174 | 3.3677 | 0 | 0 | 0 | Due to longer payback period
[10 empty] | Residential | LED Specialty Lamps-5W Chandelier | Turnover | Manufactured Home | 1.9406 | 0.57274 | 3.3883 | 0 | 0 | 0 | Due to longer payback period | [10 empty] | Industrial | Lighting Controls - Exterior | Existing | Textiles and Leather | 3.9997 | 1.0174 | 3.9313 | 0 | 0 | 0 | Due to longer payback period
[10 empty] | Residential | LED Specialty Lamps-5W Chandelier | New | Single Family | 1.9406 | 0.57274 | 3.3883 | 0 | 0 | 0 | Due to longer payback period | [10 empty] | Industrial | Lighting Controls - Exterior | New | Textiles and Leather | 3.9997 | 1.0174 | 3.9313 | 0 | 0 | 0 | Due to longer payback period
[10 empty] | Residential | LED Specialty Lamps-5W Chandelier | New | Multi-Family | 1.9406 | 0.57274 | 3.3883 | 0 | 0 | 0 | Due to longer payback period | [10 empty] | Industrial | Lighting Controls - Exterior | Existing | Transportation Equipment | 3.9069 | 1.0174 | 3.8401 | 0 | 0 | 0 | Due to longer payback period
[10 empty] | Residential | LED Specialty Lamps-5W Chandelier | New | Manufactured Home | 1.9406 | 0.57274 | 3.3883 | 0 | 0 | 0 | Due to longer payback period | [10 empty] | Industrial | Lighting Controls - Exterior | New | Transportation Equipment | 3.9069 | 1.0174 | 3.8401 | 0 | 0 | 0 | Due to longer payback period
[10 empty] | Residential | Programmable Thermostat | New | Single Family | 1.8652 | 0.55399 | 3.3668 | 0 | 0 | 0 | Due to longer payback period | [10 empty] | Industrial | Lighting Controls - Exterior | Existing | Water and Wastewater | 3.6704 | 1.0174 | 3.6076 | 0 | 0 | 0 | Due to longer payback period
[10 empty] | Residential | Programmable Thermostat | New | Manufactured Home | 1.8245 | 0.55399 | 3.2934 | 0 | 0 | 0 | Due to longer payback period | [10 empty] | Industrial | Lighting Controls - Exterior | New | Water and Wastewater | 3.6704 | 1.0174 | 3.6076 | 0 | 0 | 0 | Due to longer payback period
[10 empty] | Commercial | Efficient Exhaust Hood | Turnover | Assembly | 3.1311 | 0.66059 | 4.7399 | 0 | 0 | 0 | Due to longer payback period
[10 empty] | Commercial | Efficient Exhaust Hood | Turnover | College and University | 3.1311 | 0.66059 | 4.7399 | 0 | 0 | 0 | Due to longer payback period
[10 empty] | Commercial | Efficient Exhaust Hood | Turnover | Grocery | 3.1311 | 0.66059 | 4.7399 | 0 | 0 | 0 | Due to longer payback period
[10 empty] | Commercial | Efficient Exhaust Hood | Turnover | Healthcare | 3.1311 | 0.66059 | 4.7399 | 0 | 0 | 0 | Due to longer payback period
[10 empty] | Commercial | Efficient Exhaust Hood | Turnover | Hospitals | 3.1311 | 0.66059 | 4.7399 | 0 | 0 | 0 | Due to longer payback period
[10 empty] | Commercial | Efficient Exhaust Hood | Turnover | Institutional | 3.1311 | 0.66059 | 4.7399 | 0 | 0 | 0 | Due to longer payback period
[10 empty] | Commercial | Efficient Exhaust Hood | Turnover | Lodging/Hospitality | 3.1311 | 0.66059 | 4.7399 | 0 | 0 | 0 | Due to longer payback period
[10 empty] | Commercial | Efficient Exhaust Hood | Turnover | Miscellaneous | 3.1311 | 0.66059 | 4.7399 | 0 | 0 | 0 | Due to longer payback period
[10 empty] | Commercial | Efficient Exhaust Hood | Turnover | Offices | 3.1311 | 0.66059 | 4.7399 | 0 | 0 | 0 | Due to longer payback period
[10 empty] | Commercial | Efficient Exhaust Hood | Turnover | Restaurants | 3.1311 | 0.66059 | 4.7399 | 0 | 0 | 0 | Due to longer payback period
[10 empty] | Commercial | Efficient Exhaust Hood | Turnover | Retail | 3.1311 | 0.66059 | 4.7399 | 0 | 0 | 0 | Due to longer payback period
[10 empty] | Commercial | Efficient Exhaust Hood | Turnover | Schools K-12 | 3.1311 | 0.66059 | 4.7399 | 0 | 0 | 0 | Due to longer payback period
[10 empty] | Commercial | Efficient Exhaust Hood | Turnover | Warehouse | 3.1311 | 0.66059 | 4.7399 | 0 | 0 | 0 | Due to longer payback period
[10 empty] | Commercial | Efficient Exhaust Hood | New | Assembly | 3.1311 | 0.66059 | 4.7399 | 0 | 0 | 0 | Due to longer payback period
[10 empty] | Commercial | Efficient Exhaust Hood | New | College and University | 3.1311 | 0.66059 | 4.7399 | 0 | 0 | 0 | Due to longer payback period
[10 empty] | Commercial | Efficient Exhaust Hood | New | Grocery | 3.1311 | 0.66059 | 4.7399 | 0 | 0 | 0 | Due to longer payback period
[10 empty] | Commercial | Efficient Exhaust Hood | New | Healthcare | 3.1311 | 0.66059 | 4.7399 | 0 | 0 | 0 | Due to longer payback period
[10 empty] | Commercial | Efficient Exhaust Hood | New | Hospitals | 3.1311 | 0.66059 | 4.7399 | 0 | 0 | 0 | Due to longer payback period
[10 empty] | Commercial | Efficient Exhaust Hood | New | Institutional | 3.1311 | 0.66059 | 4.7399 | 0 | 0 | 0 | Due to longer payback period
[10 empty] | Commercial | Efficient Exhaust Hood | New | Lodging/Hospitality | 3.1311 | 0.66059 | 4.7399 | 0 | 0 | 0 | Due to longer payback period
[10 empty] | Commercial | Efficient Exhaust Hood | New | Miscellaneous | 3.1311 | 0.66059 | 4.7399 | 0 | 0 | 0 | Due to longer payback period
[10 empty] | Commercial | Efficient Exhaust Hood | New | Offices | 3.1311 | 0.66059 | 4.7399 | 0 | 0 | 0 | Due to longer payback period
[10 empty] | Commercial | Efficient Exhaust Hood | New | Restaurants | 3.1311 | 0.66059 | 4.7399 | 0 | 0 | 0 | Due to longer payback period
[10 empty] | Commercial | Efficient Exhaust Hood | New | Retail | 3.1311 | 0.66059 | 4.7399 | 0 | 0 | 0 | Due to longer payback period
[10 empty] | Commercial | Efficient Exhaust Hood | New | Schools K-12 | 3.1311 | 0.66059 | 4.7399 | 0 | 0 | 0 | Due to longer payback period
[10 empty] | Commercial | Efficient Exhaust Hood | New | Warehouse | 3.1311 | 0.66059 | 4.7399 | 0 | 0 | 0 | Due to longer payback period
[10 empty] | Commercial | Heat Pump Water Heater | Turnover | Assembly | 2.3815 | 0.60986 | 3.905 | 0 | 0 | 0 | Due to longer payback period
[10 empty] | Commercial | Heat Pump Water Heater | New | Assembly | 2.3815 | 0.60986 | 3.905 | 0 | 0 | 0 | Due to longer payback period
[10 empty] | Commercial | High Efficiency PTAC | Turnover | Assembly | 3.8966 | 0.70496 | 5.5274 | 0 | 0 | 0 | Due to longer payback period
[10 empty] | Commercial | High Efficiency PTAC | Turnover | College and University | 3.9874 | 0.66652 | 5.9825 | 0 | 0 | 0 | Due to longer payback period
[10 empty] | Commercial | High Efficiency PTAC | Turnover | Offices | 4.2767 | 0.69414 | 6.1611 | 0 | 0 | 0 | Due to longer payback period
[10 empty] | Commercial | High Efficiency PTAC | Turnover | Schools K-12 | 4.302 | 0.70496 | 6.1025 | 0 | 0 | 0 | Due to longer payback period
[10 empty] | Commercial | High Efficiency PTAC | New | Assembly | 3.8966 | 0.70496 | 5.5274 | 0 | 0 | 0 | Due to longer payback period
[10 empty] | Commercial | High Efficiency PTAC | New | College and University | 3.9874 | 0.66652 | 5.9825 | 0 | 0 | 0 | Due to longer payback period
[10 empty] | Commercial | High Efficiency PTAC | New | Offices | 4.2767 | 0.69414 | 6.1611 | 0 | 0 | 0 | Due to longer payback period
[10 empty] | Commercial | High Efficiency PTAC | New | Schools K-12 | 4.302 | 0.70496 | 6.1025 | 0 | 0 | 0 | Due to longer payback period
[10 empty] | Commercial | High Efficiency PTHP | Turnover | Assembly | 4.0449 | 0.70494 | 5.738 | 0 | 0 | 0 | Due to longer payback period
[10 empty] | Commercial | High Efficiency PTHP | Turnover | College and University | 4.1231 | 0.66639 | 6.1873 | 0 | 0 | 0 | Due to longer payback period
[10 empty] | Commercial | High Efficiency PTHP | Turnover | Offices | 4.472 | 0.70494 | 6.3439 | 0 | 0 | 0 | Due to longer payback period
[10 empty] | Commercial | High Efficiency PTHP | New | Assembly | 4.0449 | 0.70494 | 5.738 | 0 | 0 | 0 | Due to longer payback period
[10 empty] | Commercial | High Efficiency PTHP | New | College and University | 4.1231 | 0.66639 | 6.1873 | 0 | 0 | 0 | Due to longer payback period
[10 empty] | Commercial | High Efficiency PTHP | New | Offices | 4.472 | 0.70494 | 6.3439 | 0 | 0 | 0 | Due to longer payback period
[10 empty] | Commercial | High Bay Fluorescent (T5) | Turnover | Schools K-12 | 3.6059 | 0.65029 | 5.545 | 0 | 0 | 0 | Due to longer payback period
[10 empty] | Commercial | High Bay Fluorescent (T5) | New | Schools K-12 | 3.6059 | 0.65029 | 5.545 | 0 | 0 | 0 | Due to longer payback period
[10 empty] | Commercial | High Bay LED | Turnover | Assembly | 2.9548 | 0.65029 | 4.5439 | 0 | 0 | 0 | Due to longer payback period
[10 empty] | Commercial | High Bay LED | Turnover | Institutional | 3.3894 | 0.65029 | 5.2122 | 0 | 0 | 0 | Due to longer payback period
[10 empty] | Commercial | High Bay LED | Turnover | Lodging/Hospitality | 3.8569 | 0.65029 | 5.931 | 0 | 0 | 0 | Due to longer payback period
[10 empty] | Commercial | High Bay LED | Turnover | Offices | 3.3422 | 0.65029 | 5.1395 | 0 | 0 | 0 | Due to longer payback period
[10 empty] | Commercial | High Bay LED | Turnover | Restaurants | 3.449 | 0.65029 | 5.3038 | 0 | 0 | 0 | Due to longer payback period
[10 empty] | Commercial | High Bay LED | Turnover | Warehouse | 3.9288 | 0.65029 | 6.0416 | 0 | 0 | 0 | Due to longer payback period
[10 empty] | Commercial | High Bay LED | New | Assembly | 2.9548 | 0.65029 | 4.5439 | 0 | 0 | 0 | Due to longer payback period
[10 empty] | Commercial | High Bay LED | New | Institutional | 3.3894 | 0.65029 | 5.2122 | 0 | 0 | 0 | Due to longer payback period
[10 empty] | Commercial | High Bay LED | New | Lodging/Hospitality | 3.8569 | 0.65029 | 5.931 | 0 | 0 | 0 | Due to longer payback period
[10 empty] | Commercial | High Bay LED | New | Offices | 3.3422 | 0.65029 | 5.1395 | 0 | 0 | 0 | Due to longer payback period
[10 empty] | Commercial | High Bay LED | New | Restaurants | 3.449 | 0.65029 | 5.3038 | 0 | 0 | 0 | Due to longer payback period
[10 empty] | Commercial | High Bay LED | New | Warehouse | 3.9288 | 0.65029 | 6.0416 | 0 | 0 | 0 | Due to longer payback period
[10 empty] | Commercial | Premium T8 - Fixture Replacement | Turnover | Hospitals | 1.4812 | 0.60209 | 2.4601 | 0 | 0 | 0 | Due to longer payback period
[10 empty] | Commercial | Premium T8 - Fixture Replacement | New | Hospitals | 1.4812 | 0.60209 | 2.4601 | 0 | 0 | 0 | Due to longer payback period
[10 empty] | Commercial | Energy Star Commercial Solid Door Refrigerator | Turnover | Assembly | 3.1788 | 0.6321 | 5.029 | 0 | 0 | 0 | Due to longer payback period
[10 empty] | Commercial | Energy Star Commercial Solid Door Refrigerator | Turnover | College and University | 3.1557 | 0.62899 | 5.0171 | 0 | 0 | 0 | Due to longer payback period
[10 empty] | Commercial | Energy Star Commercial Solid Door Refrigerator | Turnover | Grocery | 3.1788 | 0.6321 | 5.029 | 0 | 0 | 0 | Due to longer payback period
[10 empty] | Commercial | Energy Star Commercial Solid Door Refrigerator | Turnover | Healthcare | 3.1557 | 0.62899 | 5.0171 | 0 | 0 | 0 | Due to longer payback period
[10 empty] | Commercial | Energy Star Commercial Solid Door Refrigerator | Turnover | Hospitals | 3.1557 | 0.62899 | 5.0171 | 0 | 0 | 0 | Due to longer payback period
[10 empty] | Commercial | Energy Star Commercial Solid Door Refrigerator | Turnover | Institutional | 3.1788 | 0.6321 | 5.029 | 0 | 0 | 0 | Due to longer payback period
[10 empty] | Commercial | Energy Star Commercial Solid Door Refrigerator | Turnover | Lodging/Hospitality | 3.1557 | 0.62899 | 5.0171 | 0 | 0 | 0 | Due to longer payback period
[10 empty] | Commercial | Energy Star Commercial Solid Door Refrigerator | Turnover | Miscellaneous | 3.1788 | 0.6321 | 5.029 | 0 | 0 | 0 | Due to longer payback period
[10 empty] | Commercial | Energy Star Commercial Solid Door Refrigerator | Turnover | Offices | 3.1788 | 0.6321 | 5.029 | 0 | 0 | 0 | Due to longer payback period
[10 empty] | Commercial | Energy Star Commercial Solid Door Refrigerator | Turnover | Restaurants | 3.1557 | 0.62899 | 5.0171 | 0 | 0 | 0 | Due to longer payback period
[10 empty] | Commercial | Energy Star Commercial Solid Door Refrigerator | Turnover | Retail | 3.1788 | 0.6321 | 5.029 | 0 | 0 | 0 | Due to longer payback period
[10 empty] | Commercial | Energy Star Commercial Solid Door Refrigerator | Turnover | Schools K-12 | 3.1557 | 0.62899 | 5.0171 | 0 | 0 | 0 | Due to longer payback period
[10 empty] | Commercial | Energy Star Commercial Solid Door Refrigerator | Turnover | Warehouse | 3.1788 | 0.6321 | 5.029 | 0 | 0 | 0 | Due to longer payback period
[10 empty] | Commercial | Energy Star Commercial Solid Door Refrigerator | New | Assembly | 3.1788 | 0.6321 | 5.029 | 0 | 0 | 0 | Due to longer payback period
[10 empty] | Commercial | Energy Star Commercial Solid Door Refrigerator | New | College and University | 3.1557 | 0.62899 | 5.0171 | 0 | 0 | 0 | Due to longer payback period
[10 empty] | Commercial | Energy Star Commercial Solid Door Refrigerator | New | Grocery | 3.1788 | 0.6321 | 5.029 | 0 | 0 | 0 | Due to longer payback period
[10 empty] | Commercial | Energy Star Commercial Solid Door Refrigerator | New | Healthcare | 3.1557 | 0.62899 | 5.0171 | 0 | 0 | 0 | Due to longer payback period
[10 empty] | Commercial | Energy Star Commercial Solid Door Refrigerator | New | Hospitals | 3.1557 | 0.62899 | 5.0171 | 0 | 0 | 0 | Due to longer payback period
[10 empty] | Commercial | Energy Star Commercial Solid Door Refrigerator | New | Institutional | 3.1788 | 0.6321 | 5.029 | 0 | 0 | 0 | Due to longer payback period
[10 empty] | Commercial | Energy Star Commercial Solid Door Refrigerator | New | Lodging/Hospitality | 3.1557 | 0.62899 | 5.0171 | 0 | 0 | 0 | Due to longer payback period
[10 empty] | Commercial | Energy Star Commercial Solid Door Refrigerator | New | Miscellaneous | 3.1788 | 0.6321 | 5.029 | 0 | 0 | 0 | Due to longer payback period
[10 empty] | Commercial | Energy Star Commercial Solid Door Refrigerator | New | Offices | 3.1788 | 0.6321 | 5.029 | 0 | 0 | 0 | Due to longer payback period
[10 empty] | Commercial | Energy Star Commercial Solid Door Refrigerator | New | Restaurants | 3.1557 | 0.62899 | 5.0171 | 0 | 0 | 0 | Due to longer payback period
[10 empty] | Commercial | Energy Star Commercial Solid Door Refrigerator | New | Retail | 3.1788 | 0.6321 | 5.029 | 0 | 0 | 0 | Due to longer payback period
[10 empty] | Commercial | Energy Star Commercial Solid Door Refrigerator | New | Schools K-12 | 3.1557 | 0.62899 | 5.0171 | 0 | 0 | 0 | Due to longer payback period
[10 empty] | Commercial | Energy Star Commercial Solid Door Refrigerator | New | Warehouse | 3.1788 | 0.6321 | 5.029 | 0 | 0 | 0 | Due to longer payback period
[10 empty] | Commercial | Outdoor Lighting Controls | Existing | Assembly | 1.731 | 0.59151 | 2.9265 | 0 | 0 | 0 | Due to longer payback period
[10 empty] | Commercial | Outdoor Lighting Controls | Existing | College and University | 1.731 | 0.59151 | 2.9265 | 0 | 0 | 0 | Due to longer payback period
[10 empty] | Commercial | Outdoor Lighting Controls | Existing | Grocery | 1.731 | 0.59151 | 2.9265 | 0 | 0 | 0 | Due to longer payback period
[10 empty] | Commercial | Outdoor Lighting Controls | Existing | Healthcare | 1.731 | 0.59151 | 2.9265 | 0 | 0 | 0 | Due to longer payback period
[10 empty] | Commercial | Outdoor Lighting Controls | Existing | Hospitals | 1.731 | 0.59151 | 2.9265 | 0 | 0 | 0 | Due to longer payback period
[10 empty] | Commercial | Outdoor Lighting Controls | Existing | Institutional | 1.731 | 0.59151 | 2.9265 | 0 | 0 | 0 | Due to longer payback period
[10 empty] | Commercial | Outdoor Lighting Controls | Existing | Lodging/Hospitality | 1.731 | 0.59151 | 2.9265 | 0 | 0 | 0 | Due to longer payback period
[10 empty] | Commercial | Outdoor Lighting Controls | Existing | Miscellaneous | 1.731 | 0.59151 | 2.9265 | 0 | 0 | 0 | Due to longer payback period
[10 empty] | Commercial | Outdoor Lighting Controls | Existing | Offices | 1.731 | 0.59151 | 2.9265 | 0 | 0 | 0 | Due to longer payback period
[10 empty] | Commercial | Outdoor Lighting Controls | Existing | Restaurants | 1.731 | 0.59151 | 2.9265 | 0 | 0 | 0 | Due to longer payback period
[10 empty] | Commercial | Outdoor Lighting Controls | Existing | Retail | 1.731 | 0.59151 | 2.9265 | 0 | 0 | 0 | Due to longer payback period
[10 empty] | Commercial | Outdoor Lighting Controls | Existing | Schools K-12 | 1.731 | 0.59151 | 2.9265 | 0 | 0 | 0 | Due to longer payback period
[10 empty] | Commercial | Outdoor Lighting Controls | Existing | Warehouse | 1.731 | 0.59151 | 2.9265 | 0 | 0 | 0 | Due to longer payback period
[10 empty] | Commercial | Outdoor Lighting Controls | New | Assembly | 1.731 | 0.59151 | 2.9265 | 0 | 0 | 0 | Due to longer payback period
[10 empty] | Commercial | Outdoor Lighting Controls | New | College and University | 1.731 | 0.59151 | 2.9265 | 0 | 0 | 0 | Due to longer payback period
[10 empty] | Commercial | Outdoor Lighting Controls | New | Grocery | 1.731 | 0.59151 | 2.9265 | 0 | 0 | 0 | Due to longer payback period
[10 empty] | Commercial | Outdoor Lighting Controls | New | Healthcare | 1.731 | 0.59151 | 2.9265 | 0 | 0 | 0 | Due to longer payback period
[10 empty] | Commercial | Outdoor Lighting Controls | New | Hospitals | 1.731 | 0.59151 | 2.9265 | 0 | 0 | 0 | Due to longer payback period
[10 empty] | Commercial | Outdoor Lighting Controls | New | Institutional | 1.731 | 0.59151 | 2.9265 | 0 | 0 | 0 | Due to longer payback period
[10 empty] | Commercial | Outdoor Lighting Controls | New | Lodging/Hospitality | 1.731 | 0.59151 | 2.9265 | 0 | 0 | 0 | Due to longer payback period
[10 empty] | Commercial | Outdoor Lighting Controls | New | Miscellaneous | 1.731 | 0.59151 | 2.9265 | 0 | 0 | 0 | Due to longer payback period
[10 empty] | Commercial | Outdoor Lighting Controls | New | Offices | 1.731 | 0.59151 | 2.9265 | 0 | 0 | 0 | Due to longer payback period
[10 empty] | Commercial | Outdoor Lighting Controls | New | Restaurants | 1.731 | 0.59151 | 2.9265 | 0 | 0 | 0 | Due to longer payback period
[10 empty] | Commercial | Outdoor Lighting Controls | New | Retail | 1.731 | 0.59151 | 2.9265 | 0 | 0 | 0 | Due to longer payback period
[10 empty] | Commercial | Outdoor Lighting Controls | New | Schools K-12 | 1.731 | 0.59151 | 2.9265 | 0 | 0 | 0 | Due to longer payback period
[10 empty] | Commercial | Outdoor Lighting Controls | New | Warehouse | 1.731 | 0.59151 | 2.9265 | 0 | 0 | 0 | Due to longer payback period
[10 empty] | Commercial | Chilled Water System - Variable Speed Drives | Existing | Assembly | 3.0923 | 0.63072 | 4.9028 | 0 | 0 | 0 | Due to longer payback period
[10 empty] | Commercial | Chilled Water System - Variable Speed Drives | Existing | College and University | 3.0923 | 0.63072 | 4.9028 | 0 | 0 | 0 | Due to longer payback period
[10 empty] | Commercial | Chilled Water System - Variable Speed Drives | Existing | Grocery | 3.0923 | 0.63072 | 4.9028 | 0 | 0 | 0 | Due to longer payback period
[10 empty] | Commercial | Chilled Water System - Variable Speed Drives | Existing | Healthcare | 3.0923 | 0.63072 | 4.9028 | 0 | 0 | 0 | Due to longer payback period
[10 empty] | Commercial | Chilled Water System - Variable Speed Drives | Existing | Hospitals | 3.0923 | 0.63072 | 4.9028 | 0 | 0 | 0 | Due to longer payback period
[10 empty] | Commercial | Chilled Water System - Variable Speed Drives | Existing | Institutional | 3.0923 | 0.63072 | 4.9028 | 0 | 0 | 0 | Due to longer payback period
[10 empty] | Commercial | Chilled Water System - Variable Speed Drives | Existing | Lodging/Hospitality | 3.0923 | 0.63072 | 4.9028 | 0 | 0 | 0 | Due to longer payback period
[10 empty] | Commercial | Chilled Water System - Variable Speed Drives | Existing | Miscellaneous | 3.0923 | 0.63072 | 4.9028 | 0 | 0 | 0 | Due to longer payback period
[10 empty] | Commercial | Chilled Water System - Variable Speed Drives | Existing | Offices | 3.0923 | 0.63072 | 4.9028 | 0 | 0 | 0 | Due to longer payback period
[10 empty] | Commercial | Chilled Water System - Variable Speed Drives | Existing | Restaurants | 3.0923 | 0.63072 | 4.9028 | 0 | 0 | 0 | Due to longer payback period
[10 empty] | Commercial | Chilled Water System - Variable Speed Drives | Existing | Retail | 3.0923 | 0.63072 | 4.9028 | 0 | 0 | 0 | Due to longer payback period
[10 empty] | Commercial | Chilled Water System - Variable Speed Drives | Existing | Schools K-12 | 3.0923 | 0.63072 | 4.9028 | 0 | 0 | 0 | Due to longer payback period
[10 empty] | Commercial | Chilled Water System - Variable Speed Drives | Existing | Warehouse | 3.0923 | 0.63072 | 4.9028 | 0 | 0 | 0 | Due to longer payback period
[10 empty] | Commercial | Chilled Water System - Variable Speed Drives | New | Assembly | 3.0923 | 0.63072 | 4.9028 | 0 | 0 | 0 | Due to longer payback period
[10 empty] | Commercial | Chilled Water System - Variable Speed Drives | New | College and University | 3.0923 | 0.63072 | 4.9028 | 0 | 0 | 0 | Due to longer payback period
[10 empty] | Commercial | Chilled Water System - Variable Speed Drives | New | Grocery | 3.0923 | 0.63072 | 4.9028 | 0 | 0 | 0 | Due to longer payback period
[10 empty] | Commercial | Chilled Water System - Variable Speed Drives | New | Healthcare | 3.0923 | 0.63072 | 4.9028 | 0 | 0 | 0 | Due to longer payback period
[10 empty] | Commercial | Chilled Water System - Variable Speed Drives | New | Hospitals | 3.0923 | 0.63072 | 4.9028 | 0 | 0 | 0 | Due to longer payback period
[10 empty] | Commercial | Chilled Water System - Variable Speed Drives | New | Institutional | 3.0923 | 0.63072 | 4.9028 | 0 | 0 | 0 | Due to longer payback period
[10 empty] | Commercial | Chilled Water System - Variable Speed Drives | New | Lodging/Hospitality | 3.0923 | 0.63072 | 4.9028 | 0 | 0 | 0 | Due to longer payback period
[10 empty] | Commercial | Chilled Water System - Variable Speed Drives | New | Miscellaneous | 3.0923 | 0.63072 | 4.9028 | 0 | 0 | 0 | Due to longer payback period
[10 empty] | Commercial | Chilled Water System - Variable Speed Drives | New | Offices | 3.0923 | 0.63072 | 4.9028 | 0 | 0 | 0 | Due to longer payback period
[10 empty] | Commercial | Chilled Water System - Variable Speed Drives | New | Restaurants | 3.0923 | 0.63072 | 4.9028 | 0 | 0 | 0 | Due to longer payback period
[10 empty] | Commercial | Chilled Water System - Variable Speed Drives | New | Retail | 3.0923 | 0.63072 | 4.9028 | 0 | 0 | 0 | Due to longer payback period
[10 empty] | Commercial | Chilled Water System - Variable Speed Drives | New | Schools K-12 | 3.0923 | 0.63072 | 4.9028 | 0 | 0 | 0 | Due to longer payback period
[10 empty] | Commercial | Chilled Water System - Variable Speed Drives | New | Warehouse | 3.0923 | 0.63072 | 4.9028 | 0 | 0 | 0 | Due to longer payback period
[10 empty] | Commercial | Duct Sealing Repair | Existing | College and University | 3.2284 | 0.67164 | 4.8067 | 0 | 0 | 0 | Due to longer payback period
[10 empty] | Commercial | Duct Sealing Repair | Existing | Retail | 3.93 | 0.67164 | 5.8514 | 0 | 0 | 0 | Due to longer payback period
[10 empty] | Commercial | Duct Sealing Repair | Existing | Schools K-12 | 3.2284 | 0.67164 | 4.8067 | 0 | 0 | 0 | Due to longer payback period
[10 empty] | Commercial | Duct Sealing Repair | New | College and University | 3.2284 | 0.67164 | 4.8067 | 0 | 0 | 0 | Due to longer payback period
[10 empty] | Commercial | Duct Sealing Repair | New | Retail | 3.93 | 0.67164 | 5.8514 | 0 | 0 | 0 | Due to longer payback period
[10 empty] | Commercial | Duct Sealing Repair | New | Schools K-12 | 3.2284 | 0.67164 | 4.8067 | 0 | 0 | 0 | Due to longer payback period
[10 empty] | Commercial | ECM Motors on Furnaces | Existing | Assembly | 2.9922 | 0.65014 | 4.6023 | 0 | 0 | 0 | Due to longer payback period
[10 empty] | Commercial | ECM Motors on Furnaces | Existing | College and University | 2.9314 | 0.63693 | 4.6023 | 0 | 0 | 0 | Due to longer payback period
[10 empty] | Commercial | ECM Motors on Furnaces | Existing | Lodging/Hospitality | 3.0665 | 0.63096 | 4.8601 | 0 | 0 | 0 | Due to longer payback period
[10 empty] | Commercial | ECM Motors on Furnaces | New | Assembly | 2.9922 | 0.65014 | 4.6023 | 0 | 0 | 0 | Due to longer payback period
[10 empty] | Commercial | ECM Motors on Furnaces | New | College and University | 2.9314 | 0.63693 | 4.6023 | 0 | 0 | 0 | Due to longer payback period
[10 empty] | Commercial | ECM Motors on Furnaces | New | Lodging/Hospitality | 3.0665 | 0.63096 | 4.8601 | 0 | 0 | 0 | Due to longer payback period
[10 empty] | Commercial | Facility Energy Management System | Existing | Healthcare | 3.8769 | 0.64845 | 5.9788 | 0 | 0 | 0 | Due to longer payback period
[10 empty] | Commercial | Facility Energy Management System | Existing | Hospitals | 3.8198 | 0.64361 | 5.935 | 0 | 0 | 0 | Due to longer payback period
[10 empty] | Commercial | Facility Energy Management System | Existing | Miscellaneous | 2.978 | 0.64845 | 4.5924 | 0 | 0 | 0 | Due to longer payback period
[10 empty] | Commercial | Facility Energy Management System | Existing | Offices | 4.0003 | 0.64845 | 6.1689 | 0 | 0 | 0 | Due to longer payback period
[10 empty] | Commercial | Facility Energy Management System | New | Healthcare | 3.8769 | 0.64845 | 5.9788 | 0 | 0 | 0 | Due to longer payback period
[10 empty] | Commercial | Facility Energy Management System | New | Hospitals | 3.8198 | 0.64361 | 5.935 | 0 | 0 | 0 | Due to longer payback period
[10 empty] | Commercial | Facility Energy Management System | New | Miscellaneous | 2.978 | 0.64845 | 4.5924 | 0 | 0 | 0 | Due to longer payback period
[10 empty] | Commercial | Facility Energy Management System | New | Offices | 4.0003 | 0.64845 | 6.1689 | 0 | 0 | 0 | Due to longer payback period
[10 empty] | Commercial | HVAC tune-up | Existing | Healthcare | 1.4207 | 0.60723 | 2.3396 | 0 | 0 | 0 | Due to longer payback period
[10 empty] | Commercial | HVAC tune-up | Existing | Hospitals | 1.3391 | 0.60231 | 2.2232 | 0 | 0 | 0 | Due to longer payback period
[10 empty] | Commercial | HVAC tune-up | Existing | Lodging/Hospitality | 1.0785 | 0.60723 | 1.7761 | 0 | 0 | 0 | Due to longer payback period
[10 empty] | Commercial | HVAC tune-up | Existing | Restaurants | 1.0312 | 0.60263 | 1.7112 | 0 | 0 | 0 | Due to longer payback period
[10 empty] | Commercial | HVAC tune-up | New | Healthcare | 1.4207 | 0.60723 | 2.3396 | 0 | 0 | 0 | Due to longer payback period
[10 empty] | Commercial | HVAC tune-up | New | Hospitals | 1.3391 | 0.60231 | 2.2232 | 0 | 0 | 0 | Due to longer payback period
[10 empty] | Commercial | HVAC tune-up | New | Lodging/Hospitality | 1.0785 | 0.60723 | 1.7761 | 0 | 0 | 0 | Due to longer payback period
[10 empty] | Commercial | HVAC tune-up | New | Restaurants | 1.0312 | 0.60263 | 1.7112 | 0 | 0 | 0 | Due to longer payback period
[10 empty] | Commercial | HVAC tune-up_RTU | Existing | Healthcare | 1.3692 | 0.60723 | 2.2549 | 0 | 0 | 0 | Due to longer payback period
[10 empty] | Commercial | HVAC tune-up_RTU | Existing | Hospitals | 1.2905 | 0.60231 | 2.1426 | 0 | 0 | 0 | Due to longer payback period
[10 empty] | Commercial | HVAC tune-up_RTU | Existing | Lodging/Hospitality | 1.0394 | 0.60723 | 1.7118 | 0 | 0 | 0 | Due to longer payback period
[10 empty] | Commercial | HVAC tune-up_RTU | New | Healthcare | 1.3692 | 0.60723 | 2.2549 | 0 | 0 | 0 | Due to longer payback period
[10 empty] | Commercial | HVAC tune-up_RTU | New | Hospitals | 1.2905 | 0.60231 | 2.1426 | 0 | 0 | 0 | Due to longer payback period
[10 empty] | Commercial | HVAC tune-up_RTU | New | Lodging/Hospitality | 1.0394 | 0.60723 | 1.7118 | 0 | 0 | 0 | Due to longer payback period
[10 empty] | Commercial | Programmable Thermostat | Existing | Restaurants | 3.8617 | 0.83908 | 4.6024 | 0 | 0 | 0 | Due to longer payback period
[10 empty] | Commercial | Programmable Thermostat | New | Restaurants | 3.8617 | 0.83908 | 4.6024 | 0 | 0 | 0 | Due to longer payback period
[10 empty] | Commercial | Smart Thermostat | Existing | Healthcare | 2.8223 | 0.73229 | 3.8541 | 0 | 0 | 0 | Due to longer payback period
[10 empty] | Commercial | Smart Thermostat | Existing | Hospitals | 2.7117 | 0.66152 | 4.0992 | 0 | 0 | 0 | Due to longer payback period
[10 empty] | Commercial | Smart Thermostat | Existing | Institutional | 3.2626 | 0.73229 | 4.4553 | 0 | 0 | 0 | Due to longer payback period
[10 empty] | Commercial | Smart Thermostat | Existing | Offices | 3.0405 | 0.73229 | 4.152 | 0 | 0 | 0 | Due to longer payback period
[10 empty] | Commercial | Smart Thermostat | New | Healthcare | 2.8223 | 0.73229 | 3.8541 | 0 | 0 | 0 | Due to longer payback period
[10 empty] | Commercial | Smart Thermostat | New | Hospitals | 2.7117 | 0.66152 | 4.0992 | 0 | 0 | 0 | Due to longer payback period
[10 empty] | Commercial | Smart Thermostat | New | Institutional | 3.2626 | 0.73229 | 4.4553 | 0 | 0 | 0 | Due to longer payback period
[10 empty] | Commercial | Smart Thermostat | New | Offices | 3.0405 | 0.73229 | 4.152 | 0 | 0 | 0 | Due to longer payback period
[10 empty] | Commercial | Interior Lighting Controls | Existing | College and University | 1.5609 | 0.58484 | 2.669 | 0 | 0 | 0 | Due to longer payback period
[10 empty] | Commercial | Interior Lighting Controls | Existing | Grocery | 1.9632 | 0.58484 | 3.3568 | 0 | 0 | 0 | Due to longer payback period
[10 empty] | Commercial | Interior Lighting Controls | Existing | Healthcare | 1.7805 | 0.58484 | 3.0444 | 0 | 0 | 0 | Due to longer payback period
[10 empty] | Commercial | Interior Lighting Controls | Existing | Miscellaneous | 1.5609 | 0.58484 | 2.669 | 0 | 0 | 0 | Due to longer payback period
[10 empty] | Commercial | Interior Lighting Controls | Existing | Retail | 1.7649 | 0.58484 | 3.0177 | 0 | 0 | 0 | Due to longer payback period
[10 empty] | Commercial | Interior Lighting Controls | New | College and University | 1.5609 | 0.58484 | 2.669 | 0 | 0 | 0 | Due to longer payback period
[10 empty] | Commercial | Interior Lighting Controls | New | Grocery | 1.9632 | 0.58484 | 3.3568 | 0 | 0 | 0 | Due to longer payback period
[10 empty] | Commercial | Interior Lighting Controls | New | Healthcare | 1.7805 | 0.58484 | 3.0444 | 0 | 0 | 0 | Due to longer payback period
[10 empty] | Commercial | Interior Lighting Controls | New | Miscellaneous | 1.5609 | 0.58484 | 2.669 | 0 | 0 | 0 | Due to longer payback period
[10 empty] | Commercial | Interior Lighting Controls | New | Retail | 1.7649 | 0.58484 | 3.0177 | 0 | 0 | 0 | Due to longer payback period
[10 empty] | Commercial | Network PC Power Management | Existing | Assembly | 1.1037 | 0.58613 | 1.883 | 0 | 0 | 0 | Due to longer payback period
[10 empty] | Commercial | Network PC Power Management | Existing | College and University | 1.1365 | 0.59614 | 1.9064 | 0 | 0 | 0 | Due to longer payback period
[10 empty] | Commercial | Network PC Power Management | Existing | Grocery | 1.1192 | 0.59448 | 1.8827 | 0 | 0 | 0 | Due to longer payback period
[10 empty] | Commercial | Network PC Power Management | Existing | Healthcare | 1.1293 | 0.59448 | 1.8997 | 0 | 0 | 0 | Due to longer payback period
[10 empty] | Commercial | Network PC Power Management | Existing | Hospitals | 1.1476 | 0.59614 | 1.925 | 0 | 0 | 0 | Due to longer payback period
[10 empty] | Commercial | Network PC Power Management | Existing | Institutional | 1.1012 | 0.58613 | 1.8787 | 0 | 0 | 0 | Due to longer payback period
[10 empty] | Commercial | Network PC Power Management | Existing | Lodging/Hospitality | 1.1301 | 0.59448 | 1.901 | 0 | 0 | 0 | Due to longer payback period
[10 empty] | Commercial | Network PC Power Management | Existing | Miscellaneous | 1.1301 | 0.58613 | 1.928 | 0 | 0 | 0 | Due to longer payback period
[10 empty] | Commercial | Network PC Power Management | Existing | Offices | 1.132 | 0.59448 | 1.9042 | 0 | 0 | 0 | Due to longer payback period
[10 empty] | Commercial | Network PC Power Management | Existing | Restaurants | 1.1174 | 0.58613 | 1.9064 | 0 | 0 | 0 | Due to longer payback period
[10 empty] | Commercial | Network PC Power Management | Existing | Retail | 1.111 | 0.59448 | 1.8689 | 0 | 0 | 0 | Due to longer payback period
[10 empty] | Commercial | Network PC Power Management | Existing | Schools K-12 | 1.1376 | 0.59448 | 1.9137 | 0 | 0 | 0 | Due to longer payback period
[10 empty] | Commercial | Network PC Power Management | New | Assembly | 1.1037 | 0.58613 | 1.883 | 0 | 0 | 0 | Due to longer payback period
[10 empty] | Commercial | Network PC Power Management | New | College and University | 1.1365 | 0.59614 | 1.9064 | 0 | 0 | 0 | Due to longer payback period
[10 empty] | Commercial | Network PC Power Management | New | Grocery | 1.1192 | 0.59448 | 1.8827 | 0 | 0 | 0 | Due to longer payback period
[10 empty] | Commercial | Network PC Power Management | New | Healthcare | 1.1293 | 0.59448 | 1.8997 | 0 | 0 | 0 | Due to longer payback period
[10 empty] | Commercial | Network PC Power Management | New | Hospitals | 1.1476 | 0.59614 | 1.925 | 0 | 0 | 0 | Due to longer payback period
[10 empty] | Commercial | Network PC Power Management | New | Institutional | 1.1012 | 0.58613 | 1.8787 | 0 | 0 | 0 | Due to longer payback period
[10 empty] | Commercial | Network PC Power Management | New | Lodging/Hospitality | 1.1301 | 0.59448 | 1.901 | 0 | 0 | 0 | Due to longer payback period
[10 empty] | Commercial | Network PC Power Management | New | Miscellaneous | 1.1301 | 0.58613 | 1.928 | 0 | 0 | 0 | Due to longer payback period
[10 empty] | Commercial | Network PC Power Management | New | Offices | 1.132 | 0.59448 | 1.9042 | 0 | 0 | 0 | Due to longer payback period
[10 empty] | Commercial | Network PC Power Management | New | Restaurants | 1.1174 | 0.58613 | 1.9064 | 0 | 0 | 0 | Due to longer payback period
[10 empty] | Commercial | Network PC Power Management | New | Retail | 1.111 | 0.59448 | 1.8689 | 0 | 0 | 0 | Due to longer payback period
[10 empty] | Commercial | Network PC Power Management | New | Schools K-12 | 1.1376 | 0.59448 | 1.9137 | 0 | 0 | 0 | Due to longer payback period
[10 empty] | Commercial | Demand Controlled Ventilation | Existing | Lodging/Hospitality | 2.5963 | 0.61568 | 4.2169 | 0 | 0 | 0 | Due to longer payback period
[10 empty] | Commercial | Demand Controlled Ventilation | Existing | Miscellaneous | 2.3553 | 0.61568 | 3.8254 | 0 | 0 | 0 | Due to longer payback period
[10 empty] | Commercial | Demand Controlled Ventilation | Existing | Offices | 2.4676 | 0.61568 | 4.008 | 0 | 0 | 0 | Due to longer payback period
[10 empty] | Commercial | Demand Controlled Ventilation | New | Lodging/Hospitality | 2.5963 | 0.61568 | 4.2169 | 0 | 0 | 0 | Due to longer payback period
[10 empty] | Commercial | Demand Controlled Ventilation | New | Miscellaneous | 2.3553 | 0.61568 | 3.8254 | 0 | 0 | 0 | Due to longer payback period
[10 empty] | Commercial | Demand Controlled Ventilation | New | Offices | 2.4676 | 0.61568 | 4.008 | 0 | 0 | 0 | Due to longer payback period
[10 empty] | Commercial | Retro-Commissioning | Existing | College and University | 1.456 | 0.61375 | 2.3723 | 0 | 0 | 0 | Due to longer payback period
[10 empty] | Commercial | Retro-Commissioning | Existing | Schools K-12 | 1.3622 | 0.59168 | 2.3022 | 0 | 0 | 0 | Due to longer payback period
[10 empty] | Commercial | Retro-Commissioning | New | College and University | 1.456 | 0.61375 | 2.3723 | 0 | 0 | 0 | Due to longer payback period
[10 empty] | Commercial | Retro-Commissioning | New | Schools K-12 | 1.3622 | 0.59168 | 2.3022 | 0 | 0 | 0 | Due to longer payback period
[10 empty] | Industrial | Plant Energy Management | Existing | Agriculture and Assembly | 4.4264 | 0.75751 | 5.8434 | 0 | 0 | 0 | Due to longer payback period
[10 empty] | Industrial | Plant Energy Management | New | Agriculture and Assembly | 4.4264 | 0.75751 | 5.8434 | 0 | 0 | 0 | Due to longer payback period
[10 empty] | Industrial | Lighting Controls - Exterior | Existing | Agriculture and Assembly | 4.0616 | 1.0174 | 3.9921 | 0 | 0 | 0 | Due to longer payback period
[10 empty] | Industrial | Lighting Controls - Exterior | New | Agriculture and Assembly | 4.0616 | 1.0174 | 3.9921 | 0 | 0 | 0 | Due to longer payback period
[10 empty] | Industrial | Building Envelope Improvements | Existing | Agriculture and Assembly | 4.6232 | 0.78532 | 5.887 | 0 | 0 | 0 | Due to longer payback period
[10 empty] | Industrial | Building Envelope Improvements | New | Agriculture and Assembly | 4.6232 | 0.78532 | 5.887 | 0 | 0 | 0 | Due to longer payback period
[10 empty] | Industrial | HVAC Equipment Upgrades | New | Agriculture and Assembly | 7.0329 | 0.80388 | 8.7487 | 0 | 0 | 0 | Due to longer payback period
[10 empty] | Industrial | HVAC Equipment Upgrades | Turnover | Agriculture and Assembly | 7.0329 | 0.80388 | 8.7487 | 0 | 0 | 0 | Due to longer payback period
[10 empty] | Industrial | Lighting Controls | Existing | Agriculture and Assembly | 4.036 | 0.74597 | 5.4104 | 0 | 0 | 0 | Due to longer payback period
[10 empty] | Industrial | Lighting Controls | New | Agriculture and Assembly | 4.036 | 0.74597 | 5.4104 | 0 | 0 | 0 | Due to longer payback period
[10 empty] | Industrial | Motor Equipment Upgrades | New | Agriculture and Assembly | 3.2193 | 0.75638 | 4.2562 | 0 | 0 | 0 | Due to longer payback period
[10 empty] | Industrial | Motor Equipment Upgrades | Turnover | Agriculture and Assembly | 3.2193 | 0.75638 | 4.2562 | 0 | 0 | 0 | Due to longer payback period
[10 empty] | Industrial | Motor Optimization | Existing | Agriculture and Assembly | 3.9663 | 0.75638 | 5.2439 | 0 | 0 | 0 | Due to longer payback period
[10 empty] | Industrial | Motor Optimization | New | Agriculture and Assembly | 3.9663 | 0.75638 | 5.2439 | 0 | 0 | 0 | Due to longer payback period
[10 empty] | Industrial | Compressed Air Equipment | New | Chemicals and Plastics | 5.5144 | 0.79498 | 6.9366 | 0 | 0 | 0 | Due to longer payback period
[10 empty] | Industrial | Compressed Air Equipment | Turnover | Chemicals and Plastics | 5.5144 | 0.79498 | 6.9366 | 0 | 0 | 0 | Due to longer payback period
[10 empty] | Industrial | Lighting Controls - Exterior | Existing | Chemicals and Plastics | 3.6265 | 1.0174 | 3.5645 | 0 | 0 | 0 | Due to longer payback period
[10 empty] | Industrial | Lighting Controls - Exterior | New | Chemicals and Plastics | 3.6265 | 1.0174 | 3.5645 | 0 | 0 | 0 | Due to longer payback period
[10 empty] | Industrial | Lighting Controls | Existing | Chemicals and Plastics | 3.6037 | 0.74597 | 4.8309 | 0 | 0 | 0 | Due to longer payback period
[10 empty] | Industrial | Lighting Controls | New | Chemicals and Plastics | 3.6037 | 0.74597 | 4.8309 | 0 | 0 | 0 | Due to longer payback period
[10 empty] | Industrial | Process Refrig Equipment Upgrade | New | Chemicals and Plastics | 3.0612 | 0.7526 | 4.0675 | 0 | 0 | 0 | Due to longer payback period
[10 empty] | Industrial | Process Refrig Equipment Upgrade | Turnover | Chemicals and Plastics | 3.0612 | 0.7526 | 4.0675 | 0 | 0 | 0 | Due to longer payback period
[10 empty] | Industrial | Lighting Controls - Exterior | Existing | Construction | 3.6704 | 1.0174 | 3.6076 | 0 | 0 | 0 | Due to longer payback period
[10 empty] | Industrial | Lighting Controls - Exterior | New | Construction | 3.6704 | 1.0174 | 3.6076 | 0 | 0 | 0 | Due to longer payback period
[10 empty] | Industrial | Building Envelope Improvements | Existing | Construction | 5.1644 | 0.78532 | 6.5763 | 0 | 0 | 0 | Due to longer payback period
[10 empty] | Industrial | Building Envelope Improvements | New | Construction | 5.1644 | 0.78532 | 6.5763 | 0 | 0 | 0 | Due to longer payback period
[10 empty] | Industrial | HVAC Equipment Upgrades | New | Construction | 6.3769 | 0.80388 | 7.9326 | 0 | 0 | 0 | Due to longer payback period
[10 empty] | Industrial | HVAC Equipment Upgrades | Turnover | Construction | 6.3769 | 0.80388 | 7.9326 | 0 | 0 | 0 | Due to longer payback period
[10 empty] | Industrial | Lighting Controls | Existing | Construction | 3.6472 | 0.74597 | 4.8893 | 0 | 0 | 0 | Due to longer payback period
[10 empty] | Industrial | Lighting Controls | New | Construction | 3.6472 | 0.74597 | 4.8893 | 0 | 0 | 0 | Due to longer payback period
[10 empty] | Industrial | Motor Equipment Upgrades | New | Construction | 3.0579 | 0.75638 | 4.0428 | 0 | 0 | 0 | Due to longer payback period
[10 empty] | Industrial | Motor Equipment Upgrades | Turnover | Construction | 3.0579 | 0.75638 | 4.0428 | 0 | 0 | 0 | Due to longer payback period
[10 empty] | Industrial | Pump Equipment Upgrade | New | Construction | 5.5882 | 0.79498 | 7.0294 | 0 | 0 | 0 | Due to longer payback period
[10 empty] | Industrial | Pump Equipment Upgrade | Turnover | Construction | 5.5882 | 0.79498 | 7.0294 | 0 | 0 | 0 | Due to longer payback period
[10 empty] | Industrial | Lighting Controls - Exterior | Existing | Electrical and Electronic Equip. | 3.5544 | 1.0174 | 3.4936 | 0 | 0 | 0 | Due to longer payback period
[10 empty] | Industrial | Lighting Controls - Exterior | New | Electrical and Electronic Equip. | 3.5544 | 1.0174 | 3.4936 | 0 | 0 | 0 | Due to longer payback period
[10 empty] | Industrial | HVAC Equipment Upgrades | New | Electrical and Electronic Equip. | 7.0329 | 0.80388 | 8.7487 | 0 | 0 | 0 | Due to longer payback period
[10 empty] | Industrial | HVAC Equipment Upgrades | Turnover | Electrical and Electronic Equip. | 7.0329 | 0.80388 | 8.7487 | 0 | 0 | 0 | Due to longer payback period
[10 empty] | Industrial | HVAC Improved Controls | Existing | Electrical and Electronic Equip. | 5.4834 | 0.78532 | 6.9825 | 0 | 0 | 0 | Due to longer payback period
[10 empty] | Industrial | HVAC Improved Controls | New | Electrical and Electronic Equip. | 5.4834 | 0.78532 | 6.9825 | 0 | 0 | 0 | Due to longer payback period
[10 empty] | Industrial | Lighting Controls | Existing | Electrical and Electronic Equip. | 3.532 | 0.74597 | 4.7347 | 0 | 0 | 0 | Due to longer payback period
[10 empty] | Industrial | Lighting Controls | New | Electrical and Electronic Equip. | 3.532 | 0.74597 | 4.7347 | 0 | 0 | 0 | Due to longer payback period
[10 empty] | Industrial | Motor Equipment Upgrades | New | Electrical and Electronic Equip. | 3.1006 | 0.75638 | 4.0993 | 0 | 0 | 0 | Due to longer payback period
[10 empty] | Industrial | Motor Equipment Upgrades | Turnover | Electrical and Electronic Equip. | 3.1006 | 0.75638 | 4.0993 | 0 | 0 | 0 | Due to longer payback period
[10 empty] | Industrial | Process Other Systems Optimization | Existing | Electrical and Electronic Equip. | 2.379 | 0.73341 | 3.2438 | 0 | 0 | 0 | Due to longer payback period
[10 empty] | Industrial | Process Other Systems Optimization | New | Electrical and Electronic Equip. | 2.379 | 0.73341 | 3.2438 | 0 | 0 | 0 | Due to longer payback period
[10 empty] | Industrial | Compressed Air Equipment | New | Lumber/Furniture/Pulp/Paper | 5.1121 | 0.79498 | 6.4305 | 0 | 0 | 0 | Due to longer payback period
[10 empty] | Industrial | Compressed Air Equipment | Turnover | Lumber/Furniture/Pulp/Paper | 5.1121 | 0.79498 | 6.4305 | 0 | 0 | 0 | Due to longer payback period
[10 empty] | Industrial | Plant Energy Management | Existing | Lumber/Furniture/Pulp/Paper | 4.4264 | 0.75751 | 5.8434 | 0 | 0 | 0 | Due to longer payback period
[10 empty] | Industrial | Plant Energy Management | New | Lumber/Furniture/Pulp/Paper | 4.4264 | 0.75751 | 5.8434 | 0 | 0 | 0 | Due to longer payback period
[10 empty] | Industrial | HVAC Equipment Upgrades | New | Lumber/Furniture/Pulp/Paper | 7.0329 | 0.80388 | 8.7487 | 0 | 0 | 0 | Due to longer payback period
[10 empty] | Industrial | HVAC Equipment Upgrades | Turnover | Lumber/Furniture/Pulp/Paper | 7.0329 | 0.80388 | 8.7487 | 0 | 0 | 0 | Due to longer payback period
[10 empty] | Industrial | Process Other Systems Optimization | Existing | Lumber/Furniture/Pulp/Paper | 2.4181 | 0.73341 | 3.2971 | 0 | 0 | 0 | Due to longer payback period
[10 empty] | Industrial | Process Other Systems Optimization | New | Lumber/Furniture/Pulp/Paper | 2.4181 | 0.73341 | 3.2971 | 0 | 0 | 0 | Due to longer payback period
[10 empty] | Industrial | Lighting Controls - Exterior | Existing | Metal Products and Machinery | 3.2265 | 1.0174 | 3.1714 | 0 | 0 | 0 | Due to longer payback period
[10 empty] | Industrial | Lighting Controls - Exterior | New | Metal Products and Machinery | 3.2265 | 1.0174 | 3.1714 | 0 | 0 | 0 | Due to longer payback period
[10 empty] | Industrial | Building Envelope Improvements | Existing | Metal Products and Machinery | 5.7838 | 0.78532 | 7.365 | 0 | 0 | 0 | Due to longer payback period
[10 empty] | Industrial | Building Envelope Improvements | New | Metal Products and Machinery | 5.7838 | 0.78532 | 7.365 | 0 | 0 | 0 | Due to longer payback period
[10 empty] | Industrial | HVAC Equipment Upgrades | New | Metal Products and Machinery | 5.892 | 0.80388 | 7.3295 | 0 | 0 | 0 | Due to longer payback period
[10 empty] | Industrial | HVAC Equipment Upgrades | Turnover | Metal Products and Machinery | 5.892 | 0.80388 | 7.3295 | 0 | 0 | 0 | Due to longer payback period
[10 empty] | Industrial | Lighting Controls | Existing | Metal Products and Machinery | 3.2062 | 0.74597 | 4.298 | 0 | 0 | 0 | Due to longer payback period
[10 empty] | Industrial | Lighting Controls | New | Metal Products and Machinery | 3.2062 | 0.74597 | 4.298 | 0 | 0 | 0 | Due to longer payback period
[10 empty] | Industrial | Fan Equipment Upgrades | New | Metal Products and Machinery | 5.0648 | 0.79498 | 6.371 | 0 | 0 | 0 | Due to longer payback period
[10 empty] | Industrial | Fan Equipment Upgrades | Turnover | Metal Products and Machinery | 5.0648 | 0.79498 | 6.371 | 0 | 0 | 0 | Due to longer payback period
[10 empty] | Industrial | Pump Equipment Upgrade | New | Metal Products and Machinery | 5.0648 | 0.79498 | 6.371 | 0 | 0 | 0 | Due to longer payback period
[10 empty] | Industrial | Pump Equipment Upgrade | Turnover | Metal Products and Machinery | 5.0648 | 0.79498 | 6.371 | 0 | 0 | 0 | Due to longer payback period
[10 empty] | Industrial | Pump Equipment Upgrade | New | Miscellaneous Manufacturing | 5.5882 | 0.79498 | 7.0294 | 0 | 0 | 0 | Due to longer payback period
[10 empty] | Industrial | Pump Equipment Upgrade | Turnover | Miscellaneous Manufacturing | 5.5882 | 0.79498 | 7.0294 | 0 | 0 | 0 | Due to longer payback period
[10 empty] | Industrial | Pump System Optimization | Existing | Miscellaneous Manufacturing | 3.6245 | 0.75638 | 4.7919 | 0 | 0 | 0 | Due to longer payback period
[10 empty] | Industrial | Pump System Optimization | New | Miscellaneous Manufacturing | 3.6245 | 0.75638 | 4.7919 | 0 | 0 | 0 | Due to longer payback period
[10 empty] | Industrial | Compressed Air Equipment | New | Primary Resources Industries | 6.1561 | 0.79498 | 7.7438 | 0 | 0 | 0 | Due to longer payback period
[10 empty] | Industrial | Compressed Air Equipment | Turnover | Primary Resources Industries | 6.1561 | 0.79498 | 7.7438 | 0 | 0 | 0 | Due to longer payback period
[10 empty] | Industrial | Lighting Controls - Exterior | Existing | Primary Resources Industries | 3.4938 | 1.0174 | 3.4341 | 0 | 0 | 0 | Due to longer payback period
[10 empty] | Industrial | Lighting Controls - Exterior | New | Primary Resources Industries | 3.4938 | 1.0174 | 3.4341 | 0 | 0 | 0 | Due to longer payback period
[10 empty] | Industrial | Building Envelope Improvements | Existing | Primary Resources Industries | 5.739 | 0.78532 | 7.3079 | 0 | 0 | 0 | Due to longer payback period
[10 empty] | Industrial | Building Envelope Improvements | New | Primary Resources Industries | 5.739 | 0.78532 | 7.3079 | 0 | 0 | 0 | Due to longer payback period
[10 empty] | Industrial | Lighting Controls | Existing | Primary Resources Industries | 3.4718 | 0.74597 | 4.6541 | 0 | 0 | 0 | Due to longer payback period
[10 empty] | Industrial | Lighting Controls | New | Primary Resources Industries | 3.4718 | 0.74597 | 4.6541 | 0 | 0 | 0 | Due to longer payback period
[10 empty] | Industrial | Motor Equipment Upgrades | New | Primary Resources Industries | 2.9507 | 0.75638 | 3.9011 | 0 | 0 | 0 | Due to longer payback period
[10 empty] | Industrial | Motor Equipment Upgrades | Turnover | Primary Resources Industries | 2.9507 | 0.75638 | 3.9011 | 0 | 0 | 0 | Due to longer payback period
[10 empty] | Industrial | Process Refrig Equipment Upgrade | New | Primary Resources Industries | 3.4694 | 0.7526 | 4.61 | 0 | 0 | 0 | Due to longer payback period
[10 empty] | Industrial | Process Refrig Equipment Upgrade | Turnover | Primary Resources Industries | 3.4694 | 0.7526 | 4.61 | 0 | 0 | 0 | Due to longer payback period
[10 empty] | Industrial | Lighting Controls - Exterior | Existing | Stone/Clay/Glass/Concrete | 3.4262 | 1.0174 | 3.3677 | 0 | 0 | 0 | Due to longer payback period
[10 empty] | Industrial | Lighting Controls - Exterior | New | Stone/Clay/Glass/Concrete | 3.4262 | 1.0174 | 3.3677 | 0 | 0 | 0 | Due to longer payback period
[10 empty] | Industrial | Building Envelope Improvements | Existing | Stone/Clay/Glass/Concrete | 4.816 | 0.78532 | 6.1325 | 0 | 0 | 0 | Due to longer payback period
[10 empty] | Industrial | Building Envelope Improvements | New | Stone/Clay/Glass/Concrete | 4.816 | 0.78532 | 6.1325 | 0 | 0 | 0 | Due to longer payback period
[10 empty] | Industrial | HVAC Equipment Upgrades | New | Stone/Clay/Glass/Concrete | 7.0329 | 0.80388 | 8.7487 | 0 | 0 | 0 | Due to longer payback period
[10 empty] | Industrial | HVAC Equipment Upgrades | Turnover | Stone/Clay/Glass/Concrete | 7.0329 | 0.80388 | 8.7487 | 0 | 0 | 0 | Due to longer payback period
[10 empty] | Industrial | Lighting Controls | Existing | Stone/Clay/Glass/Concrete | 3.4046 | 0.74597 | 4.5641 | 0 | 0 | 0 | Due to longer payback period
[10 empty] | Industrial | Lighting Controls | New | Stone/Clay/Glass/Concrete | 3.4046 | 0.74597 | 4.5641 | 0 | 0 | 0 | Due to longer payback period
[10 empty] | Industrial | Compressed Air Equipment | New | Textiles and Leather | 5.9099 | 0.79498 | 7.434 | 0 | 0 | 0 | Due to longer payback period
[10 empty] | Industrial | Compressed Air Equipment | Turnover | Textiles and Leather | 5.9099 | 0.79498 | 7.434 | 0 | 0 | 0 | Due to longer payback period
[10 empty] | Industrial | Lighting Controls - Exterior | Existing | Textiles and Leather | 3.9997 | 1.0174 | 3.9313 | 0 | 0 | 0 | Due to longer payback period
[10 empty] | Industrial | Lighting Controls - Exterior | New | Textiles and Leather | 3.9997 | 1.0174 | 3.9313 | 0 | 0 | 0 | Due to longer payback period
[10 empty] | Industrial | HVAC Equipment Upgrades | New | Textiles and Leather | 6.8596 | 0.80388 | 8.5332 | 0 | 0 | 0 | Due to longer payback period
[10 empty] | Industrial | HVAC Equipment Upgrades | Turnover | Textiles and Leather | 6.8596 | 0.80388 | 8.5332 | 0 | 0 | 0 | Due to longer payback period
[10 empty] | Industrial | Lighting Controls | Existing | Textiles and Leather | 3.9745 | 0.74597 | 5.3279 | 0 | 0 | 0 | Due to longer payback period
[10 empty] | Industrial | Lighting Controls | New | Textiles and Leather | 3.9745 | 0.74597 | 5.3279 | 0 | 0 | 0 | Due to longer payback period
[10 empty] | Industrial | Fan Equipment Upgrades | New | Textiles and Leather | 5.8186 | 0.79498 | 7.3192 | 0 | 0 | 0 | Due to longer payback period
[10 empty] | Industrial | Fan Equipment Upgrades | Turnover | Textiles and Leather | 5.8186 | 0.79498 | 7.3192 | 0 | 0 | 0 | Due to longer payback period
[10 empty] | Industrial | Motor Equipment Upgrades | New | Textiles and Leather | 3.6235 | 0.75638 | 4.7906 | 0 | 0 | 0 | Due to longer payback period
[10 empty] | Industrial | Motor Equipment Upgrades | Turnover | Textiles and Leather | 3.6235 | 0.75638 | 4.7906 | 0 | 0 | 0 | Due to longer payback period
[10 empty] | Industrial | Pump Equipment Upgrade | New | Textiles and Leather | 5.8186 | 0.79498 | 7.3192 | 0 | 0 | 0 | Due to longer payback period
[10 empty] | Industrial | Pump Equipment Upgrade | Turnover | Textiles and Leather | 5.8186 | 0.79498 | 7.3192 | 0 | 0 | 0 | Due to longer payback period
[10 empty] | Industrial | Process Refrig Equipment Upgrade | New | Textiles and Leather | 3.0983 | 0.7526 | 4.1168 | 0 | 0 | 0 | Due to longer payback period
[10 empty] | Industrial | Process Refrig Equipment Upgrade | Turnover | Textiles and Leather | 3.0983 | 0.7526 | 4.1168 | 0 | 0 | 0 | Due to longer payback period
[10 empty] | Industrial | Lighting Controls - Exterior | Existing | Transportation Equipment | 3.9069 | 1.0174 | 3.8401 | 0 | 0 | 0 | Due to longer payback period
[10 empty] | Industrial | Lighting Controls - Exterior | New | Transportation Equipment | 3.9069 | 1.0174 | 3.8401 | 0 | 0 | 0 | Due to longer payback period
[10 empty] | Industrial | Building Envelope Improvements | Existing | Transportation Equipment | 5.5042 | 0.78532 | 7.0089 | 0 | 0 | 0 | Due to longer payback period
[10 empty] | Industrial | Building Envelope Improvements | New | Transportation Equipment | 5.5042 | 0.78532 | 7.0089 | 0 | 0 | 0 | Due to longer payback period
[10 empty] | Industrial | HVAC Equipment Upgrades | New | Transportation Equipment | 7.0329 | 0.80388 | 8.7487 | 0 | 0 | 0 | Due to longer payback period
[10 empty] | Industrial | HVAC Equipment Upgrades | Turnover | Transportation Equipment | 7.0329 | 0.80388 | 8.7487 | 0 | 0 | 0 | Due to longer payback period
[10 empty] | Industrial | Lighting Controls | Existing | Transportation Equipment | 3.8823 | 0.74597 | 5.2044 | 0 | 0 | 0 | Due to longer payback period
[10 empty] | Industrial | Lighting Controls | New | Transportation Equipment | 3.8823 | 0.74597 | 5.2044 | 0 | 0 | 0 | Due to longer payback period
[10 empty] | Industrial | Process Refrig Equipment Upgrade | New | Transportation Equipment | 4.1684 | 0.7526 | 5.5386 | 0 | 0 | 0 | Due to longer payback period
[10 empty] | Industrial | Process Refrig Equipment Upgrade | Turnover | Transportation Equipment | 4.1684 | 0.7526 | 5.5386 | 0 | 0 | 0 | Due to longer payback period
[10 empty] | Industrial | Lighting Controls - Exterior | Existing | Water and Wastewater | 3.6704 | 1.0174 | 3.6076 | 0 | 0 | 0 | Due to longer payback period
[10 empty] | Industrial | Lighting Controls - Exterior | New | Water and Wastewater | 3.6704 | 1.0174 | 3.6076 | 0 | 0 | 0 | Due to longer payback period
[10 empty] | Industrial | Building Envelope Improvements | Existing | Water and Wastewater | 5.1644 | 0.78532 | 6.5763 | 0 | 0 | 0 | Due to longer payback period
[10 empty] | Industrial | Building Envelope Improvements | New | Water and Wastewater | 5.1644 | 0.78532 | 6.5763 | 0 | 0 | 0 | Due to longer payback period
[10 empty] | Industrial | HVAC Equipment Upgrades | New | Water and Wastewater | 6.3769 | 0.80388 | 7.9326 | 0 | 0 | 0 | Due to longer payback period
[10 empty] | Industrial | HVAC Equipment Upgrades | Turnover | Water and Wastewater | 6.3769 | 0.80388 | 7.9326 | 0 | 0 | 0 | Due to longer payback period
[10 empty] | Industrial | Lighting Controls | Existing | Water and Wastewater | 3.6472 | 0.74597 | 4.8893 | 0 | 0 | 0 | Due to longer payback period
[10 empty] | Industrial | Lighting Controls | New | Water and Wastewater | 3.6472 | 0.74597 | 4.8893 | 0 | 0 | 0 | Due to longer payback period
[10 empty] | Industrial | Motor Equipment Upgrades | New | Water and Wastewater | 3.0579 | 0.75638 | 4.0428 | 0 | 0 | 0 | Due to longer payback period
[10 empty] | Industrial | Motor Equipment Upgrades | Turnover | Water and Wastewater | 3.0579 | 0.75638 | 4.0428 | 0 | 0 | 0 | Due to longer payback period
[10 empty] | Industrial | Pump Equipment Upgrade | New | Water and Wastewater | 5.5882 | 0.79498 | 7.0294 | 0 | 0 | 0 | Due to longer payback period
[10 empty] | Industrial | Pump Equipment Upgrade | Turnover | Water and Wastewater | 5.5882 | 0.79498 | 7.0294 | 0 | 0 | 0 | Due to longer payback period

## 50
Scenario | Segment | EndUse | EquipType | CE Test | Vintage | Measure Code | Name
Ach | Single Family | Domestic Hot Water | Solar | TRC | New | NN572 | Thermostatic Shower Restriction Valve
Ach | Single Family | Domestic Hot Water | Solar | TRC | Existing | NE569 | Thermostatic Shower Restriction Valve
Ach | Single Family | Space Heating | Room heating | TRC | New | NN788 | Programmable Thermostat
Ach | Single Family | Space Heating | Room heating | TRC | New | NN638 | Ceiling Insulation(R2 to R38)
Ach | Single Family | Space Heating | Room heating | TRC | Existing | NE719 | Energy Star Windows
Ach | Single Family | Space Heating | Room heating | TRC | Existing | NE683 | Duct Repair
Ach | Single Family | Space Heating | Room heating | TRC | Existing | NE635 | Ceiling Insulation(R2 to R38)
Ach | Single Family | Space Cooling | Room AC | TRC | New | NN782 | Programmable Thermostat
Ach | Single Family | Space Cooling | Room AC | TRC | New | NN644 | Ceiling Insulation(R2 to R38)
Ach | Single Family | Space Cooling | Room AC | TRC | Existing | NE713 | Energy Star Windows
Ach | Single Family | Space Cooling | Room AC | TRC | Existing | NE677 | Duct Repair
Ach | Single Family | Space Cooling | Room AC | TRC | Existing | NE641 | Ceiling Insulation(R2 to R38)
Ach | Single Family | Miscellaneous | Pool heater | TRC | Turnover | ET497 | Solar Pool Heater
Ach | Single Family | Miscellaneous | Pool heater | TRC | New | EN503 | Solar Pool Heater
Ach | Single Family | Domestic Hot Water | Point-of-use | TRC | New | NN572 | Thermostatic Shower Restriction Valve
Ach | Single Family | Domestic Hot Water | Point-of-use | TRC | Existing | NE569 | Thermostatic Shower Restriction Valve
Ach | Single Family | Lighting | Interior specialty | TRC | Turnover | ET434 | LED Specialty Lamps-5W Chandelier
Ach | Single Family | Lighting | Interior specialty | TRC | New | EN440 | LED Specialty Lamps-5W Chandelier
Ach | Single Family | Lighting | Interior screw-in | TRC | Turnover | ET416 | LED - 9W Flood
Ach | Single Family | Lighting | Interior screw-in | TRC | Turnover | ET380 | CFL-13W
Ach | Single Family | Lighting | Interior screw-in | TRC | New | EN422 | LED - 9W Flood
Ach | Single Family | Lighting | Interior screw-in | TRC | New | EN386 | CFL-13W
Ach | Single Family | Space Heating | Heat pump-heating | TRC | New | NN788 | Programmable Thermostat
Ach | Single Family | Space Heating | Heat pump-heating | TRC | New | NN638 | Ceiling Insulation(R2 to R38)
Ach | Single Family | Space Heating | Heat pump-heating | TRC | Existing | NE719 | Energy Star Windows
Ach | Single Family | Space Heating | Heat pump-heating | TRC | Existing | NE683 | Duct Repair
Ach | Single Family | Space Heating | Heat pump-heating | TRC | Existing | NE635 | Ceiling Insulation(R2 to R38)
Ach | Single Family | Space Cooling | Heat pump-cooling | TRC | New | NN782 | Programmable Thermostat
Ach | Single Family | Space Cooling | Heat pump-cooling | TRC | New | NN644 | Ceiling Insulation(R2 to R38)
Ach | Single Family | Space Cooling | Heat pump-cooling | TRC | Existing | NE713 | Energy Star Windows
Ach | Single Family | Space Cooling | Heat pump-cooling | TRC | Existing | NE677 | Duct Repair
Ach | Single Family | Space Cooling | Heat pump-cooling | TRC | Existing | NE641 | Ceiling Insulation(R2 to R38)
Ach | Single Family | Domestic Hot Water | Heat pump water heater | TRC | New | NN572 | Thermostatic Shower Restriction Valve
Ach | Single Family | Domestic Hot Water | Heat pump water heater | TRC | Existing | NE569 | Thermostatic Shower Restriction Valve
Ach | Single Family | Domestic Hot Water | Conventional Tank | TRC | New | NN572 | Thermostatic Shower Restriction Valve
Ach | Single Family | Domestic Hot Water | Conventional Tank | TRC | Existing | NE569 | Thermostatic Shower Restriction Valve
Ach | Single Family | Space Heating | Central forced air | TRC | New | NN788 | Programmable Thermostat
Ach | Single Family | Space Heating | Central forced air | TRC | New | NN638 | Ceiling Insulation(R2 to R38)
Ach | Single Family | Space Heating | Central forced air | TRC | Existing | NE719 | Energy Star Windows
Ach | Single Family | Space Heating | Central forced air | TRC | Existing | NE683 | Duct Repair
Ach | Single Family | Space Heating | Central forced air | TRC | Existing | NE635 | Ceiling Insulation(R2 to R38)
Ach | Single Family | Space Cooling | CAC | TRC | New | NN782 | Programmable Thermostat
Ach | Single Family | Space Cooling | CAC | TRC | New | NN644 | Ceiling Insulation(R2 to R38)
Ach | Single Family | Space Cooling | CAC | TRC | Existing | NE713 | Energy Star Windows
Ach | Single Family | Space Cooling | CAC | TRC | Existing | NE677 | Duct Repair
Ach | Single Family | Space Cooling | CAC | TRC | Existing | NE641 | Ceiling Insulation(R2 to R38)
Ach | Single Family | Space Heating | Baseboards | TRC | New | NN788 | Programmable Thermostat
Ach | Single Family | Space Heating | Baseboards | TRC | New | NN638 | Ceiling Insulation(R2 to R38)
Ach | Single Family | Space Heating | Baseboards | TRC | Existing | NE719 | Energy Star Windows
Ach | Single Family | Space Heating | Baseboards | TRC | Existing | NE683 | Duct Repair
Ach | Single Family | Space Heating | Baseboards | TRC | Existing | NE635 | Ceiling Insulation(R2 to R38)
Ach | Multi-Family | Space Heating | Room heating | TRC | New | NN639 | Ceiling Insulation(R2 to R38)
Ach | Multi-Family | Space Heating | Room heating | TRC | Existing | NE720 | Energy Star Windows
Ach | Multi-Family | Space Heating | Room heating | TRC | Existing | NE636 | Ceiling Insulation(R2 to R38)
Ach | Multi-Family | Space Cooling | Room AC | TRC | New | NN645 | Ceiling Insulation(R2 to R38)
Ach | Multi-Family | Space Cooling | Room AC | TRC | Existing | NE714 | Energy Star Windows
Ach | Multi-Family | Space Cooling | Room AC | TRC | Existing | NE642 | Ceiling Insulation(R2 to R38)
Ach | Multi-Family | Miscellaneous | Pool heater | TRC | Turnover | ET498 | Solar Pool Heater
Ach | Multi-Family | Miscellaneous | Pool heater | TRC | New | EN504 | Solar Pool Heater
Ach | Multi-Family | Lighting | Interior specialty | TRC | Turnover | ET435 | LED Specialty Lamps-5W Chandelier
Ach | Multi-Family | Lighting | Interior specialty | TRC | New | EN441 | LED Specialty Lamps-5W Chandelier
Ach | Multi-Family | Lighting | Interior screw-in | TRC | Turnover | ET417 | LED - 9W Flood
Ach | Multi-Family | Lighting | Interior screw-in | TRC | Turnover | ET381 | CFL-13W
Ach | Multi-Family | Lighting | Interior screw-in | TRC | New | EN423 | LED - 9W Flood
Ach | Multi-Family | Lighting | Interior screw-in | TRC | New | EN387 | CFL-13W
Ach | Multi-Family | Space Heating | Heat pump-heating | TRC | New | NN639 | Ceiling Insulation(R2 to R38)
Ach | Multi-Family | Space Heating | Heat pump-heating | TRC | Existing | NE720 | Energy Star Windows
Ach | Multi-Family | Space Heating | Heat pump-heating | TRC | Existing | NE636 | Ceiling Insulation(R2 to R38)
Ach | Multi-Family | Space Cooling | Heat pump-cooling | TRC | New | NN645 | Ceiling Insulation(R2 to R38)
Ach | Multi-Family | Space Cooling | Heat pump-cooling | TRC | Existing | NE714 | Energy Star Windows
Ach | Multi-Family | Space Cooling | Heat pump-cooling | TRC | Existing | NE642 | Ceiling Insulation(R2 to R38)
Ach | Multi-Family | Space Heating | Central forced air | TRC | New | NN639 | Ceiling Insulation(R2 to R38)
Ach | Multi-Family | Space Heating | Central forced air | TRC | Existing | NE720 | Energy Star Windows
Ach | Multi-Family | Space Heating | Central forced air | TRC | Existing | NE636 | Ceiling Insulation(R2 to R38)
Ach | Multi-Family | Space Cooling | CAC | TRC | New | NN645 | Ceiling Insulation(R2 to R38)
Ach | Multi-Family | Space Cooling | CAC | TRC | Existing | NE714 | Energy Star Windows
Ach | Multi-Family | Space Cooling | CAC | TRC | Existing | NE642 | Ceiling Insulation(R2 to R38)
Ach | Multi-Family | Space Heating | Baseboards | TRC | New | NN639 | Ceiling Insulation(R2 to R38)
Ach | Multi-Family | Space Heating | Baseboards | TRC | Existing | NE720 | Energy Star Windows
Ach | Multi-Family | Space Heating | Baseboards | TRC | Existing | NE636 | Ceiling Insulation(R2 to R38)
Ach | Manufactured Home | Miscellaneous | Well pump | TRC | New | NN970 | ENERGY STAR Certified Home
Ach | Manufactured Home | Miscellaneous | Well pump | TRC | Existing | NE967 | ENERGY STAR Certified Home
Ach | Manufactured Home | Electronics | Television | TRC | New | NN964 | ENERGY STAR Certified Home
Ach | Manufactured Home | Electronics | Television | TRC | Existing | NE961 | ENERGY STAR Certified Home
Ach | Manufactured Home | Domestic Hot Water | Solar | TRC | New | NN940 | ENERGY STAR Certified Home
Ach | Manufactured Home | Domestic Hot Water | Solar | TRC | Existing | NE937 | ENERGY STAR Certified Home
Ach | Manufactured Home | Space Heating | Room heating | TRC | New | NN934 | ENERGY STAR Certified Home
Ach | Manufactured Home | Space Heating | Room heating | TRC | New | NN790 | Programmable Thermostat
Ach | Manufactured Home | Space Heating | Room heating | TRC | New | NN640 | Ceiling Insulation(R2 to R38)
Ach | Manufactured Home | Space Heating | Room heating | TRC | Existing | NE931 | ENERGY STAR Certified Home
Ach | Manufactured Home | Space Heating | Room heating | TRC | Existing | NE721 | Energy Star Windows
Ach | Manufactured Home | Space Heating | Room heating | TRC | Existing | NE685 | Duct Repair
Ach | Manufactured Home | Space Heating | Room heating | TRC | Existing | NE637 | Ceiling Insulation(R2 to R38)
Ach | Manufactured Home | Space Cooling | Room AC | TRC | New | NN928 | ENERGY STAR Certified Home
Ach | Manufactured Home | Space Cooling | Room AC | TRC | New | NN784 | Programmable Thermostat
Ach | Manufactured Home | Space Cooling | Room AC | TRC | New | NN646 | Ceiling Insulation(R2 to R38)
Ach | Manufactured Home | Space Cooling | Room AC | TRC | Existing | NE925 | ENERGY STAR Certified Home
Ach | Manufactured Home | Space Cooling | Room AC | TRC | Existing | NE715 | Energy Star Windows
Ach | Manufactured Home | Space Cooling | Room AC | TRC | Existing | NE679 | Duct Repair
Ach | Manufactured Home | Space Cooling | Room AC | TRC | Existing | NE643 | Ceiling Insulation(R2 to R38)
Ach | Manufactured Home | Appliances | Refrigerator | TRC | New | NN958 | ENERGY STAR Certified Home
Ach | Manufactured Home | Appliances | Refrigerator | TRC | Existing | NE955 | ENERGY STAR Certified Home
Ach | Manufactured Home | Cooking | Range | TRC | New | NN952 | ENERGY STAR Certified Home
Ach | Manufactured Home | Cooking | Range | TRC | Existing | NE949 | ENERGY STAR Certified Home
Ach | Manufactured Home | Miscellaneous | Pool pump | TRC | New | NN970 | ENERGY STAR Certified Home
Ach | Manufactured Home | Miscellaneous | Pool pump | TRC | Existing | NE967 | ENERGY STAR Certified Home
Ach | Manufactured Home | Miscellaneous | Pool heater | TRC | New | NN970 | ENERGY STAR Certified Home
Ach | Manufactured Home | Miscellaneous | Pool heater | TRC | Existing | NE967 | ENERGY STAR Certified Home
Ach | Manufactured Home | Miscellaneous | Pool heater | TRC | Turnover | ET499 | Solar Pool Heater
Ach | Manufactured Home | Miscellaneous | Pool heater | TRC | New | EN505 | Solar Pool Heater
Ach | Manufactured Home | Domestic Hot Water | Point-of-use | TRC | New | NN940 | ENERGY STAR Certified Home
Ach | Manufactured Home | Domestic Hot Water | Point-of-use | TRC | Existing | NE937 | ENERGY STAR Certified Home
Ach | Manufactured Home | Cooking | Oven | TRC | New | NN952 | ENERGY STAR Certified Home
Ach | Manufactured Home | Cooking | Oven | TRC | Existing | NE949 | ENERGY STAR Certified Home
Ach | Manufactured Home | Electronics | Other AV | TRC | New | NN964 | ENERGY STAR Certified Home
Ach | Manufactured Home | Electronics | Other AV | TRC | Existing | NE961 | ENERGY STAR Certified Home
Ach | Manufactured Home | Miscellaneous | Other | TRC | New | NN970 | ENERGY STAR Certified Home
Ach | Manufactured Home | Miscellaneous | Other | TRC | Existing | NE967 | ENERGY STAR Certified Home
Ach | Manufactured Home | Cooking | Microwave | TRC | New | NN952 | ENERGY STAR Certified Home
Ach | Manufactured Home | Cooking | Microwave | TRC | Existing | NE949 | ENERGY STAR Certified Home
Ach | Manufactured Home | Lighting | Interior specialty | TRC | New | NN946 | ENERGY STAR Certified Home
Ach | Manufactured Home | Lighting | Interior specialty | TRC | Existing | NE943 | ENERGY STAR Certified Home
Ach | Manufactured Home | Lighting | Interior specialty | TRC | Turnover | ET436 | LED Specialty Lamps-5W Chandelier
Ach | Manufactured Home | Lighting | Interior specialty | TRC | New | EN442 | LED Specialty Lamps-5W Chandelier
Ach | Manufactured Home | Lighting | Interior screw-in | TRC | New | NN946 | ENERGY STAR Certified Home
Ach | Manufactured Home | Lighting | Interior screw-in | TRC | Existing | NE943 | ENERGY STAR Certified Home
Ach | Manufactured Home | Lighting | Interior screw-in | TRC | Turnover | ET418 | LED - 9W Flood
Ach | Manufactured Home | Lighting | Interior screw-in | TRC | Turnover | ET382 | CFL-13W
Ach | Manufactured Home | Lighting | Interior screw-in | TRC | New | EN424 | LED - 9W Flood
Ach | Manufactured Home | Lighting | Interior screw-in | TRC | New | EN388 | CFL-13W
Ach | Manufactured Home | Lighting | Interior fluorescent | TRC | New | NN946 | ENERGY STAR Certified Home
Ach | Manufactured Home | Lighting | Interior fluorescent | TRC | Existing | NE943 | ENERGY STAR Certified Home
Ach | Manufactured Home | Electronics | Home office | TRC | New | NN964 | ENERGY STAR Certified Home
Ach | Manufactured Home | Electronics | Home office | TRC | Existing | NE961 | ENERGY STAR Certified Home
Ach | Manufactured Home | Space Heating | Heat pump-heating | TRC | New | NN934 | ENERGY STAR Certified Home
Ach | Manufactured Home | Space Heating | Heat pump-heating | TRC | New | NN790 | Programmable Thermostat
Ach | Manufactured Home | Space Heating | Heat pump-heating | TRC | New | NN640 | Ceiling Insulation(R2 to R38)
Ach | Manufactured Home | Space Heating | Heat pump-heating | TRC | Existing | NE931 | ENERGY STAR Certified Home
Ach | Manufactured Home | Space Heating | Heat pump-heating | TRC | Existing | NE721 | Energy Star Windows
Ach | Manufactured Home | Space Heating | Heat pump-heating | TRC | Existing | NE685 | Duct Repair
Ach | Manufactured Home | Space Heating | Heat pump-heating | TRC | Existing | NE637 | Ceiling Insulation(R2 to R38)
Ach | Manufactured Home | Space Cooling | Heat pump-cooling | TRC | New | NN928 | ENERGY STAR Certified Home
Ach | Manufactured Home | Space Cooling | Heat pump-cooling | TRC | New | NN784 | Programmable Thermostat
Ach | Manufactured Home | Space Cooling | Heat pump-cooling | TRC | New | NN646 | Ceiling Insulation(R2 to R38)
Ach | Manufactured Home | Space Cooling | Heat pump-cooling | TRC | Existing | NE925 | ENERGY STAR Certified Home
Ach | Manufactured Home | Space Cooling | Heat pump-cooling | TRC | Existing | NE715 | Energy Star Windows
Ach | Manufactured Home | Space Cooling | Heat pump-cooling | TRC | Existing | NE679 | Duct Repair
Ach | Manufactured Home | Space Cooling | Heat pump-cooling | TRC | Existing | NE643 | Ceiling Insulation(R2 to R38)
Ach | Manufactured Home | Domestic Hot Water | Heat pump water heater | TRC | New | NN940 | ENERGY STAR Certified Home
Ach | Manufactured Home | Domestic Hot Water | Heat pump water heater | TRC | Existing | NE937 | ENERGY STAR Certified Home
Ach | Manufactured Home | Appliances | Freezer | TRC | New | NN958 | ENERGY STAR Certified Home
Ach | Manufactured Home | Appliances | Freezer | TRC | Existing | NE955 | ENERGY STAR Certified Home
Ach | Manufactured Home | Miscellaneous | Fan | TRC | New | NN970 | ENERGY STAR Certified Home
Ach | Manufactured Home | Miscellaneous | Fan | TRC | Existing | NE967 | ENERGY STAR Certified Home
Ach | Manufactured Home | Lighting | Exterior screw-in | TRC | New | NN946 | ENERGY STAR Certified Home
Ach | Manufactured Home | Lighting | Exterior screw-in | TRC | Existing | NE943 | ENERGY STAR Certified Home
Ach | Manufactured Home | Appliances | Dishwasher | TRC | New | NN958 | ENERGY STAR Certified Home
Ach | Manufactured Home | Appliances | Dishwasher | TRC | Existing | NE955 | ENERGY STAR Certified Home
Ach | Manufactured Home | Domestic Hot Water | Conventional Tank | TRC | New | NN940 | ENERGY STAR Certified Home
Ach | Manufactured Home | Domestic Hot Water | Conventional Tank | TRC | Existing | NE937 | ENERGY STAR Certified Home
Ach | Manufactured Home | Appliances | Clothes washer | TRC | New | NN958 | ENERGY STAR Certified Home
Ach | Manufactured Home | Appliances | Clothes washer | TRC | Existing | NE955 | ENERGY STAR Certified Home
Ach | Manufactured Home | Appliances | Clothes dryer | TRC | New | NN958 | ENERGY STAR Certified Home
Ach | Manufactured Home | Appliances | Clothes dryer | TRC | Existing | NE955 | ENERGY STAR Certified Home
Ach | Manufactured Home | Space Heating | Central forced air | TRC | New | NN934 | ENERGY STAR Certified Home
Ach | Manufactured Home | Space Heating | Central forced air | TRC | New | NN790 | Programmable Thermostat
Ach | Manufactured Home | Space Heating | Central forced air | TRC | New | NN640 | Ceiling Insulation(R2 to R38)
Ach | Manufactured Home | Space Heating | Central forced air | TRC | Existing | NE931 | ENERGY STAR Certified Home
Ach | Manufactured Home | Space Heating | Central forced air | TRC | Existing | NE721 | Energy Star Windows
Ach | Manufactured Home | Space Heating | Central forced air | TRC | Existing | NE685 | Duct Repair
Ach | Manufactured Home | Space Heating | Central forced air | TRC | Existing | NE637 | Ceiling Insulation(R2 to R38)
Ach | Manufactured Home | Space Cooling | CAC | TRC | New | NN928 | ENERGY STAR Certified Home
Ach | Manufactured Home | Space Cooling | CAC | TRC | New | NN784 | Programmable Thermostat
Ach | Manufactured Home | Space Cooling | CAC | TRC | New | NN646 | Ceiling Insulation(R2 to R38)
Ach | Manufactured Home | Space Cooling | CAC | TRC | Existing | NE925 | ENERGY STAR Certified Home
Ach | Manufactured Home | Space Cooling | CAC | TRC | Existing | NE715 | Energy Star Windows
Ach | Manufactured Home | Space Cooling | CAC | TRC | Existing | NE679 | Duct Repair
Ach | Manufactured Home | Space Cooling | CAC | TRC | Existing | NE643 | Ceiling Insulation(R2 to R38)
Ach | Manufactured Home | Space Heating | Baseboards | TRC | New | NN934 | ENERGY STAR Certified Home
Ach | Manufactured Home | Space Heating | Baseboards | TRC | New | NN790 | Programmable Thermostat
Ach | Manufactured Home | Space Heating | Baseboards | TRC | New | NN640 | Ceiling Insulation(R2 to R38)
Ach | Manufactured Home | Space Heating | Baseboards | TRC | Existing | NE931 | ENERGY STAR Certified Home
Ach | Manufactured Home | Space Heating | Baseboards | TRC | Existing | NE721 | Energy Star Windows
Ach | Manufactured Home | Space Heating | Baseboards | TRC | Existing | NE685 | Duct Repair
Ach | Manufactured Home | Space Heating | Baseboards | TRC | Existing | NE637 | Ceiling Insulation(R2 to R38)
Ach | Manufactured Home | Electronics | Air quality | TRC | New | NN964 | ENERGY STAR Certified Home
Ach | Manufactured Home | Electronics | Air quality | TRC | Existing | NE961 | ENERGY STAR Certified Home

## 51
Existing FEECA DSM programs projected for the period 2020-2029
Program Name | Summer | Winter | Energy
| (MW) | (MW) | (GWh)
Residential Energy Audit | 10.5994 | 10.5002 | 20.8
Solar Water Heating | 0.00445 | 0.00495 | 0.02417
Solar Net Metering | 14.8449 | 0.0091353 | 91.399
Neighborhood Efficiency | 3.7303 | 3.6896 | 8.93
Commercial Energy Audit | 0.12694 | 0.1249 | 0.562
Commercial Solar Net Metering | 1.6765 | 0.0010678 | 10.2937