{"text_format":"1","workbook":"xlsx","n_sheets":27,"sheets":["Fuel","Spending Curve","T&D Costs","EUE_Line Losses","Revenue Requirements","Title Results Update","Rates","Input","Input2","Title_RESULTS","Partcipation","f-11B","Sheet3(F_21)","Sheet5(p_5)","Sheet2(F_12)","Sheet4(F_22)","Sheet6(p_6)","Sheet7(F_23)","Sheet8(F_24)","Sheet9(F_25)","Value of Defferal","Residential","Residential_Results","Commercial","Commercial_Results","Industrial","Industrial_Results"],"not_rendered":{"charts":0,"images":7,"macros":1,"external_links":0,"defined_names":31,"comments":0,"pivot_tables":0},"unopened":[],"bounds":{"document_bytes":16777216,"sheet_cells":100000,"rows_first":2000,"rows_last":500,"rows_between":2000,"halvings":0,"cell_chars":16384,"cell_head_chars":4096},"cells_cut":0,"cells_raw":0,"read":"whole","date_system":"1900"}

{"sheet":"Fuel","index":0,"n_rows":45,"n_cols":18,"rows_kept":45,"cut":false,"hidden":false,"merged":[[5,10,5,11],[5,13,5,14],[5,16,5,17]]}
["Fuel Values from Table 1 Provided by Resource Planning"]
[null,null,"REDUCED KWH","REPLACE.","Carbon"]
[null,"UTIL AVG","PROGRAM","FUEL COST"]
[null,"SYS. FUEL","MARGINAL","OF AVOIDED"]
[null,"ADJ. COST","FUEL COST","GENERATOR",null,null,null,null,null,null,"System average $/MWh",null,null,"Total marginal $/MWh",null,null,"Replacement fuel average system $/MWh (Future Total $/MWh"]
[null,"(C/KWH)","(C/KWH)","(C/KWH)","(C/KWH)",null,null,null,null,null,"Conversion to cents per kWh and copy and paste ",null,null,"Conversion to cents per kWh and copy and paste ",null,null,"Conversion to cents per kWh and copy and paste "]
[2020,{"$f":"L7","v":2.4346125415616839},{"$f":"O7","v":2.9007096235579843},{"$f":"R7","v":2.878920847571778},0,null,"Change first year to base year",null,null,{"$f":"A7","v":2020},24.346125415616839,{"$f":"K7*100/1000","v":2.4346125415616839},null,29.007096235579841,{"$f":"N7*100/1000","v":2.9007096235579843},null,28.789208475717778,{"$f":"Q7*100/1000","v":2.878920847571778}]
[{"$f":"+A7+1","v":2021},{"$f":"L8","v":2.5504842341169973},{"$f":"O8","v":2.8771156773211568},{"$f":"R8","v":3.037777795649506},0,null,null,null,null,null,25.504842341169972,2.5504842341169973,null,28.771156773211569,2.8771156773211568,null,30.377777956495063,3.037777795649506]
[{"$f":"+A8+1","v":2022},2.6444323106721059,2.9693759512937596,3.156234230110476,0,null,null,null,null,null,26.444323106721058,2.6444323106721059,null,29.693759512937593,2.9693759512937596,null,31.56234230110476,3.156234230110476]
[2023,2.6227548717178779,3.0911910197869106,3.1726275779238713,0,null,null,null,null,null,26.227548717178777,2.6227548717178779,null,30.911910197869105,3.0911910197869106,null,31.726275779238712,3.1726275779238713]
[2024,2.7715168291961763,3.2126631754705528,3.3145531776960602,0,null,null,null,null,null,27.715168291961763,2.7715168291961763,null,32.126631754705528,3.2126631754705528,null,33.145531776960603,3.3145531776960602]
[2025,2.9305982282947132,3.44943302891933,3.4459033295335075,0,null,null,null,null,null,29.305982282947131,2.9305982282947132,null,34.4943302891933,3.44943302891933,null,34.459033295335075,3.4459033295335075]
[2026,3.0631027844213077,3.5600722983257227,3.5575518290932058,0,null,null,null,null,null,30.631027844213076,3.0631027844213077,null,35.600722983257228,3.5600722983257227,null,35.57551829093206,3.5575518290932058]
[2027,3.2434612412261949,3.7825608828006088,3.7167866710763469,0,null,null,null,null,null,32.434612412261949,3.2434612412261949,null,37.825608828006089,3.7825608828006088,null,37.167866710763469,3.7167866710763469]
[2028,3.550601164924807,4.1915148755312686,4.000245139678956,0,null,null,null,null,null,35.506011649248073,3.550601164924807,null,41.915148755312686,4.1915148755312686,null,40.00245139678956,4.000245139678956]
[2029,3.7314962992555465,4.4906392694063921,4.1757985119859189,0,null,null,null,null,null,37.314962992555465,3.7314962992555465,null,44.906392694063925,4.4906392694063921,null,41.757985119859185,4.1757985119859189]
[2030,4.0656592081591345,5.015795281582955,4.4862812691028662,0,null,null,null,null,null,40.656592081591342,4.0656592081591345,null,50.157952815829553,5.015795281582955,null,44.862812691028658,4.4862812691028662]
[2031,4.2058109461686648,4.9971423135464237,4.5978418797217948,0,null,null,null,null,null,42.058109461686648,4.2058109461686648,null,49.971423135464235,4.9971423135464237,null,45.978418797217948,4.5978418797217948]
[2032,4.5058999642058986,5.4614146933819034,4.8737579639532447,0,null,null,null,null,null,45.058999642058986,4.5058999642058986,null,54.614146933819036,5.4614146933819034,null,48.737579639532449,4.8737579639532447]
[2033,4.6004129453567648,5.8241019786910195,4.9849159980979767,0,null,null,null,null,null,46.00412945356765,4.6004129453567648,null,58.241019786910194,5.8241019786910195,null,49.849159980979771,4.9849159980979767]
[2034,4.9042461382423044,6.095285388127853,5.3065781615705188,0,null,null,null,null,null,49.042461382423042,4.9042461382423044,null,60.952853881278536,6.095285388127853,null,53.065781615705191,5.3065781615705188]
[2035,5.1129070049770542,6.7130251141552453,5.5100494593143035,0,null,null,null,null,null,51.12907004977054,5.1129070049770542,null,67.130251141552449,6.7130251141552453,null,55.100494593143033,5.5100494593143035]
[2036,5.2847744997901769,6.6304720704310984,5.6211411762981891,0,null,null,null,null,null,52.847744997901771,5.2847744997901769,null,66.304720704310981,6.6304720704310984,null,56.211411762981889,5.6211411762981891]
[2037,5.5807770564484205,7.0767998477929979,5.9258024051756983,0,null,null,null,null,null,55.807770564484208,5.5807770564484205,null,70.767998477929979,7.0767998477929979,null,59.258024051756983,5.9258024051756983]
[2038,5.7122013149268902,7.103603500761035,6.048558103175024,0,null,null,null,null,null,57.122013149268902,5.7122013149268902,null,71.036035007610351,7.103603500761035,null,60.485581031750243,6.048558103175024]
[2039,5.9311440074959005,7.1109550989345456,6.2999948495983684,0,null,null,null,null,null,59.311440074959009,5.9311440074959005,null,71.10955098934545,7.1109550989345456,null,62.999948495983681,6.2999948495983684]
[2040,5.9993558290465137,7.6517190346083792,6.2927938198110338,0,null,null,null,null,null,59.993558290465131,5.9993558290465137,null,76.517190346083794,7.6517190346083792,null,62.92793819811034,6.2927938198110338]
[2041,6.2972812378773373,7.8806697108066972,6.6910882205082887,0,null,null,null,null,null,62.972812378773369,6.2972812378773373,null,78.80669710806697,7.8806697108066972,null,66.910882205082885,6.6910882205082887]
[2042,6.5926467956949741,8.425266362252664,7.04523428905663,0,null,null,null,null,null,65.92646795694975,6.5926467956949741,null,84.25266362252664,8.425266362252664,null,70.4523428905663,7.04523428905663]
[2043,6.7827977470582432,8.6252663622526633,7.3415875185455457,0,null,null,null,null,null,67.827977470582439,6.7827977470582432,null,86.25266362252664,8.6252663622526633,null,73.415875185455462,7.3415875185455457]
[2044,6.6829766871544454,8.2932946265938057,7.2669235074641634,0,null,null,null,null,null,66.82976687154445,6.6829766871544454,null,82.932946265938071,8.2932946265938057,null,72.669235074641634,7.2669235074641634]
[2045,6.9425881178580422,8.6794596651445968,7.4644711948240428,0,null,null,null,null,null,69.425881178580426,6.9425881178580422,null,86.794596651445971,8.6794596651445968,null,74.644711948240428,7.4644711948240428]
[2046,7.1850121592674032,8.8250380517503793,7.6869949487953013,0,null,null,null,null,null,71.850121592674029,7.1850121592674032,null,88.2503805175038,8.8250380517503793,null,76.869949487953022,7.6869949487953013]
[2047,7.1736719285552573,8.9505213089802123,7.6738108158493761,0,null,null,null,null,null,71.736719285552567,7.1736719285552573,null,89.505213089802126,8.9505213089802123,null,76.738108158493759,7.6738108158493761]
[2048,7.1739999999999995,8.9510000000000005,7.6739999999999995,0,null,null,null,null,null,71.739999999999995,7.1739999999999995,null,89.51,8.9510000000000005,null,76.739999999999995,7.6739999999999995]
[2049,7.1739999999999995,8.9510000000000005,7.6739999999999995,0,null,null,null,null,null,71.739999999999995,7.1739999999999995,null,89.51,8.9510000000000005,null,76.739999999999995,7.6739999999999995]
[2050,0,0,0,0]
[2051,0,0,0,0]
[2052,0,0,0,0]
[2053,0,0,0,0]
[2054,0,0,0,0]
[2055,0,0,0,0]
[2056,0,0,0,0]
[2057,0,0,0,0]
[2058,0,0,0,0]

{"sheet":"Spending Curve","index":1,"n_rows":44,"n_cols":15,"rows_kept":44,"cut":false,"hidden":false,"merged":[]}
[]
[null,null,null,null,null,null,null,null,null,null,"ACCUM.","BOOK"]
[null,null,null,null,null,"Spending Curve",null,"CONSTR.",null,"ACCUM.","CONSTR.","VALUE"]
[null,null,null,null,null,null,"YEAR","EXPEND.","AFUDC","AFUDC","EXPEND.","NOT CLOSED"]
[]
[null,null,null,null,null,{"$f":"+H6/K11","v":0.19510218303564666},2020,{"$f":"+F34","v":25757},{"$f":"+F23","v":832},{"$f":"+I6","v":832},{"$f":"+H6","v":25757},{"$f":"+J6+H6","v":26589}]
[null,null,null,null,null,{"$f":"H7/K11","v":0.55940099077398542},2021,{"$f":"G35","v":73851},{"$f":"G24","v":4049},{"$f":"J6+I7","v":4881},{"$f":"K6+H7","v":99608},{"$f":"+I7+H7","v":77900}]
[null,null,null,null,null,{"$f":"H8/K11","v":0.24549682619036797},2022,{"$f":"H36","v":32410},{"$f":"H25","v":7482},{"$f":"J7+I8","v":12363},{"$f":"K7+H8","v":132018},{"$f":"+I8+H8","v":39892}]
[null,null,null,null,null,null,2023,0,0,0,0,0]
[]
[null,null,null,null,"Check",{"$f":"SUM(F6:F10)","v":1},null,null,null,{"$f":"+I31","v":12363},{"$f":"+I42","v":132018},{"$f":"SUM(L6:L8)","v":144381}]
[]
[null,null,null,null,null,"Year 1",{"$f":"+H13/H17","v":0.19510218303564666},{"$f":"+H6*1000/M24","v":109.29420084865629},{"$f":"+I6*1000/M23","v":3.6331877729257642},null,null,{"$f":"+L6*1000/M24","v":112.82461103253182}]
[null,null,null,null,null,"Year 2",{"$f":"H14/H17","v":0.55940099077398531},{"$f":"H7*1000/M24","v":313.37057991513433},{"$f":"I7*1000/M23","v":17.681222707423579},null,null,{"$f":"L7*1000/M24","v":330.5516265912305}]
[null,null,null,null,null,"Year 3",{"$f":"H15/H17","v":0.24549682619036797},{"$f":"H8*1000/M24","v":137.52475247524751},{"$f":"I8*1000/M23","v":32.672489082969435},null,null,{"$f":"L8*1000/M24","v":169.27298444130125}]
[null,null,null,null,null,"Year 4",null,0,{"$f":"I9*1000/M24","v":0},null,null,0]
[null,null,null,null,null,null,null,{"$f":"SUM(H13:H15)","v":560.18953323903816},null,null,null,{"$f":"SUM(L13:L15)","v":612.64922206506355}]
[null,"Spending for Avoided Unit Tab on replacement fuel (from Resource Planning)"]
[]
[null,null,null,null,"7FA.05 CT"]
[null,null,null,null,null,"Three years construction for 2023 unit"]
[null,null,null,null,{"$f":"E20","v":"7FA.05 CT"},2020,{"$f":"F22+1","v":2021},{"$f":"G22+1","v":2022},null,null,"Winter Capacity",null,245000]
[null,null,null,null,"1st year",832,0,0,null,"Check","Summer Capacity",null,229000]
[null,null,null,null,"2nd year",0,4049,0,null,null,"Average Capacity",null,{"$f":"+M22*(5/12)+M23*(7/12)","v":235666.66666666669},null,"uses 7 by 5 for summer winter methodology"]
[null,null,null,null,"3rd year",0,0,7482,null,null,null,null,null,null,"Check formula if 7x5 changes"]
[null,null,null,null,"4th year",0,0,0]
[null,null,null,null,"5th year",0,0,0]
[null,null,null,null,"6th year",0,0,0]
[null,null,null,null,"7th year",0,0,0,null,null,null,null,null,null,"Feed F11B"]
[null,null,null,null,"8th year",0,0,0,"Cummulative AFUDC"]
[null,null,null,null,"Total AFUDC",{"$f":"SUM(F23:F30)","v":832},{"$f":"SUM(G23:G30)","v":4049},{"$f":"SUM(H23:H30)","v":7482},{"$f":"SUM(F31:H31)","v":12363},null,null,"Check"]
[]
[null,null,null,null,{"$f":"E20","v":"7FA.05 CT"},{"$f":"F22","v":2020},{"$f":"G22","v":2021},{"$f":"H22","v":2022}]
[null,null,null,null,"1st year",25757,0,0]
[null,null,null,null,"2nd year",0,73851,0]
[null,null,null,null,"3rd year",0,0,32410]
[null,null,null,null,"4th year",0,0,0,"Check"]
[null,null,null,null,"5th year",0,0,0]
[null,null,null,null,"6th year",0,0,0]
[null,null,null,null,"7th year",0,0,0]
[null,null,null,null,"8th year",0,0,0,"Cummulative Cap Ex"]
[null,null,null,null,"Total Cap Ex",{"$f":"SUM(F34:F41)","v":25757},{"$f":"SUM(G34:G41)","v":73851},{"$f":"SUM(H34:H41)","v":32410},{"$f":"SUM(F42:H42)","v":132018}]
[null,null,null,null,null,null,null,null,{"$f":"I31+I42","v":144381}]
[null,null,null,null,null,null,null,"Total"]

{"sheet":"T&D Costs","index":2,"n_rows":12,"n_cols":4,"rows_kept":12,"cut":false,"hidden":false,"merged":[]}
[]
[null,"Inflation Rate",2.8000000000000001E-2]
[null,null,"Data Provided ","Base Year"]
[null,null,2020,{"$f":"'Title Results Update'!C18","v":2020}]
[]
[null,"Avoided Transmission Cost",null,34.9]
[null,"Avoided Distribution Cost",null,82.37]
[]
[]
[null,"O&M Escalation rate",2.4E-2,{"$f":"'Title Results Update'!C18","v":2020}]
[null,"Transmission Fixed O&M Costs",null,2.78]
[null,"Distribution Fixed O&M Costs",null,11.34]

{"sheet":"EUE_Line Losses","index":3,"n_rows":26,"n_cols":4,"rows_kept":26,"cut":false,"hidden":false,"merged":[[6,1,6,3],[1,1,1,2]]}
[]
[null,"EUE"]
[null,"Summer",0.81479999999999997]
[null,"Winter ",0.1852]
[]
[]
[null,"Line Losses"]
[null,null,null,"Gen KW"]
[null,null,"Residential","Commercial"]
[null,"kW",7.3,7]
[null,"kWh",5.6,5.2]
[]
[]
[null,"Residential"]
[null,"Forced Outage Rate",3.4000000000000002E-2,{"$f":"1-C15","v":0.96599999999999997}]
[null,"Line Loss",{"$f":"+C10/100","v":7.2999999999999995E-2},{"$f":"1-C16","v":0.92700000000000005}]
[null,"Multiplier ",{"$f":"+D15*D16","v":0.895482}]
[]
[null,"Commercial"]
[null,"Forced Outage Rate",3.4000000000000002E-2,{"$f":"1-C20","v":0.96599999999999997}]
[null,"Line Loss",{"$f":"+D10/100","v":7.0000000000000007E-2},{"$f":"1-C21","v":0.92999999999999994}]
[null,"Multiplier ",{"$f":"+D20*D21","v":0.89837999999999996}]
[]
[]
[null,{"$f":"+((Input!$C$6*'EUE_Line Losses'!C4)+(Input!$C$7*'EUE_Line Losses'!C3))/'EUE_Line Losses'!C17","v":0.57685618292502938},"Residential "]
[null,{"$f":"+((Input!$C$6*'EUE_Line Losses'!C4)+(Input!$C$7*'EUE_Line Losses'!C3))/'EUE_Line Losses'!C22","v":0.57499535652849709},"Commercial"]

{"sheet":"Revenue Requirements","index":4,"n_rows":39,"n_cols":5,"rows_kept":39,"cut":false,"hidden":false,"merged":[]}
[]
[null,null,"Generation"]
[null,null,"Comb. Cycle","Tran & Dist"]
[null,null,"Rev Reqm't","Rev Reqm't","See Column N (K Factor Test)"]
[null,null,"K FACTORS","K FACTORS"]
[]
[]
[]
[null,2023,0.13759066226231162,{"$f":"+C9","v":0.13759066226231162}]
[null,{"$f":"+B9+1","v":2024},0.13352762595002862,0.13352762595002862]
[null,2025,0.12904206349335909,0.12904206349335909]
[null,2026,0.12477133475235652,0.12477133475235652]
[null,2027,0.12069389684472964,0.12069389684472964]
[null,2028,0.11679058731716964,0.11679058731716964]
[null,2029,0.11300879868916421,0.11300879868916421]
[null,2030,0.109265930075022,0.109265930075022]
[null,2031,0.10552306146087977,0.10552306146087977]
[null,2032,0.10178019284673755,0.10178019284673755]
[null,2033,9.8037324232595341E-2,9.8037324232595341E-2]
[null,2034,9.4294455618453107E-2,9.4294455618453107E-2]
[null,2035,9.0551587004310874E-2,9.0551587004310874E-2]
[null,2036,8.680871839016864E-2,8.680871839016864E-2]
[null,2037,8.3065849776026449E-2,8.3065849776026449E-2]
[null,2038,7.9674451501144328E-2,7.9674451501144328E-2]
[null,2039,7.6985874883333333E-2,7.6985874883333333E-2]
[null,2040,7.4648649583333337E-2,7.4648649583333337E-2]
[null,2041,7.2311424283333356E-2,7.2311424283333356E-2]
[null,2042,6.9974198983333333E-2,6.9974198983333333E-2]
[null,2043,6.7636973683333337E-2,6.7636973683333337E-2]
[null,2044,6.5299748383333356E-2,6.5299748383333356E-2]
[null,2045,6.296252308333336E-2,6.296252308333336E-2]
[null,2046,6.0625297783333344E-2,6.0625297783333344E-2]
[null,2047,5.8288072483333349E-2,5.8288072483333349E-2]
[null,2048,5.595084718333336E-2,5.595084718333336E-2]
[null,2049,0,0]
[null,2050,0,0]
[null,2051,0,0]
[null,2052,0,0]
[null,2053,0,0]

{"sheet":"Title Results Update","index":5,"n_rows":36,"n_cols":6,"rows_kept":36,"cut":false,"hidden":false,"merged":[[35,7,35,13]]}
[]
[]
[null,"ECONOMIC LIFE & K FACTORS"]
["II.","(2) GENERATOR ECONOMIC LIFE ",25,"YEARS"]
["II.","(3) T & D  ECONOMIC LIFE  ",25,"YEARS"]
["II.","(4) K FACTOR FOR GENERATION  ",1.5213000000000001]
["II.","(5) K FACTOR FOR T & D  ",1.5213000000000001]
[]
[null,"UTILITY & CUSTOMER COSTS"]
["III.","(3)  UTILITY COST ESCALATION RATE ",2.4,"%"]
["III.","(5)  CUSTOMER EQUIPMENT ESCALATION RATE ",2.2999999999999998,"%"]
["III.","(7)  CUSTOMER O & M ESCALATION RATE ",2.2999999999999998,"%"]
["III.","(12)* UTILITY DISCOUNT RATE ",7.0800000000000002E-2]
["III.","(13)* UTILITY AFUDC RATE  ",6.4600000000000005E-2]
["III.","(16)* UTILITY REBATE/INCENTIVE ESCAL RATE",0,"%"]
[]
[null,"AVOIDED GENERATOR, TRANS. & DIST COSTS"]
["IV.","(1)  BASE YEAR  ",2020]
["IV.","(2)  IN-SERVICE YEAR FOR AVOIDED GENERATING UNIT",2023]
["IV.","(3)  IN-SERVICE YEAR FOR AVOIDED T & D ",2021]
["IV.","(4)  BASE YEAR AVOIDED GENERATING UNIT COST",526.29999999999995,"$/KW"]
["IV.","(5)  BASE YEAR AVOIDED TRANSMISSION COST ",{"$f":"'T&D Costs'!D6","v":34.9},"$/KW"]
["IV.","(6)  BASE YEAR AVOIDED DISTRIBUTION COST  ",{"$f":"'T&D Costs'!D7","v":82.37},"$/KW"]
["IV.","(7)  GEN, TRAN, & DIST COST ESCALATION RATE ",2.4,"%"]
["IV.","(8)  GENERATOR FIXED O & M COST ",5.83,"$/KW/YR"]
["IV.","(9)  GENERATOR FIXED O&M ESCALATION RATE ",2.4,"%"]
["IV.","(10) TRANSMISSION FIXED O & M COST ",{"$f":"'T&D Costs'!D11","v":2.78},"$/KW/YR"]
["IV.","(11) DISTRIBUTION FIXED O & M COST ",{"$f":"'T&D Costs'!D12","v":11.34},"$/KW/YR"]
["IV.","(12) T&D  FIXED O&M ESCALATION RATE ",2.4,"%"]
["IV.","(13) AVOIDED GEN UNIT VARIABLE O & M COSTS ",0.21,"CENTS/KWH",null,{"$f":"2/1000*100","v":0.2}]
["IV.","(14) GENERATOR VARIABLE O&M COST ESCALATION RATE",2.4,"%"]
["IV.","(15) GENERATOR CAPACITY FACTOR  ",9.1,"%",null,"See Table1 - column j"]
["IV.","(16) AVOIDED GENERATING UNIT FUEL COST  ",3.75,"CENTS/KWH"]
["IV.","(17) AVOIDED GEN UNIT FUEL ESCALATION RATE ",4.54,"%",null,"See Table1"]
["IV.","(18)* AVOIDED PURCHASE CAPACITY COST PER KW ",0,"$/KW/YR"]
["IV.","(19)* CAPACITY COST ESCALATION RATE ",0,"%"]

{"sheet":"Rates","index":6,"n_rows":25,"n_cols":9,"rows_kept":25,"cut":false,"hidden":false,"merged":[]}
[]
[null,null,null,"Energy","Demand "]
[null,null,"Residential","Commercial GSD Secondary kWh","Commercial GSD Secondary kW"]
[null,"Base Rate",5.3582999999999998,1.5960000000000001,0]
[null,"Demand Charge",0,0,10.59]
[null,"Fuel",0,0,0]
[null,"ECCR",0.27100000000000002,0,0.96]
[null,"Capacity",8.5000000000000006E-2,0,0.32]
[null,"ECRC",0.222,0.222,0]
["Energy ",{"$f":"D10","v":1.8180000000000001},{"$f":"SUM(C4:C9)","v":5.9363000000000001},{"$f":"SUM(D4:D9)","v":1.8180000000000001},{"$f":"SUM(E4:E9)","v":11.870000000000001}]
["Demand",{"$f":"E10*0.85","v":10.089500000000001}]
[]
[]
[]
[]
[]
[]
[]
[null,null,null,null,null,"average monthly usage of res customer",null,"1101 kWh"]
[]
[null,null,null,null,null,null,"2019 res"]
[null,null,null,null,null,"tier 1",5.141,{"$f":"G22*1.024","v":5.2643839999999997},{"$f":"H22*1000","v":5264.384}]
[null,null,null,null,null,"tier 2",6.141,{"$f":"G23*1.024","v":6.2883839999999998},{"$f":"H23*101","v":635.12678399999993}]
[null,null,null,null,null,null,null,null,{"$f":"SUM(I22:I23)","v":5899.5107840000001}]
[null,null,null,null,null,null,null,null,{"$f":"I24/1101","v":5.3583204214350593}]

{"sheet":"Input","index":7,"n_rows":47,"n_cols":12,"rows_kept":47,"cut":false,"hidden":false,"merged":[]}
["Answer questions 1 thru 16 to complete evaluation.  Press RUN for results. (See Title & Results).",null,null,null,"Do Not Print this page"]
[]
[1,"Program Title","Storage with other DSM (EE and DR)"]
[]
[2,"Demand & Energy Savings"]
[null,"Winter kW",{"$f":"Input2!N7","v":0.46801031725376879}]
[null,"Summer kW",{"$f":"Input2!N6","v":0.52760041438717875}]
[null,"kWh",{"$f":"Input2!N9","v":0}]
[3,"Switch (1=Conservation, 0=Load Management)",1]
[4,"Switch (1=Residential, 0=Commercial)",1,null,null,"avoided unit comes online in 2020"]
[null,null,null,null,null,null,null,null,null,null,null,"ADJUSTED"]
[5,"Participation","Annual",null,null,null,null,null,null,null,"Cumulative","CUMULATIVE"]
[null,null,"Total Partic. ",null,null,null,null,null,null,null,"Total Partic. ","PARTICIPATING"]
[null,"YEAR","Customers",null,null,null,null,null,null,"YEAR","Customers","CUSTOMERS"]
[null,{"$f":"'Title Results Update'!C18","v":2020},{"$f":"Input2!N16","v":1000},null,null,null,null,null,null,{"$f":"+Title_RESULTS!H7","v":2020},{"$f":"+C15","v":1000},{"$f":"ROUND(+K15*(1-$C$32),0)","v":1000}]
[null,{"$f":"+B15+1","v":2021},{"$f":"Input2!N17","v":1000},null,null,null,null,null,null,{"$f":"+J15+1","v":2021},{"$f":"+K15+C16","v":2000},2000]
[null,{"$f":"+B16+1","v":2022},{"$f":"Input2!N18","v":1000},null,null,null,null,null,null,2022,3000,3000]
[null,2023,{"$f":"Input2!N19","v":0},null,null,null,null,null,null,2023,3000,3000]
[null,2024,{"$f":"Input2!N20","v":0},null,null,null,null,null,null,2024,3000,3000]
[null,2025,{"$f":"Input2!N21","v":0},null,null,null,null,null,null,2025,3000,3000]
[null,2026,{"$f":"Input2!N22","v":0},null,null,null,null,null,null,2026,3000,3000]
[null,2027,{"$f":"Input2!N23","v":0},null,null,null,null,null,null,2027,3000,3000]
[null,2028,{"$f":"Input2!N24","v":0},null,null,null,null,null,null,2028,3000,3000]
[null,2029,{"$f":"Input2!N25","v":0},null,null,null,null,null,null,2029,3000,3000]
[null,2030,{"$f":"Input2!N26","v":0},null,null,null,null,null,null,2030,3000,3000]
[null,2031,{"$f":"Input2!N27","v":0},null,null,null,null,null,null,2031,3000,3000]
[null,2032,{"$f":"Input2!N28","v":0},null,null,null,null,null,null,2032,3000,3000]
[null,2033,{"$f":"Input2!N29","v":0},null,null,null,null,null,null,2033,3000,3000]
[null,2034,{"$f":"Input2!N30","v":0},null,null,null,null,null,null,2034,3000,3000]
[null,null,null,null,null,null,null,null,null,2035,{"$f":"+K29","v":3000},3000]
[null,null,null,null,null,null,null,null,null,2036,{"$f":"+K30","v":3000},3000]
[6,"Free Riders",0,null,null,null,null,null,null,2037,{"$f":"+K31","v":3000},3000]
[7,"Study Period for Conservation Program",{"$f":"Input2!N10","v":10},"Years",null,null,null,null,null,2038,3000,3000]
[8,"Utility Non Recurring Cost Per Customer",{"$f":"Input2!N11","v":0},"$/CUST",null,null,null,null,null,2039,3000,3000]
[9,"Utility Recurring Cost Per Customer (Load Management)",0,"$/CUST/YR",null,null,null,null,null,2040,3000,3000]
[10,"Customer Equipment Cost",{"$f":"Input2!N12","v":25500},"$/CUST",null,null,null,null,null,2041,3000,3000]
[11,"Customer O & M Cost",null,"$/CUST/YR",null,null,null,null,null,2042,3000,3000]
[12,"Customer Tax Credit Per Installation",0,"$/CUST",null,null,null,null,null,2043,3000,3000]
[13,"Increased Supply Costs",0,"$/CUST/YR",null,null,null,null,null,2044,3000,3000]
[14,"Utility Non Recurring Rebate/Incentive",{"$f":"+Input2!N14","v":0},"$/CUST",null,null,null,null,null,2045,3000,3000]
[15,"Utility Recurring Rebate/Incentive (Load Management)",0,"$/CUST/YR"]
[16,"Diversity and Annual Demand ",{"$f":"Input2!N15","v":1}]
[null,"Adjustment Factor for Customer Bill:",1]
[]
[]
[null,"See Participation C,D,E,F 73"]
[null,"See Participation F_22 F5,6"]

{"sheet":"Input2","index":8,"n_rows":45,"n_cols":16,"rows_kept":45,"cut":false,"hidden":false,"merged":[]}
[]
["= Input Tab cell C36  / (Input Tab cell C8 * Rates Tab C10)"]
[]
["Residential Simple Payback"]
["Customer Equipment Cost",null,null,null,{"$f":"+Customer_Equipment_Cost","v":25500},null,null,null,null,null,null,null,null,"Storage with other DSM (EE and DR)"]
["kWh",null,null,null,{"$f":"+kWh","v":0},null,null,null,null,null,null,null,null,0.52760041438717875,"B","sKw"]
["Energy",null,null,null,{"$f":"+Rates!C10","v":5.9363000000000001},null,null,null,null,null,null,null,null,0.46801031725376879,"C","wKw"]
["kWh*Energy",null,null,null,{"$f":"+E6*E7","v":0},null,null,null,null,null,null,null,null,null,"D","Blended (do not use)"]
["ResidentialSimplePayback",null,null,null,{"$f":"IF(E8=0,0,+E5/E8)","v":0},null,null,null,null,null,null,"ADJUSTED",null,0,"E","kWh"]
[null,null,null,null,null,null,null,null,null,null,"Cumulative","CUMULATIVE",null,10,"F","Years in study period"]
[null,null,null,null,null,null,null,null,null,null,"Total Partic. ","PARTICIPATING",null,null,"G","Utility Non Recurring Cost Per Customer"]
[null,null,null,null,null,null,null,null,null,"YEAR","Customers","CUSTOMERS",null,25500,"H","Customer Equipment Costs"]
[null,null,null,null,null,null,null,null,null,{"$f":"+'Title Results Update'!C18","v":2020},{"$f":"+N16","v":1000},{"$f":"ROUND(+K13*(1-Input!$C$32),0)","v":1000},null,null,"I","Customer O & M Cost"]
["Input Tab cell C36 ÷ (Input Tab cell C8 * Rates Tab D10 + ( 5 * Input Tab cell C6 + 7 * Input Tab cell C7) *  Rates Tab E10)",null,null,null,null,null,null,null,null,{"$f":"J13+1","v":2021},{"$f":"+K13+N17","v":2000},{"$f":"ROUND(+K14*(1-Input!$C$32),0)","v":2000},null,0,"J","Utility Non Recurring Rebate/Incentive"]
[null,null,null,null,null,null,null,null,null,{"$f":"J14+1","v":2022},3000,{"$f":"ROUND(+K15*(1-Input!$C$32),0)","v":3000},null,1,"K","Adjustment Factor"]
["Commercial and Industrial Simple Payback",null,null,null,null,null,null,null,null,2023,3000,{"$f":"ROUND(+K16*(1-Input!$C$32),0)","v":3000},null,1000,"L","2020 participation"]
[null,null,null,null,null,null,null,null,null,2024,3000,{"$f":"ROUND(+K17*(1-Input!$C$32),0)","v":3000},null,1000,"N",2021]
[null,null,null,null,null,null,null,null,null,2025,3000,{"$f":"ROUND(+K18*(1-Input!$C$32),0)","v":3000},null,1000,"O",{"$f":"P17+1","v":2022}]
["Customer Equipment Cost",null,null,null,{"$f":"+Customer_Equipment_Cost","v":25500},null,null,null,null,2026,3000,{"$f":"ROUND(+K19*(1-Input!$C$32),0)","v":3000},null,0,"P",{"$f":"P18+1","v":2023}]
["kWh",null,null,null,{"$f":"+kWh","v":0},null,null,null,null,2027,3000,{"$f":"ROUND(+K20*(1-Input!$C$32),0)","v":3000},null,0,"Q",2024]
["Energy",null,null,null,{"$f":"+Rates!D10","v":1.8180000000000001},null,null,null,null,2028,3000,{"$f":"ROUND(+K21*(1-Input!$C$32),0)","v":3000},null,0,"R",2025]
["kWh*Energy",null,null,null,{"$f":"+E20*E21","v":0},null,null,null,null,2029,3000,{"$f":"ROUND(+K22*(1-Input!$C$32),0)","v":3000},null,0,"S",2026]
[null,null,null,null,5,null,null,null,null,2030,3000,{"$f":"ROUND(+K23*(1-Input!$C$32),0)","v":3000},null,0,"T",2027]
["Winter kW",null,null,null,{"$f":"+Winter_kW","v":0.46801031725376879},null,null,null,null,2031,3000,{"$f":"ROUND(+K24*(1-Input!$C$32),0)","v":3000},null,0,"U",2028]
[null,null,null,null,{"$f":"+E23*E24","v":2.340051586268844},null,null,null,null,2032,3000,{"$f":"ROUND(+K25*(1-Input!$C$32),0)","v":3000},null,0,"V",2029]
[null,null,null,null,7,null,null,null,null,2033,3000,{"$f":"ROUND(+K26*(1-Input!$C$32),0)","v":3000},null,0,"W",2030]
["Summer kW",null,null,null,{"$f":"+Summer_kW","v":0.52760041438717875},null,null,null,null,2034,3000,{"$f":"ROUND(+K27*(1-Input!$C$32),0)","v":3000},null,0,"X",2031]
[null,null,null,null,{"$f":"+E26*E27","v":3.6932029007102511},null,null,null,null,2035,3000,{"$f":"ROUND(+K28*(1-Input!$C$32),0)","v":3000},null,0,"Y"]
["Sum",null,null,null,{"$f":"+E25+E28","v":6.0332544869790947},null,null,null,null,2036,3000,{"$f":"ROUND(+K29*(1-Input!$C$32),0)","v":3000},null,0,"Z"]
["Demand",null,null,null,{"$f":"+Rates!E10","v":11.870000000000001},null,null,null,null,2037,3000,{"$f":"ROUND(+K30*(1-Input!$C$32),0)","v":3000},null,0,"AB"]
[null,null,null,null,{"$f":"+E29*E30","v":71.614730760441859},null,null,null,null,2038,3000,{"$f":"ROUND(+K31*(1-Input!$C$32),0)","v":3000},null,0,"AA"]
["CISimplePayback",null,null,null,{"$f":"IF(E31=0,0,+E19/E31)","v":356.07199425632058},null,null,null,null,2039,3000,{"$f":"ROUND(+K32*(1-Input!$C$32),0)","v":3000},null,0,"AB"]
[null,null,null,null,null,null,null,null,null,2040,3000,{"$f":"ROUND(+K33*(1-Input!$C$32),0)","v":3000},null,0,"AC"]
[null,null,null,null,null,null,null,null,null,2041,3000,{"$f":"ROUND(+K34*(1-Input!$C$32),0)","v":3000},null,0,"AD"]
[null,null,null,null,null,null,null,null,null,2042,3000,{"$f":"ROUND(+K35*(1-Input!$C$32),0)","v":3000},null,0,"AE"]
[null,null,null,null,null,null,null,null,null,2043,3000,{"$f":"ROUND(+K36*(1-Input!$C$32),0)","v":3000},null,0,"AF"]
[null,null,null,null,null,null,null,null,null,2044,3000,{"$f":"ROUND(+K37*(1-Input!$C$32),0)","v":3000},null,0,"AG"]
[null,null,null,null,null,null,null,null,null,2045,3000,{"$f":"ROUND(+K38*(1-Input!$C$32),0)","v":3000},null,0,"AH"]
[null,null,null,null,null,null,null,null,null,2046,3000,{"$f":"ROUND(+K39*(1-Input!$C$32),0)","v":3000},null,0,"AI"]
[null,null,null,null,null,null,null,null,null,2047,3000,{"$f":"ROUND(+K40*(1-Input!$C$32),0)","v":3000},null,0,"AJ"]
[null,null,null,null,null,null,null,null,null,2048,3000,{"$f":"ROUND(+K41*(1-Input!$C$32),0)","v":3000},null,0,"AK"]
[null,null,null,null,null,null,null,null,null,2049,3000,{"$f":"ROUND(+K42*(1-Input!$C$32),0)","v":3000},null,0,"AL"]
[null,null,null,null,null,null,null,null,null,null,null,null,null,0,"AM"]
[null,null,null,null,null,null,null,null,null,null,null,null,null,0,"AN"]
[null,null,null,null,null,null,null,null,null,null,null,null,null,0,"AO"]

{"sheet":"Title_RESULTS","index":9,"n_rows":93,"n_cols":9,"rows_kept":93,"cut":false,"hidden":false,"merged":[[0,0,0,17],[1,2,1,5]]}
[]
[null,null,"INPUT DATA - PART 1",null,null,null,null,"PSC FORM CE 1.1"]
[null,null,"PROGRAM TITLE:",{"$f":"+Input!C3","v":"Storage with other DSM (EE and DR)"},null,null,null,"PAGE 1 OF 1"]
[null,null,null,null,null,null,null,"RUN DATE:",{"$f":"NOW()","v":"2019-05-14T07:55:54.360"}]
[]
[null,"PROGRAM DEMAND SAVINGS & LINE LOSSES                ",null,null,null,null,"AVOIDED GENERATOR, TRANS. & DIST COSTS"]
["I.","(1) CUSTOMER KW REDUCTION AT THE METER ",{"$f":"IF(Input!$C$7>Input!$C$6,+Input!$C$7,+Input!$C$6)","v":0.52760041438717875},"KW /CUST",null,"IV.","(1)  BASE YEAR  ",{"$f":"+'Title Results Update'!C18","v":2020}]
["I.","(2) GENERATOR KW REDUCTION PER CUSTOMER",{"$f":"IF(Input!$C$10>0,+'EUE_Line Losses'!B25,+'EUE_Line Losses'!B26)","v":0.57685618292502938},"KW GEN/CUST",null,"IV.","(2)  IN-SERVICE YEAR FOR AVOIDED GENERATING UNIT",{"$f":"+'Title Results Update'!C19","v":2023}]
["I.","(3) KW LINE LOSS PERCENTAGE",{"$f":"IF(Input!$C$10>0,'EUE_Line Losses'!C10,'EUE_Line Losses'!D10)","v":7.3},"%",null,"IV.","(3)  IN-SERVICE YEAR FOR AVOIDED T & D ",{"$f":"+'Title Results Update'!C20","v":2021}]
["I.","(4) GENERATION KWH REDUCTION PER CUSTOMER",{"$f":"+($C$14/(1-C11/100))","v":0},"KWH/CUST/YR",null,"IV.","(4)  BASE YEAR AVOIDED GENERATING UNIT COST",{"$f":"+'Title Results Update'!C21","v":526.29999999999995},"$/KW"]
["I.","(5) KWH LINE LOSS PERCENTAGE",{"$f":"IF(Input!$C$10>0,'EUE_Line Losses'!C11,'EUE_Line Losses'!D11)","v":5.6},"%",null,"IV.","(5)  BASE YEAR AVOIDED TRANSMISSION COST ",{"$f":"+'T&D Costs'!D6","v":34.9},"$/KW"]
["I.","(6) GROUP LINE LOSS MULTIPLIER",1,null,null,"IV.","(6)  BASE YEAR DISTRIBUTION COST  ",{"$f":"+'T&D Costs'!D7","v":82.37},"$/KW"]
["I.","(7) CUSTOMER KWH PROGRAM INCREASE AT METER",0,"KWH/CUST/YR",null,"IV.","(7)  GEN, TRAN, & DIST COST ESCALATION RATE ",{"$f":"+'Title Results Update'!C24","v":2.4},"%"]
["I.","(8)* CUSTOMER KWH REDUCTION AT METER ",{"$f":"+Input!C8","v":0},"KWH/CUST/YR",null,"IV.","(8)  GENERATOR FIXED O & M COST ",{"$f":"+'Title Results Update'!C25","v":5.83},"$/KW/YR"]
[null,null,null,null,null,"IV.","(9)  GENERATOR FIXED O&M ESCALATION RATE ",{"$f":"+'Title Results Update'!C26","v":2.4},"%"]
[null,"ECONOMIC LIFE & K FACTORS",null,null,null,"IV.","(10) TRANSMISSION FIXED O & M COST ",{"$f":"+'T&D Costs'!D11","v":2.78},"$/KW/YR"]
["II.","(1) STUDY PERIOD FOR CONSERVATION PROGRAM ",{"$f":"+Input!C33","v":10},"YEARS",null,"IV.","(11) DISTRIBUTION FIXED O & M COST ",{"$f":"+'T&D Costs'!D12","v":11.34},"$/KW/YR"]
["II.","(2) GENERATOR ECONOMIC LIFE ",{"$f":"+'Title Results Update'!C4","v":25},"YEARS",null,"IV.","(12) T&D  FIXED O&M ESCALATION RATE ",{"$f":"+'Title Results Update'!C31","v":2.4},"%"]
["II.","(3) T & D  ECONOMIC LIFE  ",{"$f":"+'Title Results Update'!C5","v":25},"YEARS",null,"IV.","(13) AVOIDED GEN UNIT VARIABLE O & M COSTS ",{"$f":"+'Title Results Update'!C30","v":0.21},"CENTS/KWH"]
["II.","(4) K FACTOR FOR GENERATION  ",{"$f":"+'Title Results Update'!C6","v":1.5213000000000001},null,null,"IV.","(14) GENERATOR VARIABLE O&M COST ESCALATION RATE",{"$f":"+'Title Results Update'!C31","v":2.4},"%"]
["II.","(5) K FACTOR FOR T & D  ",{"$f":"+'Title Results Update'!C7","v":1.5213000000000001},null,null,"IV.","(15) GENERATOR CAPACITY FACTOR  ",{"$f":"+'Title Results Update'!C32","v":9.1},"%"]
[null,"(6)* SWITCH REV REQ(0) OR VAL-OF-DEF (1)",{"$f":"IF($C$17<25,1,0)","v":1},null,null,"IV.","(16) AVOIDED GENERATING UNIT FUEL COST  ",{"$f":"+'Title Results Update'!C33","v":3.75},"CENTS/KWH"]
[null,null,null,null,null,"IV.","(17) AVOIDED GEN UNIT FUEL ESCALATION RATE ",{"$f":"+'Title Results Update'!C34","v":4.54},"%"]
[null,null,null,null,null,"IV.","(18)* AVOIDED PURCHASE CAPACITY COST PER KW ",0,"$/KW/YR"]
[null,"UTILITY & CUSTOMER COSTS",null,null,null,"IV.","(19)* CAPACITY COST ESCALATION RATE ",0,"%"]
["III.","(1)  UTILITY NONRECURRING COST PER CUSTOMER ",{"$f":"+Input!C34","v":0},"$/CUST"]
["III.","(2)  UTILITY RECURRING COST PER CUSTOMER  ",{"$f":"+Input!C35","v":0},"$/CUST/YR"]
["III.","(3)  UTILITY COST ESCALATION RATE ",{"$f":"+'Title Results Update'!C10","v":2.4},"%"]
["III.","(4)  CUSTOMER EQUIPMENT COST ",{"$f":"+Input!C36","v":25500},"$/CUST",null,null,"NON-FUEL ENERGY AND DEMAND CHARGES"]
["III.","(5)  CUSTOMER EQUIPMENT ESCALATION RATE ",{"$f":"+'Title Results Update'!C11","v":2.2999999999999998},"%",null,"V.","(1) NON-FUEL COST IN CUSTOMER BILL ",{"$f":"IF(Input!$C$10=1,Rates!C10,Rates!D10)","v":5.9363000000000001},"CENTS/KWH"]
["III.","(6)  CUSTOMER O & M COST  ",{"$f":"+Input!C37","v":0},"$/CUST/YR",null,"V.","(2) NON-FUEL ESCALATION RATE  ",1,"%"]
["III.","(7)  CUSTOMER O & M ESCALATION RATE ",{"$f":"+'Title Results Update'!C12","v":2.2999999999999998},"%",null,"V.","(3) CUSTOMER DEMAND CHARGE PER KW  ",{"$f":"IF(Input!$C$10=1,0,Rates!E10)","v":0},"$/KW/MO"]
["III.","(8)*  CUSTOMER TAX CREDIT PER INSTALLATION ",{"$f":"+Input!C38","v":0},"$/CUST",null,"V.","(4) DEMAND CHARGE ESCALATION RATE ",1,"%"]
["III.","(9)*  CUSTOMER TAX CREDIT ESCALATION RATE ",0,"%",null,"V.","(5)* DIVERSITY and ANNUAL DEMAND ADJUSTMENT "]
["III.","(10)* INCREASED SUPPLY COSTS ",0,"$/CUST/YR",null,null,"       FACTOR FOR CUSTOMER BILL ",{"$f":"IF(Input!$C$9=0,0,Input!C42)","v":1}]
["III.","(11)* SUPPLY COSTS ESCALATION RATE ",0,"%"]
["III.","(12)* UTILITY DISCOUNT RATE ",{"$f":"+'Title Results Update'!C13","v":7.0800000000000002E-2}]
["III.","(13)* UTILITY AFUDC RATE  ",{"$f":"+'Title Results Update'!C14","v":6.4600000000000005E-2},null,null,null,"CALCULATED BENEFITS AND COSTS "]
["III.","(14)* UTILITY NON RECURRING REBATE/INCENTIVE ",{"$f":"+Input!C40","v":0},"$/CUST",null,null,"(1)* TRC TEST - BENEFIT/COST RATIO",{"$f":"+'Sheet7(F_23)'!H46","v":1.3376408836681487E-2}]
["III.","(15)* UTILITY RECURRING REBATE/INCENTIVE ",{"$f":"+Input!C41","v":0},"$/CUST/YR",null,null,"(2)* PARTICIPANT NET BENEFITS (NPV) ",{"$f":"+'Sheet8(F_24)'!K44","v":-73135.890094496077}]
["III.","(16)* UTILITY REBATE/INCENTIVE ESCAL RATE",{"$f":"+'Title Results Update'!C15","v":0},"%",null,null,"(3)* RIM TEST - BENEFIT/COST RATIO",{"$f":"+'Sheet9(F_25)'!J46","v":{"$error":"#DIV/0!"}}]
[]
[]
[]
[]
[]
[]
[]
[]
[]
[]
[]
[]
[]
[]
[]
[]
[]
[]
[]
[]
[]
[]
[]
[]
[]
[]
[]
[]
[]
[]
[]
[]
[]
[]
[]
[]
[]
[]
[]
[]
[null," END OF EDITING AREA "]
[]
[]
[]
[]
[]
[]
[]
[]
[null,"YEARLY INPUT DATA: GO TO H5..Q76 & INPUT (Page 2)"]
[null,"PLEASE NOTE:  UTILITY NON-LEVELIZED REVENUE REQUIREMENT"]
[null,"  FACTORS AT RANGE NAMES GEN_RRTBL AND TRAN_RRTBL. "]

{"sheet":"Partcipation","index":10,"n_rows":111,"n_cols":22,"rows_kept":111,"cut":false,"hidden":false,"merged":[]}
[]
[null,null,null,null,null,null,"See N16 for Rev Requirements",null,"Do Not Print"]
[]
[]
[null,null,null,null,null,{"$f":"+Title_RESULTS!C3","v":"PROGRAM TITLE:"}]
[null,null,null,null,null,null,null,null,null,{"$f":"Title_RESULTS!I4","v":"2019-05-14T07:55:54.360"}]
["VI. YEARLY INPUT DATA"]
[]
[" ","(1)","(2)","(3)","(4)","(5)","(6)","(7)","(8)","(9)","(10)","(11)"]
[]
[null,null,"ADJUSTED",null,"REDUCED KWH","USED KWH","REPLACE.","PROGRAM","PROGRAM",null,null,"BLANK"]
[null,"CUMULATIVE","CUMULATIVE","UTIL AVG","PROGRAM","PROGRAM","FUEL COST","KW","KWH","OTHER","OTHER"]
[null,"TOTAL PARTIC.","PARTICIPATING","SYS. FUEL","MARGINAL","MARGINAL","OF AVOIDED","EFFECTIVENESS","EFFECTIVENESS","COSTS","BENEFITS"]
["YEAR","CUSTOMERS","CUSTOMERS","ADJ. COST","FUEL COST","FUEL COST","GENERATOR","FACTOR","FACTOR"]
[null,null,null,"(C/KWH)","(C/KWH)","(C/KWH)","(C/KWH)","P.U./KW","P.U./KWH","($000)","($000)","(C/KWH)"]
[{"$f":"Title_RESULTS!H7","v":2020},{"$f":"Input!K15","v":1000},{"$f":"Input!L15","v":1000},{"$f":"+Fuel!B7","v":2.4346125415616839},{"$f":"+Fuel!C7","v":2.9007096235579843},0,{"$f":"+Fuel!D7","v":2.878920847571778},1,1,0,0,0,0,null,null,null,null,null,null,null,null,{"$f":"+G16-D16","v":0.44430830601009408}]
[{"$f":"A16+1","v":2021},{"$f":"Input!K16","v":2000},{"$f":"Input!L16","v":2000},{"$f":"+Fuel!B8","v":2.5504842341169973},{"$f":"+Fuel!C8","v":2.8771156773211568},0,{"$f":"+Fuel!D8","v":3.037777795649506},1,1,0,0,0,0,null,null,null,null,null,null,null,null,{"$f":"+G17-D17","v":0.48729356153250869}]
[2022,{"$f":"Input!K17","v":3000},{"$f":"Input!L17","v":3000},{"$f":"+Fuel!B9","v":2.6444323106721059},{"$f":"+Fuel!C9","v":2.9693759512937596},0,{"$f":"+Fuel!D9","v":3.156234230110476},1,1,0,0,0,3.1238095238095234,null,null,null,null,null,null,null,null,0.51180191943837006]
[2023,{"$f":"Input!K18","v":3000},{"$f":"Input!L18","v":3000},{"$f":"+Fuel!B10","v":2.6227548717178779},{"$f":"+Fuel!C10","v":3.0911910197869106},0,{"$f":"+Fuel!D10","v":3.1726275779238713},1,1,0,0,0,3.28,null,null,null,null,null,null,null,null,0.54987270620599338]
[2024,{"$f":"Input!K19","v":3000},{"$f":"Input!L19","v":3000},{"$f":"+Fuel!B11","v":2.7715168291961763},{"$f":"+Fuel!C11","v":3.2126631754705528},0,{"$f":"+Fuel!D11","v":3.3145531776960602},1,1,0,0,0,3.444,null,null,null,null,null,null,null,null,0.54303634849988391]
[2025,{"$f":"Input!K20","v":3000},{"$f":"Input!L20","v":3000},{"$f":"+Fuel!B12","v":2.9305982282947132},{"$f":"+Fuel!C12","v":3.44943302891933},0,{"$f":"+Fuel!D12","v":3.4459033295335075},1,1,0,0,0,3.6162000000000001,null,null,null,null,null,null,null,null,0.51530510123879436]
[2026,{"$f":"Input!K21","v":3000},{"$f":"Input!L21","v":3000},{"$f":"+Fuel!B13","v":3.0631027844213077},{"$f":"+Fuel!C13","v":3.5600722983257227},0,{"$f":"+Fuel!D13","v":3.5575518290932058},1,1,0,0,0,3.7970099999999998,null,null,null,null,null,null,null,null,0.4944490446718981]
[2027,{"$f":"Input!K22","v":3000},{"$f":"Input!L22","v":3000},{"$f":"+Fuel!B14","v":3.2434612412261949},{"$f":"+Fuel!C14","v":3.7825608828006088},0,{"$f":"+Fuel!D14","v":3.7167866710763469},1,1,0,0,0,3.9868605000000001,null,null,null,null,null,null,null,null,0.47332542985015191]
[2028,{"$f":"Input!K23","v":3000},{"$f":"Input!L23","v":3000},{"$f":"+Fuel!B15","v":3.550601164924807},{"$f":"+Fuel!C15","v":4.1915148755312686},0,{"$f":"+Fuel!D15","v":4.000245139678956},1,1,0,0,0,4.1862035250000007,null,null,null,null,null,null,null,null,0.44964397475414897]
[2029,{"$f":"Input!K24","v":3000},{"$f":"Input!L24","v":3000},{"$f":"+Fuel!B16","v":3.7314962992555465},{"$f":"+Fuel!C16","v":4.4906392694063921},0,{"$f":"+Fuel!D16","v":4.1757985119859189},1,1,0,0,0,4.3955137012500005,null,null,null,null,null,null,null,null,0.4443022127303724]
[2030,{"$f":"Input!K25","v":3000},{"$f":"Input!L25","v":3000},{"$f":"+Fuel!B17","v":4.0656592081591345},{"$f":"+Fuel!C17","v":5.015795281582955},0,{"$f":"+Fuel!D17","v":4.4862812691028662},1,1,0,0,0,4.6152893863125009,null,null,null,null,null,null,null,null,0.42062206094373167]
[2031,{"$f":"Input!K26","v":3000},{"$f":"Input!L26","v":3000},{"$f":"+Fuel!B18","v":4.2058109461686648},{"$f":"+Fuel!C18","v":4.9971423135464237},0,{"$f":"+Fuel!D18","v":4.5978418797217948},1,1,0,0,0,4.846053855628127,null,null,null,null,null,null,null,null,0.39203093355313001]
[2032,{"$f":"Input!K27","v":3000},{"$f":"Input!L27","v":3000},{"$f":"+Fuel!B19","v":4.5058999642058986},{"$f":"+Fuel!C19","v":5.4614146933819034},0,{"$f":"+Fuel!D19","v":4.8737579639532447},1,1,0,0,0,5.088356548409533,null,null,null,null,null,null,null,null,0.36785799974734612]
[2033,{"$f":"Input!K28","v":3000},{"$f":"Input!L28","v":3000},{"$f":"+Fuel!B20","v":4.6004129453567648},{"$f":"+Fuel!C20","v":5.8241019786910195},0,{"$f":"+Fuel!D20","v":4.9849159980979767},1,1,0,0,0,5.3427743758300092,null,null,null,null,null,null,null,null,0.38450305274121188]
[2034,{"$f":"Input!K29","v":3000},{"$f":"Input!L29","v":3000},{"$f":"+Fuel!B21","v":4.9042461382423044},{"$f":"+Fuel!C21","v":6.095285388127853},0,{"$f":"+Fuel!D21","v":5.3065781615705188},1,1,0,0,0,5.6099130946215112,null,null,null,null,null,null,null,null,0.40233202332821438]
[2035,{"$f":"Input!K30","v":3000},{"$f":"Input!L30","v":3000},{"$f":"+Fuel!B22","v":5.1129070049770542},{"$f":"+Fuel!C22","v":6.7130251141552453},0,{"$f":"+Fuel!D22","v":5.5100494593143035},1,1,0,0,0,5.8904087493525861,null,null,"2010 Carbon, not used in 2015",null,null,null,null,null,0.39714245433724926]
[2036,{"$f":"Input!K31","v":3000},{"$f":"Input!L31","v":3000},{"$f":"+Fuel!B23","v":5.2847744997901769},{"$f":"+Fuel!C23","v":6.6304720704310984},0,{"$f":"+Fuel!D23","v":5.6211411762981891},1,1,0,0,0,6.1849291868202156,null,null,null,null,null,null,null,null,0.33636667650801222]
[2037,{"$f":"Input!K32","v":3000},{"$f":"Input!L32","v":3000},{"$f":"+Fuel!B24","v":5.5807770564484205},{"$f":"+Fuel!C24","v":7.0767998477929979},0,{"$f":"+Fuel!D24","v":5.9258024051756983},1,1,0,0,0,6.4941756461612261,null,null,null,null,null,null,null,null,0.34502534872727786]
[2038,{"$f":"Input!K33","v":3000},{"$f":"Input!L33","v":3000},{"$f":"+Fuel!B25","v":5.7122013149268902},{"$f":"+Fuel!C25","v":7.103603500761035},0,{"$f":"+Fuel!D25","v":6.048558103175024},1,1,0,0,0,6.8188844284692891,null,null,null,null,null,null,null,null,0.33635678824813375]
[2039,{"$f":"Input!K34","v":3000},{"$f":"Input!L34","v":3000},{"$f":"+Fuel!B26","v":5.9311440074959005},{"$f":"+Fuel!C26","v":7.1109550989345456},0,{"$f":"+Fuel!D26","v":6.2999948495983684},1,1,0,0,0,7.1598286498927539,null,null,null,null,null,null,null,null,0.36885084210246788]
[2040,{"$f":"Input!K35","v":3000},{"$f":"Input!L35","v":3000},{"$f":"+Fuel!B27","v":5.9993558290465137},{"$f":"+Fuel!C27","v":7.6517190346083792},0,{"$f":"+Fuel!D27","v":6.2927938198110338},1,1,0,0,0,7.5178200823873915,null,null,null,null,null,null,null,null,0.29343799076452015]
[2041,{"$f":"Input!K36","v":3000},{"$f":"Input!L36","v":3000},{"$f":"+Fuel!B28","v":6.2972812378773373},{"$f":"+Fuel!C28","v":7.8806697108066972},0,{"$f":"+Fuel!D28","v":6.6910882205082887},1,1,0,0,0,7.8937110865067632,null,null,null,null,null,null,null,null,0.39380698263095137]
[2042,{"$f":"Input!K37","v":3000},{"$f":"Input!L37","v":3000},{"$f":"+Fuel!B29","v":6.5926467956949741},{"$f":"+Fuel!C29","v":8.425266362252664},0,{"$f":"+Fuel!D29","v":7.04523428905663},1,1,0,0,0,8.2883966408321008,null,null,null,null,null,null,null,null,0.45258749336165582]
[2043,{"$f":"Input!K38","v":3000},{"$f":"Input!L38","v":3000},{"$f":"+Fuel!B30","v":6.7827977470582432},{"$f":"+Fuel!C30","v":8.6252663622526633},0,{"$f":"+Fuel!D30","v":7.3415875185455457},1,1,0,0,0,8.7028164728737067,null,null,null,null,null,null,null,null,0.55878977148730247]
[2044,{"$f":"Input!K39","v":3000},{"$f":"Input!L39","v":3000},{"$f":"+Fuel!B31","v":6.6829766871544454},{"$f":"+Fuel!C31","v":8.2932946265938057},0,{"$f":"+Fuel!D31","v":7.2669235074641634},1,1,0,0,0,9.1379572965173921,null,null,null,null,null,null,null,null,0.58394682030971801]
[2045,{"$f":"Input!K40","v":3000},{"$f":"Input!L40","v":3000},{"$f":"+Fuel!B32","v":6.9425881178580422},{"$f":"+Fuel!C32","v":8.6794596651445968},0,{"$f":"+Fuel!D32","v":7.4644711948240428},1,1,0,0,0,9.5948551613432613,null,null,null,null,null,null,null,null,0.52188307696600056]
[2046,0,0,{"$f":"+Fuel!B33","v":7.1850121592674032},{"$f":"+Fuel!C33","v":8.8250380517503793},0,{"$f":"+Fuel!D33","v":7.6869949487953013},1,1,0,0,0,10.074597919410424,null,null,null,null,null,null,null,null,0.5019827895278981]
[2047,0,0,{"$f":"+Fuel!B34","v":7.1736719285552573},{"$f":"+Fuel!C34","v":8.9505213089802123},0,{"$f":"+Fuel!D34","v":7.6738108158493761},1,1,0,0,0,10.578327815380947,null,null,null,null,null,null,null,null,0.50013888729411882]
[2048,0,0,{"$f":"+Fuel!B35","v":7.1739999999999995},{"$f":"+Fuel!C35","v":8.9510000000000005},0,{"$f":"+Fuel!D35","v":7.6739999999999995},1,1,0,0,0,{"$f":"+M43*1.05","v":11.107244206149995},null,null,null,null,null,null,null,null,0.5]
[2049,0,0,{"$f":"+Fuel!B36","v":7.1739999999999995},{"$f":"+Fuel!C36","v":8.9510000000000005},0,{"$f":"+Fuel!D36","v":7.6739999999999995},1,1,0,0,0,{"$f":"+M44*1.05","v":11.662606416457495},null,null,null,null,null,null,null,null,0.5]
[2050,0,{"$f":"ROUND(+B46*(1-$B$1),0)","v":0},{"$f":"+Fuel!B37","v":0},{"$f":"+Fuel!C37","v":0},0,{"$f":"+Fuel!D37","v":0},1,1,0,0,0]
[2051,0,0,{"$f":"+Fuel!B38","v":0},{"$f":"+Fuel!C38","v":0},0,{"$f":"+Fuel!D38","v":0},1,1,0,0,0]
[2052,0,0,{"$f":"+Fuel!B39","v":0},{"$f":"+Fuel!C39","v":0},0,{"$f":"+Fuel!D39","v":0},1,1,0,0,0]
[2053,0,0,{"$f":"+Fuel!B40","v":0},{"$f":"+Fuel!C40","v":0},0,{"$f":"+Fuel!D40","v":0},1,1,0,0,0]
[2054,0,0,{"$f":"+Fuel!B41","v":0},{"$f":"+Fuel!C41","v":0},0,{"$f":"+Fuel!D41","v":0},1,1,0,0,0]
[2055,0,0,{"$f":"+Fuel!B42","v":0},{"$f":"+Fuel!C42","v":0},0,{"$f":"+Fuel!D42","v":0},1,1,0,0,0]
[2056,0,0,{"$f":"+Fuel!B43","v":0},{"$f":"+Fuel!C43","v":0},0,{"$f":"+Fuel!D43","v":0},1,1,0,0,0]
[2057,0,0,{"$f":"+Fuel!B44","v":0},{"$f":"+Fuel!C44","v":0},0,{"$f":"+Fuel!D44","v":0},1,1,0,0,0]
[2058,0,0,{"$f":"+Fuel!B45","v":0},{"$f":"+Fuel!C45","v":0},0,{"$f":"+Fuel!D45","v":0},1,1,0,0,0]
[]
[]
[{"$f":"IF(Title_RESULTS!C22=1,4,2)","v":4}]
[{"$f":"IF(Title_RESULTS!C22=1,3,1)","v":3}]
[]
["Unit Size of Avoided Generation Unit",null,{"$f":"ROUND(+Title_RESULTS!C8*Partcipation!C26,0)","v":1731}]
[]
[]
[]
[]
[]
[]
[null," ","(1)","(2)","(3)","(4)","(5)","(6)","(7)","(8)","(9)","(10)","(11)"]
[null,null,null,"ADJUSTED",null,"REDUCED KWH","USED KWH","REPLACE.","PROGRAM","PROGRAM",null,null,"BLANK"]
[null,null,"CUMULATIVE","CUMULATIVE","UTIL AVG","PROGRAM","PROGRAM","FUEL COST","KW","KWH","OTHER","OTHER"]
[null,null,"TOTAL PARTIC.","PARTICIPATING","SYS. FUEL","MARGINAL","MARGINAL","OF AVOIDED","EFFECTIVENESS","EFFECTIVENESS","COSTS","BENEFITS"]
[null,"YEAR","CUSTOMERS","CUSTOMERS","ADJ. COST","FUEL COST","FUEL COST","GENERATOR","FACTOR","FACTOR"]
[null,null,null,0,"(C/KWH)","(C/KWH)","(C/KWH)","(C/KWH)","P.U./KW","P.U./KWH","($000)","($000)","(C/KWH)"]
[null,{"$f":"A16","v":2020},1000,1000,2.4346125415616839,2.9007096235579843,0,0,1,1,0,0,2.02]
[null,2021,2000,2000,2.5504842341169973,2.8771156773211568,0,0,1,1,0,0,2.1]
[null,2022,3000,3000,2.6444323106721059,2.9693759512937596,0,0,1,1,0,0,2.4]
[null,2023,3000,3000,2.6227548717178779,3.0911910197869106,0,0,1,1,0,0,2.41]
[null,2024,3000,3000,2.7715168291961763,3.2126631754705528,0,0,1,1,0,0,2.79]
[null,2025,3000,3000,2.9305982282947132,3.44943302891933,0,0,1,1,0,0,3.05]
[null,2026,3000,3000,3.0631027844213077,3.5600722983257227,0,0,1,1,0,0,3.18]
[null,2027,3000,3000,3.2434612412261949,3.7825608828006088,0,0,1,1,0,0,3.07]
[null,2028,3000,3000,3.550601164924807,4.1915148755312686,0,0,1,1,0,0,3.49]
[null,2029,3000,3000,3.7314962992555465,4.4906392694063921,0,0,1,1,0,0,3.53]
[null,{"$f":"A26","v":2030},3000,3000,4.0656592081591345,5.015795281582955,0,0,1,1,0,0,3.81]
[null,2031,3000,3000,4.2058109461686648,4.9971423135464237,0,0,1,1,0,0,4.29]
[null,2032,3000,3000,4.5058999642058986,5.4614146933819034,0,0,1,1,0,0,4.43]
[null,2033,3000,3000,4.6004129453567648,5.8241019786910195,0,0,1,1,0,0,4.6100000000000003]
[null,2034,3000,3000,4.9042461382423044,6.095285388127853,0,0,1,1,0,0,5.23]
[null,2035,3000,3000,5.1129070049770542,6.7130251141552453,0,0,1,1,0,0,5.38]
[null,2036,3000,3000,5.2847744997901769,6.6304720704310984,0,0,1,1,0,0,5.63]
[null,2037,3000,3000,5.5807770564484205,7.0767998477929979,0,0,1,1,0,0,6.18]
[null,2038,3000,3000,5.7122013149268902,7.103603500761035,0,0,1,1,0,0,6.57]
[null,2039,3000,3000,5.9311440074959005,7.1109550989345456,0,0,1,1,0,0,6.76]
[null,{"$f":"A36","v":2040},3000,3000,5.9993558290465137,7.6517190346083792,0,0,1,1,0,0,7.26]
[null,2041,3000,3000,6.2972812378773373,7.8806697108066972,0,0,1,1,0,0,7.3]
[null,2042,3000,3000,6.5926467956949741,8.425266362252664,0,0,1,1,0,0,7.35]
[null,2043,3000,3000,6.7827977470582432,8.6252663622526633,0,0,1,1,0,0,8.2100000000000009]
[null,2044,3000,3000,6.6829766871544454,8.2932946265938057,0,0,1,1,0,0,8.0399999999999991]
[null,2045,3000,3000,6.9425881178580422,8.6794596651445968,0,0,1,1,0,0,8.31]
[null,2046,0,0,7.1850121592674032,8.8250380517503793,0,0,1,1,0,0,9.0500000000000007]
[null,2047,0,0,7.1736719285552573,8.9505213089802123,0,0,1,1,0,0,8.99]
[null,2048,0,0,7.1739999999999995,8.9510000000000005,0,0,1,1,0,0,9.3699999999999992]
[null,2049,0,0,7.1739999999999995,8.9510000000000005,0,0,1,1,0,0,9.75]
[null,{"$f":"A46","v":2050},0,0,0,0,0,0,1,1,0,0,0]
[null,2051,0,0,0,0,0,0,1,1,0,0,0]
[null,{"$f":"A48","v":2052},0,{"$f":"C48","v":0},0,0,0,0,1,1,0,0,0]
[null,2053,0,0,0,0,0,0,1,1,0,0,0]
[null,2054,0,0,0,0,0,0,1,1,0,0,0]
[null,2055,0,0,0,0,0,0,1,1,0,0,0]
[null,2056,0,0,0,0,0,0,1,1,0,0,0]
[null,2057,0,0,0,0,0,0,1,1,0,0,0]
[null,2058,0,0,0,0,0,0,1,1,0,0,0]

{"sheet":"f-11B","index":11,"n_rows":63,"n_cols":19,"rows_kept":63,"cut":false,"hidden":false,"merged":[[2,2,2,9]]}
[]
[]
[null,null,"CALCULATION OF AFUDC AND IN-SERVICE COST OF PLANT",null,null,null,null,null,null,null,"PSC FORM CE 1.1B"]
[null,null,null,null,"PLANT: ",{"$f":"+Title_RESULTS!H8","v":2023},"Avoided Unit",null,null,null,"PAGE 1 OF 1"]
[null,null,null,null,null,null,null,null,null,null,{"$f":"+Title_RESULTS!I4","v":"2019-05-14T07:55:54.360"}]
[]
[]
["(1)","(2)","(3)","(4)","(5)","(6)","(7)","(8)","(9)","(10)","(11)"]
[]
[null,"NO. YEARS","PLANT","CUMULATIVE",null,null,"CUMULATIVE","CUMULATIVE","YEARLY","INCREMENTAL","CUMULATIVE",null,"      <-- INPUTS FOR OTHER COSTS & BENEFITS - EXTERNALLY CALC., FORMS 2.3, 2.4, & 2.5 -->"]
[null,"BEFORE","ESCALATION","ESCALATION","YEARLY","ANNUAL","AVERAGE","SPENDING","TOTAL","YEAR-END","YEAR-END",null,null,"(1)","(2)","(3)","(4)","(5)","(6)"]
[null,"INSERVICE","RATE","FACTOR","EXPENDITURE","SPENDING","SPENDING","WITH AFUDC","AFUDC","BOOK VALUE","BOOK VALUE",null,null,"    <-- FORM 2.3 --->",null,"    <---- FORM 2.4  --->",null,"       <---- FORM 2.5  ---->"]
["YEAR",null,"(%)",null,"(%)","($/KW)","($/KW)","($/KW)","($/KW)","($/KW)","($/KW)",null,"YEAR","OTHER COST","OTHER BEN","OTH COST","OTHER BENEFITS","COSTS","BENEFITS"]
[{"$f":"A15-1","v":2011},null,0,1,0,0,0,{"$f":"+F14","v":0},{"$f":"+H14-G14","v":0},{"$f":"H14","v":0},{"$f":"+J14","v":0},null,null,"($000)","($000)","($000)","($000)","($000)","($000)"]
[2012,null,0,1,0,0,0,0,0,0,{"$f":"K14+J15","v":0},null,{"$f":"+Title_RESULTS!H7","v":2020},0,{"$f":"(+Title_RESULTS!$C$10*(Partcipation!$C16)*(Partcipation!$L16/100))/1000","v":0},0,0,0,{"$f":"(+Title_RESULTS!$C$10*(Partcipation!$C16)*(Partcipation!$L16/100))/1000","v":0}]
[2013,null,0,1,0,0,0,0,0,0,{"$f":"K15+J16","v":0},null,{"$f":"+M15+1","v":2021},0,{"$f":"(+Title_RESULTS!$C$10*(Partcipation!$C17)*(Partcipation!$L17/100))/1000","v":0},0,0,0,{"$f":"(+Title_RESULTS!$C$10*(Partcipation!$C17)*(Partcipation!$L17/100))/1000","v":0}]
[2014,null,0,1,0,0,0,0,0,0,0,null,2022,0,{"$f":"(+Title_RESULTS!$C$10*(Partcipation!$C18)*(Partcipation!$L18/100))/1000","v":0},0,0,0,{"$f":"(+Title_RESULTS!$C$10*(Partcipation!$C18)*(Partcipation!$L18/100))/1000","v":0}]
[2015,null,0,1,0,0,0,0,0,0,0,null,2023,0,{"$f":"(+Title_RESULTS!$C$10*(Partcipation!$C19)*(Partcipation!$L19/100))/1000","v":0},0,0,0,{"$f":"(+Title_RESULTS!$C$10*(Partcipation!$C19)*(Partcipation!$L19/100))/1000","v":0}]
[2016,null,0,1,0,0,0,0,0,0,0,null,2024,0,{"$f":"(+Title_RESULTS!$C$10*(Partcipation!$C20)*(Partcipation!$L20/100))/1000","v":0},0,0,0,{"$f":"(+Title_RESULTS!$C$10*(Partcipation!$C20)*(Partcipation!$L20/100))/1000","v":0}]
[2017,null,0,1,0,0,0,0,0,0,0,null,2025,0,{"$f":"(+Title_RESULTS!$C$10*(Partcipation!$C21)*(Partcipation!$L21/100))/1000","v":0},0,0,0,{"$f":"(+Title_RESULTS!$C$10*(Partcipation!$C21)*(Partcipation!$L21/100))/1000","v":0}]
[2018,-5,2.4E-2,1,0,0,0,0,0,0,0,null,2026,0,{"$f":"(+Title_RESULTS!$C$10*(Partcipation!$C22)*(Partcipation!$L22/100))/1000","v":0},0,0,0,{"$f":"(+Title_RESULTS!$C$10*(Partcipation!$C22)*(Partcipation!$L22/100))/1000","v":0}]
[2019,-4,2.4E-2,{"$f":"+D21*1.024","v":1.024},0,0,0,0,0,{"$f":"H22","v":0},0,null,2027,0,{"$f":"(+Title_RESULTS!$C$10*(Partcipation!$C23)*(Partcipation!$L23/100))/1000","v":0},0,0,0,{"$f":"(+Title_RESULTS!$C$10*(Partcipation!$C23)*(Partcipation!$L23/100))/1000","v":0}]
[2020,-3,2.4E-2,{"$f":"+D22*1.024","v":1.048576},{"$f":"'Spending Curve'!F6","v":0.19510218303564666},{"$f":"'Spending Curve'!L13","v":112.82461103253182},{"$f":"'Spending Curve'!H13","v":109.29420084865629},112.82461103253182,3.5304101838755315,{"$f":"H23","v":112.82461103253182},112.82461103253182,null,2028,0,{"$f":"(+Title_RESULTS!$C$10*(Partcipation!$C24)*(Partcipation!$L24/100))/1000","v":0},0,0,0,{"$f":"(+Title_RESULTS!$C$10*(Partcipation!$C24)*(Partcipation!$L24/100))/1000","v":0}]
[2021,-2,2.4E-2,{"$f":"+D23*1.024","v":1.0737418240000001},{"$f":"'Spending Curve'!F7","v":0.55940099077398542},{"$f":"'Spending Curve'!L14","v":330.5516265912305},{"$f":"'Spending Curve'!H14","v":313.37057991513433},330.5516265912305,17.181046676096173,{"$f":"H24","v":330.5516265912305},443.37623762376234,null,2029,0,{"$f":"(+Title_RESULTS!$C$10*(Partcipation!$C25)*(Partcipation!$L25/100))/1000","v":0},0,0,0,{"$f":"(+Title_RESULTS!$C$10*(Partcipation!$C25)*(Partcipation!$L25/100))/1000","v":0}]
[{"$f":"A26-1","v":2022},-1,2.4E-2,{"$f":"+D24*1.024","v":1.0995116277760002},{"$f":"'Spending Curve'!F8","v":0.24549682619036797},{"$f":"'Spending Curve'!L15","v":169.27298444130125},{"$f":"'Spending Curve'!H15","v":137.52475247524751},169.27298444130125,31.748231966053737,{"$f":"H25","v":169.27298444130125},612.64922206506355,null,2030,0,{"$f":"(+Title_RESULTS!$C$10*(Partcipation!$C26)*(Partcipation!$L26/100))/1000","v":0},0,0,0,{"$f":"(+Title_RESULTS!$C$10*(Partcipation!$C26)*(Partcipation!$L26/100))/1000","v":0}]
[{"$f":"C29","v":2023},0,2.4E-2,{"$f":"+D25*1.024","v":1.1258999068426243},{"$f":"'Spending Curve'!F9","v":0},{"$f":"'Spending Curve'!L16","v":0},{"$f":"'Spending Curve'!H16","v":0},{"$f":"+F26","v":0},{"$f":"+H26-G26","v":0},{"$f":"H26","v":0},0,null,2031,0,{"$f":"(+Title_RESULTS!$C$10*(Partcipation!$C27)*(Partcipation!$L27/100))/1000","v":0},0,0,0,{"$f":"(+Title_RESULTS!$C$10*(Partcipation!$C27)*(Partcipation!$L27/100))/1000","v":0}]
[null,null,null,null,null,null,null,null,null,null,null,null,2032,0,{"$f":"(+Title_RESULTS!$C$10*(Partcipation!$C28)*(Partcipation!$L28/100))/1000","v":0},0,0,0,{"$f":"(+Title_RESULTS!$C$10*(Partcipation!$C28)*(Partcipation!$L28/100))/1000","v":0}]
[null,null,null,null,null,null,null,null,null,null,null,null,2033,0,{"$f":"(+Title_RESULTS!$C$10*(Partcipation!$C29)*(Partcipation!$L29/100))/1000","v":0},0,0,0,{"$f":"(+Title_RESULTS!$C$10*(Partcipation!$C29)*(Partcipation!$L29/100))/1000","v":0}]
["IN-SERVICE YEAR   =",null,{"$f":"+Title_RESULTS!H8","v":2023},null,null,null,null,null,null,{"$f":"SUM(J16:J28)","v":612.64922206506355},null,null,2034,0,{"$f":"(+Title_RESULTS!$C$10*(Partcipation!$C30)*(Partcipation!$L30/100))/1000","v":0},0,0,0,{"$f":"(+Title_RESULTS!$C$10*(Partcipation!$C30)*(Partcipation!$L30/100))/1000","v":0}]
[null,null,null,null,null,null,null,null,null,null,null,null,2035,0,{"$f":"(+Title_RESULTS!$C$10*(Partcipation!$C31)*(Partcipation!$L31/100))/1000","v":0},0,0,0,{"$f":"(+Title_RESULTS!$C$10*(Partcipation!$C31)*(Partcipation!$L31/100))/1000","v":0}]
["PLANT COSTS (2023$)",null,{"$f":"+Title_RESULTS!H10","v":526.29999999999995},null,null,null,null,null,null,null,null,null,2036,0,{"$f":"(+Title_RESULTS!$C$10*(Partcipation!$C32)*(Partcipation!$L32/100))/1000","v":0},0,0,0,{"$f":"(+Title_RESULTS!$C$10*(Partcipation!$C32)*(Partcipation!$L32/100))/1000","v":0}]
["AFUDC RATE:",null,{"$f":"+Title_RESULTS!C38","v":6.4600000000000005E-2},null,null,null,null,null,null,null,null,null,2037,0,{"$f":"(+Title_RESULTS!$C$10*(Partcipation!$C33)*(Partcipation!$L33/100))/1000","v":0},0,0,0,{"$f":"(+Title_RESULTS!$C$10*(Partcipation!$C33)*(Partcipation!$L33/100))/1000","v":0}]
[null,null,null,null,null,null,null,null,null,null,null,null,2038,0,{"$f":"(+Title_RESULTS!$C$10*(Partcipation!$C34)*(Partcipation!$L34/100))/1000","v":0},0,0,0,{"$f":"(+Title_RESULTS!$C$10*(Partcipation!$C34)*(Partcipation!$L34/100))/1000","v":0}]
[null,null,null,null,null,null,null,null,null,null,null,null,2039,0,{"$f":"(+Title_RESULTS!$C$10*(Partcipation!$C35)*(Partcipation!$L35/100))/1000","v":0},0,0,0,{"$f":"(+Title_RESULTS!$C$10*(Partcipation!$C35)*(Partcipation!$L35/100))/1000","v":0}]
[null,null,null,null,null,null,null,null,null,null,null,null,2040,0,{"$f":"(+Title_RESULTS!$C$10*(Partcipation!$C36)*(Partcipation!$L36/100))/1000","v":0},0,0,0,{"$f":"(+Title_RESULTS!$C$10*(Partcipation!$C36)*(Partcipation!$L36/100))/1000","v":0}]
[null,null,null,null,null,null,null,null,null,null,null,null,2041,0,{"$f":"(+Title_RESULTS!$C$10*(Partcipation!$C37)*(Partcipation!$L37/100))/1000","v":0},0,0,0,{"$f":"(+Title_RESULTS!$C$10*(Partcipation!$C37)*(Partcipation!$L37/100))/1000","v":0}]
[null,null,null,null,null,null,null,null,null,null,null,null,2042,0,{"$f":"(+Title_RESULTS!$C$10*(Partcipation!$C38)*(Partcipation!$L38/100))/1000","v":0},0,0,0,{"$f":"(+Title_RESULTS!$C$10*(Partcipation!$C38)*(Partcipation!$L38/100))/1000","v":0}]
[null,null,null,null,null,null,null,null,null,null,null,null,2043,0,{"$f":"(+Title_RESULTS!$C$10*(Partcipation!$C39)*(Partcipation!$L39/100))/1000","v":0},0,0,0,{"$f":"(+Title_RESULTS!$C$10*(Partcipation!$C39)*(Partcipation!$L39/100))/1000","v":0}]
[null,null,null,null,null,null,null,null,null,null,null,null,2044,0,{"$f":"(+Title_RESULTS!$C$10*(Partcipation!$C40)*(Partcipation!$L40/100))/1000","v":0},0,0,0,{"$f":"(+Title_RESULTS!$C$10*(Partcipation!$C40)*(Partcipation!$L40/100))/1000","v":0}]
[null,null,null,null,null,null,null,null,null,null,null,null,2045,0,{"$f":"(+Title_RESULTS!$C$10*(Partcipation!$C41)*(Partcipation!$L41/100))/1000","v":0},0,0,0,{"$f":"(+Title_RESULTS!$C$10*(Partcipation!$C41)*(Partcipation!$L41/100))/1000","v":0}]
[null,null,null,null,null,null,null,null,null,null,null,null,2046,0,{"$f":"(+Title_RESULTS!$C$10*(Partcipation!$C42)*(Partcipation!$L42/100))/1000","v":0},0,0,0,{"$f":"(+Title_RESULTS!$C$10*(Partcipation!$C42)*(Partcipation!$L42/100))/1000","v":0}]
[null,null,null,null,null,null,null,null,null,null,null,null,2047,0,{"$f":"(+Title_RESULTS!$C$10*(Partcipation!$C43)*(Partcipation!$L43/100))/1000","v":0},0,0,0,{"$f":"(+Title_RESULTS!$C$10*(Partcipation!$C43)*(Partcipation!$L43/100))/1000","v":0}]
[null,null,null,null,null,null,null,null,null,null,null,null,2048,0,{"$f":"(+Title_RESULTS!$C$10*(Partcipation!$C44)*(Partcipation!$L44/100))/1000","v":0},0,0,0,{"$f":"(+Title_RESULTS!$C$10*(Partcipation!$C44)*(Partcipation!$L44/100))/1000","v":0}]
[null,null,null,null,null,null,null,null,null,null,null,null,2049,0,{"$f":"(+Title_RESULTS!$C$10*(Partcipation!$C45)*(Partcipation!$L45/100))/1000","v":0},0,0,0,{"$f":"(+Title_RESULTS!$C$10*(Partcipation!$C45)*(Partcipation!$L45/100))/1000","v":0}]
[null,null,null,null,null,null,null,null,null,null,null,null,2050,0,{"$f":"(+Title_RESULTS!$C$10*(Partcipation!$C46)*(Partcipation!$L46/100))/1000","v":0},0,0,0,{"$f":"(+Title_RESULTS!$C$10*(Partcipation!$C46)*(Partcipation!$L46/100))/1000","v":0}]
[null,null,null,null,null,null,null,null,null,null,null,null,2051,0,{"$f":"(+Title_RESULTS!$C$10*(Partcipation!$C47)*(Partcipation!$L47/100))/1000","v":0},0,0,0,{"$f":"(+Title_RESULTS!$C$10*(Partcipation!$C47)*(Partcipation!$L47/100))/1000","v":0}]
[null,null,null,null,null,null,null,null,null,null,null,null,2052,0,{"$f":"(+Title_RESULTS!$C$10*(Partcipation!$C48)*(Partcipation!$L48/100))/1000","v":0},0,0,0,{"$f":"(+Title_RESULTS!$C$10*(Partcipation!$C48)*(Partcipation!$L48/100))/1000","v":0}]
[null,null,null,null,null,null,null,null,null,null,null,null,2053,0,{"$f":"(+Title_RESULTS!$C$10*(Partcipation!$C49)*(Partcipation!$L49/100))/1000","v":0},0,0,0,{"$f":"(+Title_RESULTS!$C$10*(Partcipation!$C49)*(Partcipation!$L49/100))/1000","v":0}]
[null,null,null,null,null,null,null,null,null,null,null,null,2054,0,{"$f":"(+Title_RESULTS!$C$10*(Partcipation!$C50)*(Partcipation!$L50/100))/1000","v":0},0,0,0,{"$f":"(+Title_RESULTS!$C$10*(Partcipation!$C50)*(Partcipation!$L50/100))/1000","v":0}]
[null,null,null,null,null,null,null,null,null,null,null,null,2055,0,{"$f":"(+Title_RESULTS!$C$10*(Partcipation!$C51)*(Partcipation!$L51/100))/1000","v":0},0,0,0,{"$f":"(+Title_RESULTS!$C$10*(Partcipation!$C51)*(Partcipation!$L51/100))/1000","v":0}]
[null,null,null,null,null,null,null,null,null,null,null,null,2056,0,{"$f":"(+Title_RESULTS!$C$10*(Partcipation!$C52)*(Partcipation!$L52/100))/1000","v":0},0,0,0,{"$f":"(+Title_RESULTS!$C$10*(Partcipation!$C52)*(Partcipation!$L52/100))/1000","v":0}]
[null,null,null,null,null,null,null,null,null,null,null,null,2057,0,{"$f":"(+Title_RESULTS!$C$10*(Partcipation!$C53)*(Partcipation!$L53/100))/1000","v":0},0,0,0,{"$f":"(+Title_RESULTS!$C$10*(Partcipation!$C53)*(Partcipation!$L53/100))/1000","v":0}]
[null,null,null,null,null,null,null,null,null,null,null,null,"      PSC FORM CE 1.1"]
[null,null,null,null,null,null,null,null,null,null,null,null,"          PAGE 1 OF 1",null,"*"]
[null,null,null,null,null,null,null,null,null,null,null,null,"Run date:",37062]
[null,null,null,null,null,null,null,null,null,null,null,null,null,37062.555219907408,"*"]
[]
[null,null,null,null,null,null,null,null,null,null,null,null,null,null,"*"]
[]
[null,null,null,null,null,null,null,null,null,null,null,null,2001,null,"*"]
[null,null,null,null,null,null,null,null,null,null,null,null,2004]
[]
[null,null,null,null,null,null,null,{"$f":"2885*1000/177000","v":16.299435028248588}]

{"sheet":"Sheet3(F_21)","index":12,"n_rows":46,"n_cols":10,"rows_kept":46,"cut":false,"hidden":false,"merged":[]}
[null,null,null,"AVOIDED GENERATION UNIT BENEFITS",null,null,null,null,null,"PSC FORM CE 2.1"]
[null,null,null,"PROGRAM:",{"$f":"+Input!C3","v":"Storage with other DSM (EE and DR)"},null,null,null,null,"Page 1 of 1"]
[null,null,null,null,null,null,null,null,null,{"$f":"+Title_RESULTS!I4","v":"2019-05-14T07:55:54.360"}]
["      "]
[null,null,"    * UNIT SIZE OF AVOIDED GENERATION UNIT =",null,null,null,{"$f":"ROUND(+Title_RESULTS!C8*Partcipation!C26,0)","v":1731},"KW   "]
[null,null,"    * INSERVICE COSTS OF AVOIDED GEN. UNIT (000) =",null,null,null,{"$f":"+'Value of Defferal'!E3","v":1060.495803394625}]
[]
[]
["(1)","(1A)*","(2)","(2A)*","(3)","(4)","(5)","(6)","(6A)*","(7)"]
[]
[null,null,"AVOIDED","AVOIDED","AVOIDED","AVOIDED","AVOIDED",null,"AVOIDED"]
[null,"    REVENUE","GEN UNIT","ANNUAL","UNIT","GEN UNIT","GEN UNIT",null,"PURCHASED","AVOIDED"]
[null,"REQUIREMENT","CAPACITY","UNIT","FIXED","VARIABLE","FUEL","REPLACEMENT","CAPACITY","GEN UNIT"]
[null,"FACTOR","COST","KWH GEN","O&M COST","O&M COST","COST","FUEL COST","COSTS","BENEFITS"]
["YEAR",null,"$(000)","(000)","$(000)","$(000)","$(000)","$(000)","$(000)","$(000)"]
[{"$f":"Title_RESULTS!H7","v":2020},{"$f":"VLOOKUP(A16,'Value of Defferal'!$B23:$F$61,'Value of Defferal'!$C$10)","v":0},{"$f":"VLOOKUP(A16,'Value of Defferal'!$B23:$F$61,'Value of Defferal'!$C$9)","v":0},{"$f":"IF((Title_RESULTS!$H$8-Title_RESULTS!$H$7)<=('Sheet3(F_21)'!A16-Title_RESULTS!$H$7),((Title_RESULTS!$C$8*Partcipation!$C$26*8760*Title_RESULTS!$H$21/100000)),0)","v":0},{"$f":"IF($G16=0,0,((Title_RESULTS!$H$14*((1+Title_RESULTS!$H$15/100)^($A16-Title_RESULTS!$H$7))*'EUE_Line Losses'!$B$25*Partcipation!$C$26))/1000)","v":0},{"$f":"IF($G16=0,0,(Title_RESULTS!$H$19/100*((1+Title_RESULTS!$H$20/100)^($A16-Title_RESULTS!$H$7))*+Partcipation!C26*1000)/1000)","v":0},{"$f":"(+Title_RESULTS!$H$22/100*((1+Title_RESULTS!$H$23/100)^(+'Sheet4(F_22)'!A16-Title_RESULTS!$H$7)))*'Sheet3(F_21)'!D16","v":0},{"$f":"IF($G16=0,0,(($D16))*(Partcipation!$G16/100))","v":0},{"$f":"IF($A16>=+Title_RESULTS!$H$8,+Partcipation!$C$60*Title_RESULTS!$H$24/1000*(1+Title_RESULTS!$H$25/100)^($A16-Title_RESULTS!$H$7),0)","v":0},{"$f":"(+C16+G16+E16+F16-H16+I16)*Partcipation!H16","v":0}]
[{"$f":"+Title_RESULTS!$H$7+1","v":2021},{"$f":"VLOOKUP(A17,'Value of Defferal'!$B24:$F$61,'Value of Defferal'!$C$10)","v":0},{"$f":"VLOOKUP(A17,'Value of Defferal'!$B24:$F$61,'Value of Defferal'!$C$9)","v":0},{"$f":"IF((Title_RESULTS!$H$8-Title_RESULTS!$H$7)<=('Sheet3(F_21)'!A17-Title_RESULTS!$H$7),((Title_RESULTS!$C$8*Partcipation!$C$26*8760*Title_RESULTS!$H$21/100000)),0)","v":0},{"$f":"IF($G17=0,0,((Title_RESULTS!$H$14*((1+Title_RESULTS!$H$15/100)^($A17-Title_RESULTS!$H$7))*'EUE_Line Losses'!$B$25*Partcipation!$C$26))/1000)","v":0},{"$f":"IF($G17=0,0,(Title_RESULTS!$H$19/100*((1+Title_RESULTS!$H$20/100)^($A17-Title_RESULTS!$H$7))*$D17*1000)/1000)","v":0},{"$f":"(+Title_RESULTS!$H$22/100*((1+Title_RESULTS!$H$23/100)^(+'Sheet4(F_22)'!A17-Title_RESULTS!$H$7)))*'Sheet3(F_21)'!D17","v":0},{"$f":"IF($G17=0,0,(($D17))*(Partcipation!$G17/100))","v":0},{"$f":"IF($A17>=+Title_RESULTS!$H$8,+Partcipation!$C$60*Title_RESULTS!$H$24/1000*(1+Title_RESULTS!$H$25/100)^($A17-Title_RESULTS!$H$7),0)","v":0},{"$f":"(+C17+G17+E17+F17-H17+I17)*Partcipation!H17","v":0}]
[{"$f":"+A17+1","v":2022},{"$f":"VLOOKUP(A18,'Value of Defferal'!$B25:$F$61,'Value of Defferal'!$C$10)","v":0},{"$f":"VLOOKUP(A18,'Value of Defferal'!$B25:$F$61,'Value of Defferal'!$C$9)","v":0},{"$f":"IF((Title_RESULTS!$H$8-Title_RESULTS!$H$7)<=('Sheet3(F_21)'!A18-Title_RESULTS!$H$7),((Title_RESULTS!$C$8*Partcipation!$C$26*8760*Title_RESULTS!$H$21/100000)),0)","v":0},{"$f":"IF($G18=0,0,((Title_RESULTS!$H$14*((1+Title_RESULTS!$H$15/100)^($A18-Title_RESULTS!$H$7))*'EUE_Line Losses'!$B$25*Partcipation!$C$26))/1000)","v":0},{"$f":"IF($G18=0,0,(Title_RESULTS!$H$19/100*((1+Title_RESULTS!$H$20/100)^($A18-Title_RESULTS!$H$7))*$D18*1000)/1000)","v":0},{"$f":"(+Title_RESULTS!$H$22/100*((1+Title_RESULTS!$H$23/100)^(+'Sheet4(F_22)'!A18-Title_RESULTS!$H$7)))*'Sheet3(F_21)'!D18","v":0},{"$f":"IF($G18=0,0,(($D18))*(Partcipation!$G18/100))","v":0},{"$f":"IF($A18>=+Title_RESULTS!$H$8,+Partcipation!$C$60*Title_RESULTS!$H$24/1000*(1+Title_RESULTS!$H$25/100)^($A18-Title_RESULTS!$H$7),0)","v":0},{"$f":"(+C18+G18+E18+F18-H18+I18)*Partcipation!H18","v":0}]
[{"$f":"+A18+1","v":2023},{"$f":"VLOOKUP(A19,'Value of Defferal'!$B26:$F$61,'Value of Defferal'!$C$10)","v":9.8822303554518626E-2},{"$f":"VLOOKUP(A19,'Value of Defferal'!$B26:$F$61,'Value of Defferal'!$C$9)","v":104.80063820135673},{"$f":"IF((Title_RESULTS!$H$8-Title_RESULTS!$H$7)<=('Sheet3(F_21)'!A19-Title_RESULTS!$H$7),((Title_RESULTS!$C$8*Partcipation!$C$26*8760*Title_RESULTS!$H$21/100000)),0)","v":1379.5400243415493},{"$f":"IF($G19=0,0,((Title_RESULTS!$H$14*((1+Title_RESULTS!$H$15/100)^($A19-Title_RESULTS!$H$7))*'EUE_Line Losses'!$B$25*Partcipation!$C$26))/1000)","v":10.833211729592584},{"$f":"IF($G19=0,0,(Title_RESULTS!$H$19/100*((1+Title_RESULTS!$H$20/100)^($A19-Title_RESULTS!$H$7))*$D19*1000)/1000)","v":3.1106666262367488},{"$f":"(+Title_RESULTS!$H$22/100*((1+Title_RESULTS!$H$23/100)^(+'Sheet4(F_22)'!A19-Title_RESULTS!$H$7)))*'Sheet3(F_21)'!D19","v":59.103480995996868},{"$f":"IF($G19=0,0,(($D19))*(Partcipation!$G19/100))","v":43.767667260757676},{"$f":"IF($A19>=+Title_RESULTS!$H$8,+Partcipation!$C$60*Title_RESULTS!$H$24/1000*(1+Title_RESULTS!$H$25/100)^($A19-Title_RESULTS!$H$7),0)","v":0},{"$f":"(+C19+G19+E19+F19-H19+I19)*Partcipation!H19","v":134.08033029242523}]
[2024,{"$f":"VLOOKUP(A20,'Value of Defferal'!$B27:$F$61,'Value of Defferal'!$C$10)","v":0.10119403883982707},{"$f":"VLOOKUP(A20,'Value of Defferal'!$B27:$F$61,'Value of Defferal'!$C$9)","v":107.3158535181893},{"$f":"IF((Title_RESULTS!$H$8-Title_RESULTS!$H$7)<=('Sheet3(F_21)'!A20-Title_RESULTS!$H$7),((Title_RESULTS!$C$8*Partcipation!$C$26*8760*Title_RESULTS!$H$21/100000)),0)","v":1379.5400243415493},{"$f":"IF($G20=0,0,((Title_RESULTS!$H$14*((1+Title_RESULTS!$H$15/100)^($A20-Title_RESULTS!$H$7))*'EUE_Line Losses'!$B$25*Partcipation!$C$26))/1000)","v":11.093208811102802},{"$f":"IF($G20=0,0,(Title_RESULTS!$H$19/100*((1+Title_RESULTS!$H$20/100)^($A20-Title_RESULTS!$H$7))*$D20*1000)/1000)","v":3.1853226252664308},{"$f":"(+Title_RESULTS!$H$22/100*((1+Title_RESULTS!$H$23/100)^(+'Sheet4(F_22)'!A20-Title_RESULTS!$H$7)))*'Sheet3(F_21)'!D20","v":61.786779033215133},{"$f":"IF($G20=0,0,(($D20))*(Partcipation!$G20/100))","v":45.725587714401819},{"$f":"IF($A20>=+Title_RESULTS!$H$8,+Partcipation!$C$60*Title_RESULTS!$H$24/1000*(1+Title_RESULTS!$H$25/100)^($A20-Title_RESULTS!$H$7),0)","v":0},{"$f":"(+C20+G20+E20+F20-H20+I20)*Partcipation!H20","v":137.65557627337185}]
[2025,{"$f":"VLOOKUP(A21,'Value of Defferal'!$B28:$F$61,'Value of Defferal'!$C$10)","v":0.10362269577198292},{"$f":"VLOOKUP(A21,'Value of Defferal'!$B28:$F$61,'Value of Defferal'!$C$9)","v":109.89143400262584},{"$f":"IF((Title_RESULTS!$H$8-Title_RESULTS!$H$7)<=('Sheet3(F_21)'!A21-Title_RESULTS!$H$7),((Title_RESULTS!$C$8*Partcipation!$C$26*8760*Title_RESULTS!$H$21/100000)),0)","v":1379.5400243415493},{"$f":"IF($G21=0,0,((Title_RESULTS!$H$14*((1+Title_RESULTS!$H$15/100)^($A21-Title_RESULTS!$H$7))*'EUE_Line Losses'!$B$25*Partcipation!$C$26))/1000)","v":11.35944582256927},{"$f":"IF($G21=0,0,(Title_RESULTS!$H$19/100*((1+Title_RESULTS!$H$20/100)^($A21-Title_RESULTS!$H$7))*$D21*1000)/1000)","v":3.261770368272825},{"$f":"(+Title_RESULTS!$H$22/100*((1+Title_RESULTS!$H$23/100)^(+'Sheet4(F_22)'!A21-Title_RESULTS!$H$7)))*'Sheet3(F_21)'!D21","v":64.591898801323111},{"$f":"IF($G21=0,0,(($D21))*(Partcipation!$G21/100))","v":47.537615631032807},{"$f":"IF($A21>=+Title_RESULTS!$H$8,+Partcipation!$C$60*Title_RESULTS!$H$24/1000*(1+Title_RESULTS!$H$25/100)^($A21-Title_RESULTS!$H$7),0)","v":0},{"$f":"(+C21+G21+E21+F21-H21+I21)*Partcipation!H21","v":141.56693336375827}]
[2026,{"$f":"VLOOKUP(A22,'Value of Defferal'!$B29:$F$61,'Value of Defferal'!$C$10)","v":0.10610964047051051},{"$f":"VLOOKUP(A22,'Value of Defferal'!$B29:$F$61,'Value of Defferal'!$C$9)","v":112.52882841868886},{"$f":"IF((Title_RESULTS!$H$8-Title_RESULTS!$H$7)<=('Sheet3(F_21)'!A22-Title_RESULTS!$H$7),((Title_RESULTS!$C$8*Partcipation!$C$26*8760*Title_RESULTS!$H$21/100000)),0)","v":1379.5400243415493},{"$f":"IF($G22=0,0,((Title_RESULTS!$H$14*((1+Title_RESULTS!$H$15/100)^($A22-Title_RESULTS!$H$7))*'EUE_Line Losses'!$B$25*Partcipation!$C$26))/1000)","v":11.632072522310931},{"$f":"IF($G22=0,0,(Title_RESULTS!$H$19/100*((1+Title_RESULTS!$H$20/100)^($A22-Title_RESULTS!$H$7))*$D22*1000)/1000)","v":3.3400528571113726},{"$f":"(+Title_RESULTS!$H$22/100*((1+Title_RESULTS!$H$23/100)^(+'Sheet4(F_22)'!A22-Title_RESULTS!$H$7)))*'Sheet3(F_21)'!D22","v":67.524371006903181},{"$f":"IF($G22=0,0,(($D22))*(Partcipation!$G22/100))","v":49.077851369035642},{"$f":"IF($A22>=+Title_RESULTS!$H$8,+Partcipation!$C$60*Title_RESULTS!$H$24/1000*(1+Title_RESULTS!$H$25/100)^($A22-Title_RESULTS!$H$7),0)","v":0},{"$f":"(+C22+G22+E22+F22-H22+I22)*Partcipation!H22","v":145.94747343597868}]
[2027,{"$f":"VLOOKUP(A23,'Value of Defferal'!$B30:$F$61,'Value of Defferal'!$C$10)","v":0.10865627184180277},{"$f":"VLOOKUP(A23,'Value of Defferal'!$B30:$F$61,'Value of Defferal'!$C$9)","v":115.22952030073739},{"$f":"IF((Title_RESULTS!$H$8-Title_RESULTS!$H$7)<=('Sheet3(F_21)'!A23-Title_RESULTS!$H$7),((Title_RESULTS!$C$8*Partcipation!$C$26*8760*Title_RESULTS!$H$21/100000)),0)","v":1379.5400243415493},{"$f":"IF($G23=0,0,((Title_RESULTS!$H$14*((1+Title_RESULTS!$H$15/100)^($A23-Title_RESULTS!$H$7))*'EUE_Line Losses'!$B$25*Partcipation!$C$26))/1000)","v":11.911242262846395},{"$f":"IF($G23=0,0,(Title_RESULTS!$H$19/100*((1+Title_RESULTS!$H$20/100)^($A23-Title_RESULTS!$H$7))*$D23*1000)/1000)","v":3.4202141256820457},{"$f":"(+Title_RESULTS!$H$22/100*((1+Title_RESULTS!$H$23/100)^(+'Sheet4(F_22)'!A23-Title_RESULTS!$H$7)))*'Sheet3(F_21)'!D23","v":70.589977450616601},{"$f":"IF($G23=0,0,(($D23))*(Partcipation!$G23/100))","v":51.274559746890098},{"$f":"IF($A23>=+Title_RESULTS!$H$8,+Partcipation!$C$60*Title_RESULTS!$H$24/1000*(1+Title_RESULTS!$H$25/100)^($A23-Title_RESULTS!$H$7),0)","v":0},{"$f":"(+C23+G23+E23+F23-H23+I23)*Partcipation!H23","v":149.87639439299232}]
[2028,{"$f":"VLOOKUP(A24,'Value of Defferal'!$B31:$F$61,'Value of Defferal'!$C$10)","v":0.11126402236600604},{"$f":"VLOOKUP(A24,'Value of Defferal'!$B31:$F$61,'Value of Defferal'!$C$9)","v":117.99502878795509},{"$f":"IF((Title_RESULTS!$H$8-Title_RESULTS!$H$7)<=('Sheet3(F_21)'!A24-Title_RESULTS!$H$7),((Title_RESULTS!$C$8*Partcipation!$C$26*8760*Title_RESULTS!$H$21/100000)),0)","v":1379.5400243415493},{"$f":"IF($G24=0,0,((Title_RESULTS!$H$14*((1+Title_RESULTS!$H$15/100)^($A24-Title_RESULTS!$H$7))*'EUE_Line Losses'!$B$25*Partcipation!$C$26))/1000)","v":12.197112077154706},{"$f":"IF($G24=0,0,(Title_RESULTS!$H$19/100*((1+Title_RESULTS!$H$20/100)^($A24-Title_RESULTS!$H$7))*$D24*1000)/1000)","v":3.502299264698415},{"$f":"(+Title_RESULTS!$H$22/100*((1+Title_RESULTS!$H$23/100)^(+'Sheet4(F_22)'!A24-Title_RESULTS!$H$7)))*'Sheet3(F_21)'!D24","v":73.794762426874598},{"$f":"IF($G24=0,0,(($D24))*(Partcipation!$G24/100))","v":55.184982773648713},{"$f":"IF($A24>=+Title_RESULTS!$H$8,+Partcipation!$C$60*Title_RESULTS!$H$24/1000*(1+Title_RESULTS!$H$25/100)^($A24-Title_RESULTS!$H$7),0)","v":0},{"$f":"(+C24+G24+E24+F24-H24+I24)*Partcipation!H24","v":152.30421978303411}]
[2029,{"$f":"VLOOKUP(A25,'Value of Defferal'!$B32:$F$61,'Value of Defferal'!$C$10)","v":0.11393435890279018},{"$f":"VLOOKUP(A25,'Value of Defferal'!$B32:$F$61,'Value of Defferal'!$C$9)","v":120.82690947886601},{"$f":"IF((Title_RESULTS!$H$8-Title_RESULTS!$H$7)<=('Sheet3(F_21)'!A25-Title_RESULTS!$H$7),((Title_RESULTS!$C$8*Partcipation!$C$26*8760*Title_RESULTS!$H$21/100000)),0)","v":1379.5400243415493},{"$f":"IF($G25=0,0,((Title_RESULTS!$H$14*((1+Title_RESULTS!$H$15/100)^($A25-Title_RESULTS!$H$7))*'EUE_Line Losses'!$B$25*Partcipation!$C$26))/1000)","v":12.489842767006419},{"$f":"IF($G25=0,0,(Title_RESULTS!$H$19/100*((1+Title_RESULTS!$H$20/100)^($A25-Title_RESULTS!$H$7))*$D25*1000)/1000)","v":3.5863544470511761},{"$f":"(+Title_RESULTS!$H$22/100*((1+Title_RESULTS!$H$23/100)^(+'Sheet4(F_22)'!A25-Title_RESULTS!$H$7)))*'Sheet3(F_21)'!D25","v":77.14504464105471},{"$f":"IF($G25=0,0,(($D25))*(Partcipation!$G25/100))","v":57.606811808704599},{"$f":"IF($A25>=+Title_RESULTS!$H$8,+Partcipation!$C$60*Title_RESULTS!$H$24/1000*(1+Title_RESULTS!$H$25/100)^($A25-Title_RESULTS!$H$7),0)","v":0},{"$f":"(+C25+G25+E25+F25-H25+I25)*Partcipation!H25","v":156.44133952527372}]
[2030,{"$f":"VLOOKUP(A26,'Value of Defferal'!$B33:$F$61,'Value of Defferal'!$C$10)","v":0.11666878351645714},{"$f":"VLOOKUP(A26,'Value of Defferal'!$B33:$F$61,'Value of Defferal'!$C$9)","v":123.7267553063588},{"$f":"IF((Title_RESULTS!$H$8-Title_RESULTS!$H$7)<=('Sheet3(F_21)'!A26-Title_RESULTS!$H$7),((Title_RESULTS!$C$8*Partcipation!$C$26*8760*Title_RESULTS!$H$21/100000)),0)","v":1379.5400243415493},{"$f":"IF($G26=0,0,((Title_RESULTS!$H$14*((1+Title_RESULTS!$H$15/100)^($A26-Title_RESULTS!$H$7))*'EUE_Line Losses'!$B$25*Partcipation!$C$26))/1000)","v":12.789598993414575},{"$f":"IF($G26=0,0,(Title_RESULTS!$H$19/100*((1+Title_RESULTS!$H$20/100)^($A26-Title_RESULTS!$H$7))*$D26*1000)/1000)","v":3.6724269537804046},{"$f":"(+Title_RESULTS!$H$22/100*((1+Title_RESULTS!$H$23/100)^(+'Sheet4(F_22)'!A26-Title_RESULTS!$H$7)))*'Sheet3(F_21)'!D26","v":80.647429667758601},{"$f":"IF($G26=0,0,(($D26))*(Partcipation!$G26/100))","v":61.890045711812043},{"$f":"IF($A26>=+Title_RESULTS!$H$8,+Partcipation!$C$60*Title_RESULTS!$H$24/1000*(1+Title_RESULTS!$H$25/100)^($A26-Title_RESULTS!$H$7),0)","v":0},{"$f":"(+C26+G26+E26+F26-H26+I26)*Partcipation!H26","v":158.94616520950035}]
[2031,{"$f":"VLOOKUP(A27,'Value of Defferal'!$B34:$F$61,'Value of Defferal'!$C$10)","v":0.11946883432085212},{"$f":"VLOOKUP(A27,'Value of Defferal'!$B34:$F$61,'Value of Defferal'!$C$9)","v":126.69619743371142},{"$f":"IF((Title_RESULTS!$H$8-Title_RESULTS!$H$7)<=('Sheet3(F_21)'!A27-Title_RESULTS!$H$7),((Title_RESULTS!$C$8*Partcipation!$C$26*8760*Title_RESULTS!$H$21/100000)),0)","v":1379.5400243415493},{"$f":"IF($G27=0,0,((Title_RESULTS!$H$14*((1+Title_RESULTS!$H$15/100)^($A27-Title_RESULTS!$H$7))*'EUE_Line Losses'!$B$25*Partcipation!$C$26))/1000)","v":13.096549369256529},{"$f":"IF($G27=0,0,(Title_RESULTS!$H$19/100*((1+Title_RESULTS!$H$20/100)^($A27-Title_RESULTS!$H$7))*$D27*1000)/1000)","v":3.760565200671135},{"$f":"(+Title_RESULTS!$H$22/100*((1+Title_RESULTS!$H$23/100)^(+'Sheet4(F_22)'!A27-Title_RESULTS!$H$7)))*'Sheet3(F_21)'!D27","v":84.308822974674854},{"$f":"IF($G27=0,0,(($D27))*(Partcipation!$G27/100))","v":63.429068986700003},{"$f":"IF($A27>=+Title_RESULTS!$H$8,+Partcipation!$C$60*Title_RESULTS!$H$24/1000*(1+Title_RESULTS!$H$25/100)^($A27-Title_RESULTS!$H$7),0)","v":0},{"$f":"(+C27+G27+E27+F27-H27+I27)*Partcipation!H27","v":164.43306599161392}]
[2032,{"$f":"VLOOKUP(A28,'Value of Defferal'!$B35:$F$61,'Value of Defferal'!$C$10)","v":0.12233608634455258},{"$f":"VLOOKUP(A28,'Value of Defferal'!$B35:$F$61,'Value of Defferal'!$C$9)","v":129.73690617212048},{"$f":"IF((Title_RESULTS!$H$8-Title_RESULTS!$H$7)<=('Sheet3(F_21)'!A28-Title_RESULTS!$H$7),((Title_RESULTS!$C$8*Partcipation!$C$26*8760*Title_RESULTS!$H$21/100000)),0)","v":1379.5400243415493},{"$f":"IF($G28=0,0,((Title_RESULTS!$H$14*((1+Title_RESULTS!$H$15/100)^($A28-Title_RESULTS!$H$7))*'EUE_Line Losses'!$B$25*Partcipation!$C$26))/1000)","v":13.410866554118682},{"$f":"IF($G28=0,0,(Title_RESULTS!$H$19/100*((1+Title_RESULTS!$H$20/100)^($A28-Title_RESULTS!$H$7))*$D28*1000)/1000)","v":3.8508187654872414},{"$f":"(+Title_RESULTS!$H$22/100*((1+Title_RESULTS!$H$23/100)^(+'Sheet4(F_22)'!A28-Title_RESULTS!$H$7)))*'Sheet3(F_21)'!D28","v":88.1364435377251},{"$f":"IF($G28=0,0,(($D28))*(Partcipation!$G28/100))","v":67.235441802268781},{"$f":"IF($A28>=+Title_RESULTS!$H$8,+Partcipation!$C$60*Title_RESULTS!$H$24/1000*(1+Title_RESULTS!$H$25/100)^($A28-Title_RESULTS!$H$7),0)","v":0},{"$f":"(+C28+G28+E28+F28-H28+I28)*Partcipation!H28","v":167.89959322718272}]
[2033,{"$f":"VLOOKUP(A29,'Value of Defferal'!$B36:$F$61,'Value of Defferal'!$C$10)","v":0.12527215241682185},{"$f":"VLOOKUP(A29,'Value of Defferal'!$B36:$F$61,'Value of Defferal'!$C$9)","v":132.85059192025142},{"$f":"IF((Title_RESULTS!$H$8-Title_RESULTS!$H$7)<=('Sheet3(F_21)'!A29-Title_RESULTS!$H$7),((Title_RESULTS!$C$8*Partcipation!$C$26*8760*Title_RESULTS!$H$21/100000)),0)","v":1379.5400243415493},{"$f":"IF($G29=0,0,((Title_RESULTS!$H$14*((1+Title_RESULTS!$H$15/100)^($A29-Title_RESULTS!$H$7))*'EUE_Line Losses'!$B$25*Partcipation!$C$26))/1000)","v":13.73272735141753},{"$f":"IF($G29=0,0,(Title_RESULTS!$H$19/100*((1+Title_RESULTS!$H$20/100)^($A29-Title_RESULTS!$H$7))*$D29*1000)/1000)","v":3.9432384158589358},{"$f":"(+Title_RESULTS!$H$22/100*((1+Title_RESULTS!$H$23/100)^(+'Sheet4(F_22)'!A29-Title_RESULTS!$H$7)))*'Sheet3(F_21)'!D29","v":92.137838074337822},{"$f":"IF($G29=0,0,(($D29))*(Partcipation!$G29/100))","v":68.76891137356661},{"$f":"IF($A29>=+Title_RESULTS!$H$8,+Partcipation!$C$60*Title_RESULTS!$H$24/1000*(1+Title_RESULTS!$H$25/100)^($A29-Title_RESULTS!$H$7),0)","v":0},{"$f":"(+C29+G29+E29+F29-H29+I29)*Partcipation!H29","v":173.89548438829911}]
[2034,{"$f":"VLOOKUP(A30,'Value of Defferal'!$B37:$F$61,'Value of Defferal'!$C$10)","v":0.12827868407482557},{"$f":"VLOOKUP(A30,'Value of Defferal'!$B37:$F$61,'Value of Defferal'!$C$9)","v":136.03900612633743},{"$f":"IF((Title_RESULTS!$H$8-Title_RESULTS!$H$7)<=('Sheet3(F_21)'!A30-Title_RESULTS!$H$7),((Title_RESULTS!$C$8*Partcipation!$C$26*8760*Title_RESULTS!$H$21/100000)),0)","v":1379.5400243415493},{"$f":"IF($G30=0,0,((Title_RESULTS!$H$14*((1+Title_RESULTS!$H$15/100)^($A30-Title_RESULTS!$H$7))*'EUE_Line Losses'!$B$25*Partcipation!$C$26))/1000)","v":14.06231280785155},{"$f":"IF($G30=0,0,(Title_RESULTS!$H$19/100*((1+Title_RESULTS!$H$20/100)^($A30-Title_RESULTS!$H$7))*$D30*1000)/1000)","v":4.0378761378395502},{"$f":"(+Title_RESULTS!$H$22/100*((1+Title_RESULTS!$H$23/100)^(+'Sheet4(F_22)'!A30-Title_RESULTS!$H$7)))*'Sheet3(F_21)'!D30","v":96.320895922912769},{"$f":"IF($G30=0,0,(($D30))*(Partcipation!$G30/100))","v":73.206369661833278},{"$f":"IF($A30>=+Title_RESULTS!$H$8,+Partcipation!$C$60*Title_RESULTS!$H$24/1000*(1+Title_RESULTS!$H$25/100)^($A30-Title_RESULTS!$H$7),0)","v":0},{"$f":"(+C30+G30+E30+F30-H30+I30)*Partcipation!H30","v":177.25372133310805}]
[2035,{"$f":"VLOOKUP(A31,'Value of Defferal'!$B38:$F$61,'Value of Defferal'!$C$10)","v":0.13135737249262139},{"$f":"VLOOKUP(A31,'Value of Defferal'!$B38:$F$61,'Value of Defferal'!$C$9)","v":139.30394227336953},{"$f":"IF((Title_RESULTS!$H$8-Title_RESULTS!$H$7)<=('Sheet3(F_21)'!A31-Title_RESULTS!$H$7),((Title_RESULTS!$C$8*Partcipation!$C$26*8760*Title_RESULTS!$H$21/100000)),0)","v":1379.5400243415493},{"$f":"IF($G31=0,0,((Title_RESULTS!$H$14*((1+Title_RESULTS!$H$15/100)^($A31-Title_RESULTS!$H$7))*'EUE_Line Losses'!$B$25*Partcipation!$C$26))/1000)","v":14.399808315239991},{"$f":"IF($G31=0,0,(Title_RESULTS!$H$19/100*((1+Title_RESULTS!$H$20/100)^($A31-Title_RESULTS!$H$7))*$D31*1000)/1000)","v":4.134785165147699},{"$f":"(+Title_RESULTS!$H$22/100*((1+Title_RESULTS!$H$23/100)^(+'Sheet4(F_22)'!A31-Title_RESULTS!$H$7)))*'Sheet3(F_21)'!D31","v":100.69386459781302},{"$f":"IF($G31=0,0,(($D31))*(Partcipation!$G31/100))","v":76.013337652255942},{"$f":"IF($A31>=+Title_RESULTS!$H$8,+Partcipation!$C$60*Title_RESULTS!$H$24/1000*(1+Title_RESULTS!$H$25/100)^($A31-Title_RESULTS!$H$7),0)","v":0},{"$f":"(+C31+G31+E31+F31-H31+I31)*Partcipation!H31","v":182.5190626993143}]
[2036,{"$f":"VLOOKUP(A32,'Value of Defferal'!$B39:$F$61,'Value of Defferal'!$C$10)","v":0.13450994943244429},{"$f":"VLOOKUP(A32,'Value of Defferal'!$B39:$F$61,'Value of Defferal'!$C$9)","v":142.6472368879304},{"$f":"IF((Title_RESULTS!$H$8-Title_RESULTS!$H$7)<=('Sheet3(F_21)'!A32-Title_RESULTS!$H$7),((Title_RESULTS!$C$8*Partcipation!$C$26*8760*Title_RESULTS!$H$21/100000)),0)","v":1379.5400243415493},{"$f":"IF($G32=0,0,((Title_RESULTS!$H$14*((1+Title_RESULTS!$H$15/100)^($A32-Title_RESULTS!$H$7))*'EUE_Line Losses'!$B$25*Partcipation!$C$26))/1000)","v":14.745403714805745},{"$f":"IF($G32=0,0,(Title_RESULTS!$H$19/100*((1+Title_RESULTS!$H$20/100)^($A32-Title_RESULTS!$H$7))*$D32*1000)/1000)","v":4.2340200091112434},{"$f":"(+Title_RESULTS!$H$22/100*((1+Title_RESULTS!$H$23/100)^(+'Sheet4(F_22)'!A32-Title_RESULTS!$H$7)))*'Sheet3(F_21)'!D32","v":105.26536605055375},{"$f":"IF($G32=0,0,(($D32))*(Partcipation!$G32/100))","v":77.545892351776885},{"$f":"IF($A32>=+Title_RESULTS!$H$8,+Partcipation!$C$60*Title_RESULTS!$H$24/1000*(1+Title_RESULTS!$H$25/100)^($A32-Title_RESULTS!$H$7),0)","v":0},{"$f":"(+C32+G32+E32+F32-H32+I32)*Partcipation!H32","v":189.34613431062422}]
[2037,{"$f":"VLOOKUP(A33,'Value of Defferal'!$B40:$F$61,'Value of Defferal'!$C$10)","v":0.13773818821882297},{"$f":"VLOOKUP(A33,'Value of Defferal'!$B40:$F$61,'Value of Defferal'!$C$9)","v":146.07077057324074},{"$f":"IF((Title_RESULTS!$H$8-Title_RESULTS!$H$7)<=('Sheet3(F_21)'!A33-Title_RESULTS!$H$7),((Title_RESULTS!$C$8*Partcipation!$C$26*8760*Title_RESULTS!$H$21/100000)),0)","v":1379.5400243415493},{"$f":"IF($G33=0,0,((Title_RESULTS!$H$14*((1+Title_RESULTS!$H$15/100)^($A33-Title_RESULTS!$H$7))*'EUE_Line Losses'!$B$25*Partcipation!$C$26))/1000)","v":15.099293403961084},{"$f":"IF($G33=0,0,(Title_RESULTS!$H$19/100*((1+Title_RESULTS!$H$20/100)^($A33-Title_RESULTS!$H$7))*$D33*1000)/1000)","v":4.3356364893299135},{"$f":"(+Title_RESULTS!$H$22/100*((1+Title_RESULTS!$H$23/100)^(+'Sheet4(F_22)'!A33-Title_RESULTS!$H$7)))*'Sheet3(F_21)'!D33","v":110.04441366924891},{"$f":"IF($G33=0,0,(($D33))*(Partcipation!$G33/100))","v":81.74881594279293},{"$f":"IF($A33>=+Title_RESULTS!$H$8,+Partcipation!$C$60*Title_RESULTS!$H$24/1000*(1+Title_RESULTS!$H$25/100)^($A33-Title_RESULTS!$H$7),0)","v":0},{"$f":"(+C33+G33+E33+F33-H33+I33)*Partcipation!H33","v":193.8012981929877}]
[2038,{"$f":"VLOOKUP(A34,'Value of Defferal'!$B41:$F$61,'Value of Defferal'!$C$10)","v":0.14104390473607473},{"$f":"VLOOKUP(A34,'Value of Defferal'!$B41:$F$61,'Value of Defferal'!$C$9)","v":149.57646906699853},{"$f":"IF((Title_RESULTS!$H$8-Title_RESULTS!$H$7)<=('Sheet3(F_21)'!A34-Title_RESULTS!$H$7),((Title_RESULTS!$C$8*Partcipation!$C$26*8760*Title_RESULTS!$H$21/100000)),0)","v":1379.5400243415493},{"$f":"IF($G34=0,0,((Title_RESULTS!$H$14*((1+Title_RESULTS!$H$15/100)^($A34-Title_RESULTS!$H$7))*'EUE_Line Losses'!$B$25*Partcipation!$C$26))/1000)","v":15.461676445656149},{"$f":"IF($G34=0,0,(Title_RESULTS!$H$19/100*((1+Title_RESULTS!$H$20/100)^($A34-Title_RESULTS!$H$7))*$D34*1000)/1000)","v":4.4396917650738308},{"$f":"(+Title_RESULTS!$H$22/100*((1+Title_RESULTS!$H$23/100)^(+'Sheet4(F_22)'!A34-Title_RESULTS!$H$7)))*'Sheet3(F_21)'!D34","v":115.04043004983281},{"$f":"IF($G34=0,0,(($D34))*(Partcipation!$G34/100))","v":83.44227992885348},{"$f":"IF($A34>=+Title_RESULTS!$H$8,+Partcipation!$C$60*Title_RESULTS!$H$24/1000*(1+Title_RESULTS!$H$25/100)^($A34-Title_RESULTS!$H$7),0)","v":0},{"$f":"(+C34+G34+E34+F34-H34+I34)*Partcipation!H34","v":201.07598739870784}]
[2039,{"$f":"VLOOKUP(A35,'Value of Defferal'!$B42:$F$61,'Value of Defferal'!$C$10)","v":0.14442895844974052},{"$f":"VLOOKUP(A35,'Value of Defferal'!$B42:$F$61,'Value of Defferal'!$C$9)","v":153.16630432460647},{"$f":"IF((Title_RESULTS!$H$8-Title_RESULTS!$H$7)<=('Sheet3(F_21)'!A35-Title_RESULTS!$H$7),((Title_RESULTS!$C$8*Partcipation!$C$26*8760*Title_RESULTS!$H$21/100000)),0)","v":1379.5400243415493},{"$f":"IF($G35=0,0,((Title_RESULTS!$H$14*((1+Title_RESULTS!$H$15/100)^($A35-Title_RESULTS!$H$7))*'EUE_Line Losses'!$B$25*Partcipation!$C$26))/1000)","v":15.832756680351899},{"$f":"IF($G35=0,0,(Title_RESULTS!$H$19/100*((1+Title_RESULTS!$H$20/100)^($A35-Title_RESULTS!$H$7))*$D35*1000)/1000)","v":4.5462443674356043},{"$f":"(+Title_RESULTS!$H$22/100*((1+Title_RESULTS!$H$23/100)^(+'Sheet4(F_22)'!A35-Title_RESULTS!$H$7)))*'Sheet3(F_21)'!D35","v":120.26326557409523},{"$f":"IF($G35=0,0,(($D35))*(Partcipation!$G35/100))","v":86.910950481665679},{"$f":"IF($A35>=+Title_RESULTS!$H$8,+Partcipation!$C$60*Title_RESULTS!$H$24/1000*(1+Title_RESULTS!$H$25/100)^($A35-Title_RESULTS!$H$7),0)","v":0},{"$f":"(+C35+G35+E35+F35-H35+I35)*Partcipation!H35","v":206.89762046482349}]
[2040,{"$f":"VLOOKUP(A36,'Value of Defferal'!$B43:$F$61,'Value of Defferal'!$C$10)","v":0.14789525345253429},{"$f":"VLOOKUP(A36,'Value of Defferal'!$B43:$F$61,'Value of Defferal'!$C$9)","v":156.84229562839704},{"$f":"IF((Title_RESULTS!$H$8-Title_RESULTS!$H$7)<=('Sheet3(F_21)'!A36-Title_RESULTS!$H$7),((Title_RESULTS!$C$8*Partcipation!$C$26*8760*Title_RESULTS!$H$21/100000)),0)","v":1379.5400243415493},{"$f":"IF($G36=0,0,((Title_RESULTS!$H$14*((1+Title_RESULTS!$H$15/100)^($A36-Title_RESULTS!$H$7))*'EUE_Line Losses'!$B$25*Partcipation!$C$26))/1000)","v":16.212742840680342},{"$f":"IF($G36=0,0,(Title_RESULTS!$H$19/100*((1+Title_RESULTS!$H$20/100)^($A36-Title_RESULTS!$H$7))*$D36*1000)/1000)","v":4.6553542322540578},{"$f":"(+Title_RESULTS!$H$22/100*((1+Title_RESULTS!$H$23/100)^(+'Sheet4(F_22)'!A36-Title_RESULTS!$H$7)))*'Sheet3(F_21)'!D36","v":125.72321783115918},{"$f":"IF($G36=0,0,(($D36))*(Partcipation!$G36/100))","v":86.811609393584646},{"$f":"IF($A36>=+Title_RESULTS!$H$8,+Partcipation!$C$60*Title_RESULTS!$H$24/1000*(1+Title_RESULTS!$H$25/100)^($A36-Title_RESULTS!$H$7),0)","v":0},{"$f":"(+C36+G36+E36+F36-H36+I36)*Partcipation!H36","v":216.62200113890594}]
[2041,{"$f":"VLOOKUP(A37,'Value of Defferal'!$B44:$F$61,'Value of Defferal'!$C$10)","v":0.15144473953539511},{"$f":"VLOOKUP(A37,'Value of Defferal'!$B44:$F$61,'Value of Defferal'!$C$9)","v":160.60651072347858},{"$f":"IF((Title_RESULTS!$H$8-Title_RESULTS!$H$7)<=('Sheet3(F_21)'!A37-Title_RESULTS!$H$7),((Title_RESULTS!$C$8*Partcipation!$C$26*8760*Title_RESULTS!$H$21/100000)),0)","v":1379.5400243415493},{"$f":"IF($G37=0,0,((Title_RESULTS!$H$14*((1+Title_RESULTS!$H$15/100)^($A37-Title_RESULTS!$H$7))*'EUE_Line Losses'!$B$25*Partcipation!$C$26))/1000)","v":16.601848668856675},{"$f":"IF($G37=0,0,(Title_RESULTS!$H$19/100*((1+Title_RESULTS!$H$20/100)^($A37-Title_RESULTS!$H$7))*$D37*1000)/1000)","v":4.7670827338281558},{"$f":"(+Title_RESULTS!$H$22/100*((1+Title_RESULTS!$H$23/100)^(+'Sheet4(F_22)'!A37-Title_RESULTS!$H$7)))*'Sheet3(F_21)'!D37","v":131.43105192069382},{"$f":"IF($G37=0,0,(($D37))*(Partcipation!$G37/100))","v":92.306240065914579},{"$f":"IF($A37>=+Title_RESULTS!$H$8,+Partcipation!$C$60*Title_RESULTS!$H$24/1000*(1+Title_RESULTS!$H$25/100)^($A37-Title_RESULTS!$H$7),0)","v":0},{"$f":"(+C37+G37+E37+F37-H37+I37)*Partcipation!H37","v":221.10025398094265}]
[2042,{"$f":"VLOOKUP(A38,'Value of Defferal'!$B45:$F$61,'Value of Defferal'!$C$10)","v":0.1550794132842446},{"$f":"VLOOKUP(A38,'Value of Defferal'!$B45:$F$61,'Value of Defferal'!$C$9)","v":164.46106698084205},{"$f":"IF((Title_RESULTS!$H$8-Title_RESULTS!$H$7)<=('Sheet3(F_21)'!A38-Title_RESULTS!$H$7),((Title_RESULTS!$C$8*Partcipation!$C$26*8760*Title_RESULTS!$H$21/100000)),0)","v":1379.5400243415493},{"$f":"IF($G38=0,0,((Title_RESULTS!$H$14*((1+Title_RESULTS!$H$15/100)^($A38-Title_RESULTS!$H$7))*'EUE_Line Losses'!$B$25*Partcipation!$C$26))/1000)","v":17.000293036909227},{"$f":"IF($G38=0,0,(Title_RESULTS!$H$19/100*((1+Title_RESULTS!$H$20/100)^($A38-Title_RESULTS!$H$7))*$D38*1000)/1000)","v":4.8814927194400299},{"$f":"(+Title_RESULTS!$H$22/100*((1+Title_RESULTS!$H$23/100)^(+'Sheet4(F_22)'!A38-Title_RESULTS!$H$7)))*'Sheet3(F_21)'!D38","v":137.39802167789333},{"$f":"IF($G38=0,0,(($D38))*(Partcipation!$G38/100))","v":97.19182682617101},{"$f":"IF($A38>=+Title_RESULTS!$H$8,+Partcipation!$C$60*Title_RESULTS!$H$24/1000*(1+Title_RESULTS!$H$25/100)^($A38-Title_RESULTS!$H$7),0)","v":0},{"$f":"(+C38+G38+E38+F38-H38+I38)*Partcipation!H38","v":226.5490475889136}]
[2043,{"$f":"VLOOKUP(A39,'Value of Defferal'!$B46:$F$61,'Value of Defferal'!$C$10)","v":0.15880131920306648},{"$f":"VLOOKUP(A39,'Value of Defferal'!$B46:$F$61,'Value of Defferal'!$C$9)","v":168.40813258838227},{"$f":"IF((Title_RESULTS!$H$8-Title_RESULTS!$H$7)<=('Sheet3(F_21)'!A39-Title_RESULTS!$H$7),((Title_RESULTS!$C$8*Partcipation!$C$26*8760*Title_RESULTS!$H$21/100000)),0)","v":1379.5400243415493},{"$f":"IF($G39=0,0,((Title_RESULTS!$H$14*((1+Title_RESULTS!$H$15/100)^($A39-Title_RESULTS!$H$7))*'EUE_Line Losses'!$B$25*Partcipation!$C$26))/1000)","v":17.408300069795054},{"$f":"IF($G39=0,0,(Title_RESULTS!$H$19/100*((1+Title_RESULTS!$H$20/100)^($A39-Title_RESULTS!$H$7))*$D39*1000)/1000)","v":4.998648544706592},{"$f":"(+Title_RESULTS!$H$22/100*((1+Title_RESULTS!$H$23/100)^(+'Sheet4(F_22)'!A39-Title_RESULTS!$H$7)))*'Sheet3(F_21)'!D39","v":143.63589186206968},{"$f":"IF($G39=0,0,(($D39))*(Partcipation!$G39/100))","v":101.28013824039937},{"$f":"IF($A39>=+Title_RESULTS!$H$8,+Partcipation!$C$60*Title_RESULTS!$H$24/1000*(1+Title_RESULTS!$H$25/100)^($A39-Title_RESULTS!$H$7),0)","v":0},{"$f":"(+C39+G39+E39+F39-H39+I39)*Partcipation!H39","v":233.17083482455428}]
[2044,{"$f":"VLOOKUP(A40,'Value of Defferal'!$B47:$F$61,'Value of Defferal'!$C$10)","v":0.16261255086394008},{"$f":"VLOOKUP(A40,'Value of Defferal'!$B47:$F$61,'Value of Defferal'!$C$9)","v":172.44992777050345},{"$f":"IF((Title_RESULTS!$H$8-Title_RESULTS!$H$7)<=('Sheet3(F_21)'!A40-Title_RESULTS!$H$7),((Title_RESULTS!$C$8*Partcipation!$C$26*8760*Title_RESULTS!$H$21/100000)),0)","v":1379.5400243415493},{"$f":"IF($G40=0,0,((Title_RESULTS!$H$14*((1+Title_RESULTS!$H$15/100)^($A40-Title_RESULTS!$H$7))*'EUE_Line Losses'!$B$25*Partcipation!$C$26))/1000)","v":17.826099271470131},{"$f":"IF($G40=0,0,(Title_RESULTS!$H$19/100*((1+Title_RESULTS!$H$20/100)^($A40-Title_RESULTS!$H$7))*$D40*1000)/1000)","v":5.1186161097795493},{"$f":"(+Title_RESULTS!$H$22/100*((1+Title_RESULTS!$H$23/100)^(+'Sheet4(F_22)'!A40-Title_RESULTS!$H$7)))*'Sheet3(F_21)'!D40","v":150.15696135260768},{"$f":"IF($G40=0,0,(($D40))*(Partcipation!$G40/100))","v":100.25011832375289},{"$f":"IF($A40>=+Title_RESULTS!$H$8,+Partcipation!$C$60*Title_RESULTS!$H$24/1000*(1+Title_RESULTS!$H$25/100)^($A40-Title_RESULTS!$H$7),0)","v":0},{"$f":"(+C40+G40+E40+F40-H40+I40)*Partcipation!H40","v":245.30148618060798}]
[]
["NOMINAL",null,{"$f":"SUM(C16:C41)","v":2991.170326484948},30349.88053551409,309.1964135163683,88.783177924062969,2155.7402291193607,1568.2061230478196,0,3976.6840239969206]
[]
["NPV",null,{"$f":"NPV(Title_RESULTS!$C$37,C17:C41)+'Sheet3(F_21)'!C16","v":1222.3341500360357},null,{"$f":"NPV(Title_RESULTS!$C$37,E17:E41)+'Sheet3(F_21)'!E16","v":126.35232837237177},{"$f":"NPV(Title_RESULTS!$C$37,F17:F41)+'Sheet3(F_21)'!F16","v":36.28101996212208},{"$f":"NPV(Title_RESULTS!$C$37,G17:G41)+'Sheet3(F_21)'!G16","v":832.65370268290008},{"$f":"NPV(Title_RESULTS!$C$37,H17:H41)+'Sheet3(F_21)'!H16","v":611.4663841148672},{"$f":"NPV(Title_RESULTS!$C$37,I17:I41)+'Sheet3(F_21)'!I16","v":0},{"$f":"NPV(Title_RESULTS!$C$37,J17:J41)+'Sheet3(F_21)'!J16","v":1606.1548169385624}]
[]
["* SUPPLEMENTAL INFORMATION NOT SPECIFIED IN WORKBOOK"]

{"sheet":"Sheet5(p_5)","index":13,"n_rows":46,"n_cols":7,"rows_kept":46,"cut":false,"hidden":false,"merged":[]}
[null,"       * WORKSHEET : DSM PROGRAM FUEL SAVINGS",null,null,null,"WORKSHEET FOR FORM CE 2.2"]
[null,"       PROGRAM:",{"$f":"+Input!C3","v":"Storage with other DSM (EE and DR)"},null,null,"Page 1 of 1"]
[null,null,null,null,null,{"$f":"+Title_RESULTS!I4","v":"2019-05-14T07:55:54.360"}]
[]
[]
[]
[]
["(1)","(2)","(3)","(4)","(5)","(6)","(7)"]
[]
[null,"REDUCTION",null,"INCREASE",null,"NET"]
[null,"IN KWH","AVOIDED","IN KWH","INCREASED","AVOIDED","EFFECTIVE"]
[null,"GENERATION","MARGINAL","GENERATION","MARGINAL","PROGRAM","PROGRAM"]
[null,"NET NEW CUST","FUEL COST -","NET NEW CUST","FUEL COST -","FUEL","FUEL"]
[null," KWH ","REDUCED KWH"," KWH ","INCREASE KWH","SAVINGS","SAVINGS"]
["YEAR","(000)","$(000)","(000)","$(000)","$(000)","$(000)"]
[{"$f":"+Title_RESULTS!H7","v":2020},{"$f":"(+Partcipation!$C15+(Partcipation!$C16-Partcipation!$C15)/2)*Title_RESULTS!$C$10/1000","v":0},{"$f":"$B16*'Sheet2(F_12)'!$E16/100","v":0},{"$f":"(+Partcipation!$C15+(Partcipation!$C16-Partcipation!$C15)/2)*(+Title_RESULTS!$C$31/(1-Title_RESULTS!$C$11/100))/1000","v":0},{"$f":"+$D16*'Sheet2(F_12)'!$F16/100","v":0},{"$f":"+C16-E16","v":0},{"$f":"+$F16*'Sheet2(F_12)'!$I16","v":0}]
[{"$f":"+A16+1","v":2021},{"$f":"(+Partcipation!$C16+(Partcipation!$C17-Partcipation!$C16)/2)*Title_RESULTS!$C$10/1000","v":0},{"$f":"$B17*'Sheet2(F_12)'!$E17/100","v":0},{"$f":"(+Partcipation!$C16+(Partcipation!$C17-Partcipation!$C16)/2)*(+Title_RESULTS!$C$31/(1-Title_RESULTS!$C$11/100))/1000","v":0},{"$f":"+$D17*'Sheet2(F_12)'!$F17/100","v":0},{"$f":"+C17-E17","v":0},{"$f":"+$F17*'Sheet2(F_12)'!$I17","v":0}]
[{"$f":"+A17+1","v":2022},{"$f":"(+Partcipation!$C17+(Partcipation!$C18-Partcipation!$C17)/2)*Title_RESULTS!$C$10/1000","v":0},{"$f":"$B18*'Sheet2(F_12)'!$E18/100","v":0},{"$f":"(+Partcipation!$C17+(Partcipation!$C18-Partcipation!$C17)/2)*(+Title_RESULTS!$C$31/(1-Title_RESULTS!$C$11/100))/1000","v":0},{"$f":"+$D18*'Sheet2(F_12)'!$F18/100","v":0},{"$f":"+C18-E18","v":0},{"$f":"+$F18*'Sheet2(F_12)'!$I18","v":0}]
[{"$f":"+A18+1","v":2023},{"$f":"(+Partcipation!$C18+(Partcipation!$C19-Partcipation!$C18)/2)*Title_RESULTS!$C$10/1000","v":0},{"$f":"$B19*'Sheet2(F_12)'!$E19/100","v":0},{"$f":"(+Partcipation!$C18+(Partcipation!$C19-Partcipation!$C18)/2)*(+Title_RESULTS!$C$31/(1-Title_RESULTS!$C$11/100))/1000","v":0},{"$f":"+$D19*'Sheet2(F_12)'!$F19/100","v":0},{"$f":"+C19-E19","v":0},{"$f":"+$F19*'Sheet2(F_12)'!$I19","v":0}]
[2024,{"$f":"(+Partcipation!$C19+(Partcipation!$C20-Partcipation!$C19)/2)*Title_RESULTS!$C$10/1000","v":0},{"$f":"$B20*'Sheet2(F_12)'!$E20/100","v":0},{"$f":"(+Partcipation!$C19+(Partcipation!$C20-Partcipation!$C19)/2)*(+Title_RESULTS!$C$31/(1-Title_RESULTS!$C$11/100))/1000","v":0},{"$f":"+$D20*'Sheet2(F_12)'!$F20/100","v":0},0,{"$f":"+$F20*'Sheet2(F_12)'!$I20","v":0}]
[2025,{"$f":"(+Partcipation!$C20+(Partcipation!$C21-Partcipation!$C20)/2)*Title_RESULTS!$C$10/1000","v":0},{"$f":"$B21*'Sheet2(F_12)'!$E21/100","v":0},{"$f":"(+Partcipation!$C20+(Partcipation!$C21-Partcipation!$C20)/2)*(+Title_RESULTS!$C$31/(1-Title_RESULTS!$C$11/100))/1000","v":0},{"$f":"+$D21*'Sheet2(F_12)'!$F21/100","v":0},0,{"$f":"+$F21*'Sheet2(F_12)'!$I21","v":0}]
[2026,{"$f":"(+Partcipation!$C21+(Partcipation!$C22-Partcipation!$C21)/2)*Title_RESULTS!$C$10/1000","v":0},{"$f":"$B22*'Sheet2(F_12)'!$E22/100","v":0},{"$f":"(+Partcipation!$C21+(Partcipation!$C22-Partcipation!$C21)/2)*(+Title_RESULTS!$C$31/(1-Title_RESULTS!$C$11/100))/1000","v":0},{"$f":"+$D22*'Sheet2(F_12)'!$F22/100","v":0},0,{"$f":"+$F22*'Sheet2(F_12)'!$I22","v":0}]
[2027,{"$f":"(+Partcipation!$C22+(Partcipation!$C23-Partcipation!$C22)/2)*Title_RESULTS!$C$10/1000","v":0},{"$f":"$B23*'Sheet2(F_12)'!$E23/100","v":0},{"$f":"(+Partcipation!$C22+(Partcipation!$C23-Partcipation!$C22)/2)*(+Title_RESULTS!$C$31/(1-Title_RESULTS!$C$11/100))/1000","v":0},{"$f":"+$D23*'Sheet2(F_12)'!$F23/100","v":0},0,{"$f":"+$F23*'Sheet2(F_12)'!$I23","v":0}]
[2028,{"$f":"(+Partcipation!$C23+(Partcipation!$C24-Partcipation!$C23)/2)*Title_RESULTS!$C$10/1000","v":0},{"$f":"$B24*'Sheet2(F_12)'!$E24/100","v":0},{"$f":"(+Partcipation!$C23+(Partcipation!$C24-Partcipation!$C23)/2)*(+Title_RESULTS!$C$31/(1-Title_RESULTS!$C$11/100))/1000","v":0},{"$f":"+$D24*'Sheet2(F_12)'!$F24/100","v":0},0,{"$f":"+$F24*'Sheet2(F_12)'!$I24","v":0}]
[2029,{"$f":"(+Partcipation!$C24+(Partcipation!$C25-Partcipation!$C24)/2)*Title_RESULTS!$C$10/1000","v":0},{"$f":"$B25*'Sheet2(F_12)'!$E25/100","v":0},{"$f":"(+Partcipation!$C24+(Partcipation!$C25-Partcipation!$C24)/2)*(+Title_RESULTS!$C$31/(1-Title_RESULTS!$C$11/100))/1000","v":0},{"$f":"+$D25*'Sheet2(F_12)'!$F25/100","v":0},0,{"$f":"+$F25*'Sheet2(F_12)'!$I25","v":0}]
[2030,{"$f":"(+Partcipation!$C25+(Partcipation!$C26-Partcipation!$C25)/2)*Title_RESULTS!$C$10/1000","v":0},{"$f":"$B26*'Sheet2(F_12)'!$E26/100","v":0},{"$f":"(+Partcipation!$C25+(Partcipation!$C26-Partcipation!$C25)/2)*(+Title_RESULTS!$C$31/(1-Title_RESULTS!$C$11/100))/1000","v":0},{"$f":"+$D26*'Sheet2(F_12)'!$F26/100","v":0},0,{"$f":"+$F26*'Sheet2(F_12)'!$I26","v":0}]
[2031,{"$f":"(+Partcipation!$C26+(Partcipation!$C27-Partcipation!$C26)/2)*Title_RESULTS!$C$10/1000","v":0},{"$f":"$B27*'Sheet2(F_12)'!$E27/100","v":0},{"$f":"(+Partcipation!$C26+(Partcipation!$C27-Partcipation!$C26)/2)*(+Title_RESULTS!$C$31/(1-Title_RESULTS!$C$11/100))/1000","v":0},{"$f":"+$D27*'Sheet2(F_12)'!$F27/100","v":0},0,{"$f":"+$F27*'Sheet2(F_12)'!$I27","v":0}]
[2032,{"$f":"(+Partcipation!$C27+(Partcipation!$C28-Partcipation!$C27)/2)*Title_RESULTS!$C$10/1000","v":0},{"$f":"$B28*'Sheet2(F_12)'!$E28/100","v":0},{"$f":"(+Partcipation!$C27+(Partcipation!$C28-Partcipation!$C27)/2)*(+Title_RESULTS!$C$31/(1-Title_RESULTS!$C$11/100))/1000","v":0},{"$f":"+$D28*'Sheet2(F_12)'!$F28/100","v":0},0,{"$f":"+$F28*'Sheet2(F_12)'!$I28","v":0}]
[2033,{"$f":"(+Partcipation!$C28+(Partcipation!$C29-Partcipation!$C28)/2)*Title_RESULTS!$C$10/1000","v":0},{"$f":"$B29*'Sheet2(F_12)'!$E29/100","v":0},{"$f":"(+Partcipation!$C28+(Partcipation!$C29-Partcipation!$C28)/2)*(+Title_RESULTS!$C$31/(1-Title_RESULTS!$C$11/100))/1000","v":0},{"$f":"+$D29*'Sheet2(F_12)'!$F29/100","v":0},0,{"$f":"+$F29*'Sheet2(F_12)'!$I29","v":0}]
[2034,{"$f":"(+Partcipation!$C29+(Partcipation!$C30-Partcipation!$C29)/2)*Title_RESULTS!$C$10/1000","v":0},{"$f":"$B30*'Sheet2(F_12)'!$E30/100","v":0},{"$f":"(+Partcipation!$C29+(Partcipation!$C30-Partcipation!$C29)/2)*(+Title_RESULTS!$C$31/(1-Title_RESULTS!$C$11/100))/1000","v":0},{"$f":"+$D30*'Sheet2(F_12)'!$F30/100","v":0},0,{"$f":"+$F30*'Sheet2(F_12)'!$I30","v":0}]
[2035,{"$f":"(+Partcipation!$C30+(Partcipation!$C31-Partcipation!$C30)/2)*Title_RESULTS!$C$10/1000","v":0},{"$f":"$B31*'Sheet2(F_12)'!$E31/100","v":0},{"$f":"(+Partcipation!$C30+(Partcipation!$C31-Partcipation!$C30)/2)*(+Title_RESULTS!$C$31/(1-Title_RESULTS!$C$11/100))/1000","v":0},{"$f":"+$D31*'Sheet2(F_12)'!$F31/100","v":0},0,{"$f":"+$F31*'Sheet2(F_12)'!$I31","v":0}]
[2036,{"$f":"(+Partcipation!$C31+(Partcipation!$C32-Partcipation!$C31)/2)*Title_RESULTS!$C$10/1000","v":0},{"$f":"$B32*'Sheet2(F_12)'!$E32/100","v":0},{"$f":"(+Partcipation!$C31+(Partcipation!$C32-Partcipation!$C31)/2)*(+Title_RESULTS!$C$31/(1-Title_RESULTS!$C$11/100))/1000","v":0},{"$f":"+$D32*'Sheet2(F_12)'!$F32/100","v":0},0,{"$f":"+$F32*'Sheet2(F_12)'!$I32","v":0}]
[2037,{"$f":"(+Partcipation!$C32+(Partcipation!$C33-Partcipation!$C32)/2)*Title_RESULTS!$C$10/1000","v":0},{"$f":"$B33*'Sheet2(F_12)'!$E33/100","v":0},{"$f":"(+Partcipation!$C32+(Partcipation!$C33-Partcipation!$C32)/2)*(+Title_RESULTS!$C$31/(1-Title_RESULTS!$C$11/100))/1000","v":0},{"$f":"+$D33*'Sheet2(F_12)'!$F33/100","v":0},0,{"$f":"+$F33*'Sheet2(F_12)'!$I33","v":0}]
[2038,{"$f":"(+Partcipation!$C33+(Partcipation!$C34-Partcipation!$C33)/2)*Title_RESULTS!$C$10/1000","v":0},{"$f":"$B34*'Sheet2(F_12)'!$E34/100","v":0},{"$f":"(+Partcipation!$C33+(Partcipation!$C34-Partcipation!$C33)/2)*(+Title_RESULTS!$C$31/(1-Title_RESULTS!$C$11/100))/1000","v":0},{"$f":"+$D34*'Sheet2(F_12)'!$F34/100","v":0},0,{"$f":"+$F34*'Sheet2(F_12)'!$I34","v":0}]
[2039,{"$f":"(+Partcipation!$C34+(Partcipation!$C35-Partcipation!$C34)/2)*Title_RESULTS!$C$10/1000","v":0},{"$f":"$B35*'Sheet2(F_12)'!$E35/100","v":0},{"$f":"(+Partcipation!$C34+(Partcipation!$C35-Partcipation!$C34)/2)*(+Title_RESULTS!$C$31/(1-Title_RESULTS!$C$11/100))/1000","v":0},{"$f":"+$D35*'Sheet2(F_12)'!$F35/100","v":0},0,{"$f":"+$F35*'Sheet2(F_12)'!$I35","v":0}]
[2040,{"$f":"(+Partcipation!$C35+(Partcipation!$C36-Partcipation!$C35)/2)*Title_RESULTS!$C$10/1000","v":0},{"$f":"$B36*'Sheet2(F_12)'!$E36/100","v":0},{"$f":"(+Partcipation!$C35+(Partcipation!$C36-Partcipation!$C35)/2)*(+Title_RESULTS!$C$31/(1-Title_RESULTS!$C$11/100))/1000","v":0},{"$f":"+$D36*'Sheet2(F_12)'!$F36/100","v":0},0,{"$f":"+$F36*'Sheet2(F_12)'!$I36","v":0}]
[2041,{"$f":"(+Partcipation!$C36+(Partcipation!$C37-Partcipation!$C36)/2)*Title_RESULTS!$C$10/1000","v":0},{"$f":"$B37*'Sheet2(F_12)'!$E37/100","v":0},{"$f":"(+Partcipation!$C36+(Partcipation!$C37-Partcipation!$C36)/2)*(+Title_RESULTS!$C$31/(1-Title_RESULTS!$C$11/100))/1000","v":0},{"$f":"+$D37*'Sheet2(F_12)'!$F37/100","v":0},0,{"$f":"+$F37*'Sheet2(F_12)'!$I37","v":0}]
[2042,{"$f":"(+Partcipation!$C37+(Partcipation!$C38-Partcipation!$C37)/2)*Title_RESULTS!$C$10/1000","v":0},{"$f":"$B38*'Sheet2(F_12)'!$E38/100","v":0},{"$f":"(+Partcipation!$C37+(Partcipation!$C38-Partcipation!$C37)/2)*(+Title_RESULTS!$C$31/(1-Title_RESULTS!$C$11/100))/1000","v":0},{"$f":"+$D38*'Sheet2(F_12)'!$F38/100","v":0},0,{"$f":"+$F38*'Sheet2(F_12)'!$I38","v":0}]
[2043,{"$f":"(+Partcipation!$C38+(Partcipation!$C39-Partcipation!$C38)/2)*Title_RESULTS!$C$10/1000","v":0},{"$f":"$B39*'Sheet2(F_12)'!$E39/100","v":0},{"$f":"(+Partcipation!$C38+(Partcipation!$C39-Partcipation!$C38)/2)*(+Title_RESULTS!$C$31/(1-Title_RESULTS!$C$11/100))/1000","v":0},{"$f":"+$D39*'Sheet2(F_12)'!$F39/100","v":0},0,{"$f":"+$F39*'Sheet2(F_12)'!$I39","v":0}]
[2044,{"$f":"(+Partcipation!$C39+(Partcipation!$C40-Partcipation!$C39)/2)*Title_RESULTS!$C$10/1000","v":0},{"$f":"$B40*'Sheet2(F_12)'!$E40/100","v":0},{"$f":"(+Partcipation!$C39+(Partcipation!$C40-Partcipation!$C39)/2)*(+Title_RESULTS!$C$31/(1-Title_RESULTS!$C$11/100))/1000","v":0},{"$f":"+$D40*'Sheet2(F_12)'!$F40/100","v":0},0,{"$f":"+$F40*'Sheet2(F_12)'!$I40","v":0}]
[]
["NOMINAL",{"$f":"SUM(B16:B41)","v":0},0,0,0,0,0]
[]
["NPV:",null,{"$f":"NPV(+Title_RESULTS!$C$37,C17:C41)+C16","v":0},null,{"$f":"NPV(+Title_RESULTS!$C$37,E17:E41)+E16","v":0},{"$f":"NPV(+Title_RESULTS!$C$37,F17:F41)+F16","v":0},{"$f":"NPV(+Title_RESULTS!$C$37,G17:G41)+G16","v":0}]
[]
["* SUPPLEMENTAL INFORMATION NOT SPECIFIED IN WORKBOOK"]

{"sheet":"Sheet2(F_12)","index":14,"n_rows":40,"n_cols":11,"rows_kept":40,"cut":false,"hidden":false,"merged":[]}
[null,null,null,"INPUT DATA -- PART 2",null,null,null,null,null,"PSC FORM CE 1.2"]
[null,null,null,"PROGRAM:",{"$f":"+Input!C3","v":"Storage with other DSM (EE and DR)"},null,null,null,null,"PAGE 1 OF 1"]
[null,null,null,null,null,null,null,null,null,{"$f":"+Title_RESULTS!I4","v":"2019-05-14T07:55:54.360"}]
[]
[]
[]
[]
["(1)","(2)","(3)","(4)","(5)","(6)","(7)","(8)","(9)","(10)","(11)"]
[]
[null,null,null,"UTILITY"]
[null,null,null,"AVERAGE"]
[null,"CUMULATIVE","ADJUSTED","SYSTEM","AVOIDED","INCREASED",null,"PROGRAM","PROGRAM","OTHER","OTHER"]
[null,"TOTAL","CUMULATIVE","FUEL","MARGINAL","MARGINAL","REPLACEMENT","KW","KWH","COSTS","BENEFITS"]
[null,"PARTICIPATING","PARTICIPATING","COSTS","FUEL COST","FUEL COST","FUEL COST","EFFECTIVENESS","EFFECTIVENESS",null,"(CO2)"]
["YEAR","CUSTOMERS","CUSTOMERS","(C/KWH)","(C/KWH)","(C/KWH)","(C/KWH)","FACTOR","FACTOR","($000)","($000)"]
[{"$f":"+Title_RESULTS!H7","v":2020},{"$f":"+Partcipation!B16","v":1000},{"$f":"+Partcipation!C16","v":1000},{"$f":"+Partcipation!D16","v":2.4346125415616839},{"$f":"+Partcipation!E16","v":2.9007096235579843},0,{"$f":"+Partcipation!G16","v":2.878920847571778},1,1,0,{"$f":"+Partcipation!L16","v":0}]
[{"$f":"+A16+1","v":2021},{"$f":"+Partcipation!B17","v":2000},{"$f":"+Partcipation!C17","v":2000},{"$f":"+Partcipation!D17","v":2.5504842341169973},{"$f":"+Partcipation!E17","v":2.8771156773211568},0,{"$f":"+Partcipation!G17","v":3.037777795649506},1,1,0,{"$f":"+Partcipation!L17","v":0}]
[{"$f":"+A17+1","v":2022},{"$f":"+Partcipation!B18","v":3000},{"$f":"+Partcipation!C18","v":3000},{"$f":"+Partcipation!D18","v":2.6444323106721059},{"$f":"+Partcipation!E18","v":2.9693759512937596},0,{"$f":"+Partcipation!G18","v":3.156234230110476},1,1,0,{"$f":"+Partcipation!L18","v":0}]
[{"$f":"+A18+1","v":2023},{"$f":"+Partcipation!B19","v":3000},{"$f":"+Partcipation!C19","v":3000},{"$f":"+Partcipation!D19","v":2.6227548717178779},{"$f":"+Partcipation!E19","v":3.0911910197869106},0,{"$f":"+Partcipation!G19","v":3.1726275779238713},1,1,0,{"$f":"+Partcipation!L19","v":0}]
[2024,{"$f":"+Partcipation!B20","v":3000},{"$f":"+Partcipation!C20","v":3000},{"$f":"+Partcipation!D20","v":2.7715168291961763},{"$f":"+Partcipation!E20","v":3.2126631754705528},0,{"$f":"+Partcipation!G20","v":3.3145531776960602},1,1,0,{"$f":"+Partcipation!L20","v":0}]
[2025,{"$f":"+Partcipation!B21","v":3000},{"$f":"+Partcipation!C21","v":3000},{"$f":"+Partcipation!D21","v":2.9305982282947132},{"$f":"+Partcipation!E21","v":3.44943302891933},0,{"$f":"+Partcipation!G21","v":3.4459033295335075},1,1,0,{"$f":"+Partcipation!L21","v":0}]
[2026,{"$f":"+Partcipation!B22","v":3000},{"$f":"+Partcipation!C22","v":3000},{"$f":"+Partcipation!D22","v":3.0631027844213077},{"$f":"+Partcipation!E22","v":3.5600722983257227},0,{"$f":"+Partcipation!G22","v":3.5575518290932058},1,1,0,{"$f":"+Partcipation!L22","v":0}]
[2027,{"$f":"+Partcipation!B23","v":3000},{"$f":"+Partcipation!C23","v":3000},{"$f":"+Partcipation!D23","v":3.2434612412261949},{"$f":"+Partcipation!E23","v":3.7825608828006088},0,{"$f":"+Partcipation!G23","v":3.7167866710763469},1,1,0,{"$f":"+Partcipation!L23","v":0}]
[2028,{"$f":"+Partcipation!B24","v":3000},{"$f":"+Partcipation!C24","v":3000},{"$f":"+Partcipation!D24","v":3.550601164924807},{"$f":"+Partcipation!E24","v":4.1915148755312686},0,{"$f":"+Partcipation!G24","v":4.000245139678956},1,1,0,{"$f":"+Partcipation!L24","v":0}]
[2029,{"$f":"+Partcipation!B25","v":3000},{"$f":"+Partcipation!C25","v":3000},{"$f":"+Partcipation!D25","v":3.7314962992555465},{"$f":"+Partcipation!E25","v":4.4906392694063921},0,{"$f":"+Partcipation!G25","v":4.1757985119859189},1,1,0,{"$f":"+Partcipation!L25","v":0}]
[2030,{"$f":"+Partcipation!B26","v":3000},{"$f":"+Partcipation!C26","v":3000},{"$f":"+Partcipation!D26","v":4.0656592081591345},{"$f":"+Partcipation!E26","v":5.015795281582955},0,{"$f":"+Partcipation!G26","v":4.4862812691028662},1,1,0,{"$f":"+Partcipation!L26","v":0}]
[2031,{"$f":"+Partcipation!B27","v":3000},{"$f":"+Partcipation!C27","v":3000},{"$f":"+Partcipation!D27","v":4.2058109461686648},{"$f":"+Partcipation!E27","v":4.9971423135464237},0,{"$f":"+Partcipation!G27","v":4.5978418797217948},1,1,0,{"$f":"+Partcipation!L27","v":0}]
[2032,{"$f":"+Partcipation!B28","v":3000},{"$f":"+Partcipation!C28","v":3000},{"$f":"+Partcipation!D28","v":4.5058999642058986},{"$f":"+Partcipation!E28","v":5.4614146933819034},0,{"$f":"+Partcipation!G28","v":4.8737579639532447},1,1,0,{"$f":"+Partcipation!L28","v":0}]
[2033,{"$f":"+Partcipation!B29","v":3000},{"$f":"+Partcipation!C29","v":3000},{"$f":"+Partcipation!D29","v":4.6004129453567648},{"$f":"+Partcipation!E29","v":5.8241019786910195},0,{"$f":"+Partcipation!G29","v":4.9849159980979767},1,1,0,{"$f":"+Partcipation!L29","v":0}]
[2034,{"$f":"+Partcipation!B30","v":3000},{"$f":"+Partcipation!C30","v":3000},{"$f":"+Partcipation!D30","v":4.9042461382423044},{"$f":"+Partcipation!E30","v":6.095285388127853},0,{"$f":"+Partcipation!G30","v":5.3065781615705188},1,1,0,{"$f":"+Partcipation!L30","v":0}]
[2035,{"$f":"+Partcipation!B31","v":3000},{"$f":"+Partcipation!C31","v":3000},{"$f":"+Partcipation!D31","v":5.1129070049770542},{"$f":"+Partcipation!E31","v":6.7130251141552453},0,{"$f":"+Partcipation!G31","v":5.5100494593143035},1,1,0,{"$f":"+Partcipation!L31","v":0}]
[2036,{"$f":"+Partcipation!B32","v":3000},{"$f":"+Partcipation!C32","v":3000},{"$f":"+Partcipation!D32","v":5.2847744997901769},{"$f":"+Partcipation!E32","v":6.6304720704310984},0,{"$f":"+Partcipation!G32","v":5.6211411762981891},1,1,0,{"$f":"+Partcipation!L32","v":0}]
[2037,{"$f":"+Partcipation!B33","v":3000},{"$f":"+Partcipation!C33","v":3000},{"$f":"+Partcipation!D33","v":5.5807770564484205},{"$f":"+Partcipation!E33","v":7.0767998477929979},0,{"$f":"+Partcipation!G33","v":5.9258024051756983},1,1,0,{"$f":"+Partcipation!L33","v":0}]
[2038,{"$f":"+Partcipation!B34","v":3000},{"$f":"+Partcipation!C34","v":3000},{"$f":"+Partcipation!D34","v":5.7122013149268902},{"$f":"+Partcipation!E34","v":7.103603500761035},0,{"$f":"+Partcipation!G34","v":6.048558103175024},1,1,0,{"$f":"+Partcipation!L34","v":0}]
[2039,{"$f":"+Partcipation!B35","v":3000},{"$f":"+Partcipation!C35","v":3000},{"$f":"+Partcipation!D35","v":5.9311440074959005},{"$f":"+Partcipation!E35","v":7.1109550989345456},0,{"$f":"+Partcipation!G35","v":6.2999948495983684},1,1,0,{"$f":"+Partcipation!L35","v":0}]
[2040,{"$f":"+Partcipation!B36","v":3000},{"$f":"+Partcipation!C36","v":3000},{"$f":"+Partcipation!D36","v":5.9993558290465137},{"$f":"+Partcipation!E36","v":7.6517190346083792},0,{"$f":"+Partcipation!G36","v":6.2927938198110338},1,1,0,{"$f":"+Partcipation!L36","v":0}]
[2041,{"$f":"+Partcipation!B37","v":3000},{"$f":"+Partcipation!C37","v":3000},{"$f":"+Partcipation!D37","v":6.2972812378773373},{"$f":"+Partcipation!E37","v":7.8806697108066972},0,{"$f":"+Partcipation!G37","v":6.6910882205082887},1,1,0,{"$f":"+Partcipation!L37","v":0}]
[2042,{"$f":"+Partcipation!B38","v":3000},{"$f":"+Partcipation!C38","v":3000},{"$f":"+Partcipation!D38","v":6.5926467956949741},{"$f":"+Partcipation!E38","v":8.425266362252664},0,{"$f":"+Partcipation!G38","v":7.04523428905663},1,1,0,{"$f":"+Partcipation!L38","v":0}]
[2043,{"$f":"+Partcipation!B39","v":3000},{"$f":"+Partcipation!C39","v":3000},{"$f":"+Partcipation!D39","v":6.7827977470582432},{"$f":"+Partcipation!E39","v":8.6252663622526633},0,{"$f":"+Partcipation!G39","v":7.3415875185455457},1,1,0,{"$f":"+Partcipation!L39","v":0}]
[2044,{"$f":"+Partcipation!B40","v":3000},{"$f":"+Partcipation!C40","v":3000},{"$f":"+Partcipation!D40","v":6.6829766871544454},{"$f":"+Partcipation!E40","v":8.2932946265938057},0,{"$f":"+Partcipation!G40","v":7.2669235074641634},1,1,0,{"$f":"+Partcipation!L40","v":0}]

{"sheet":"Sheet4(F_22)","index":15,"n_rows":46,"n_cols":10,"rows_kept":46,"cut":false,"hidden":false,"merged":[]}
[null,null,"  AVOIDED T & D AND PROGRAM FUEL SAVINGS",null,null,null,null,"PSC FORM CE 2.2"]
[null,null,"  PROGRAM:",{"$f":"+Input!C3","v":"Storage with other DSM (EE and DR)"},null,null,null,"Page 1 of 2"]
[null,null,null,null,null,null,null,{"$f":"+Title_RESULTS!I4","v":"2019-05-14T07:55:54.360"}]
[]
[null,null," * INSERVICE COSTS OF AVOIDED TRANS. (000) =",null,null,{"$f":"+'Value of Defferal'!L4","v":61.861785599999997}]
[null,null," * INSERVICE COSTS OF AVOIDED DIST.  (000) =",null,null,{"$f":"+'Value of Defferal'!L5","v":133.50434652079693}]
[]
[]
["(1)","(2)","(3)","(4)","(5)","(6)","(7)","(8)","(9)","(10)"]
[]
[null,"AVOIDED","AVOIDED",null,"AVOIDED","AVOIDED"]
[null,"TRANSMISSION","TRANSMISSION","TOTAL AVOIDED","DISTRIBUTION","DISTRIBUTION","TOTAL AVOIDED","PROGRAM"]
[null,"CAPACITY","O&M","TRANSMISSION","CAPACITY","O&M","DISTRIBUTION","FUEL"]
[null,"COST","COST","COST","COST","COST","COST","SAVINGS"]
["YEAR","$(000)","$(000)","$(000)","$(000)","$(000)","$(000)","$(000)"]
[{"$f":"+Title_RESULTS!$H$7","v":2020},{"$f":"VLOOKUP(A16,'Value of Defferal'!$I23:$P$58,'Value of Defferal'!$K$9)","v":0},{"$f":"IF(+Title_RESULTS!$H$9<='Sheet4(F_22)'!$A16,(+Title_RESULTS!$H$16*((1+Title_RESULTS!$H$18/100)^('Sheet4(F_22)'!$A16-Title_RESULTS!$H$7))*Title_RESULTS!$C$8*Partcipation!$C$26/1000),0)","v":0},{"$f":"(+B16+C16)*+Partcipation!$H16","v":0},{"$f":"VLOOKUP(A16,'Value of Defferal'!$I23:$P$58,'Value of Defferal'!$K$13)","v":0},{"$f":"IF(+'Value of Defferal'!P23=0,0,Title_RESULTS!$H$17*Title_RESULTS!$C$7*Partcipation!$C$26*(1+Title_RESULTS!$H$18/100)^('Sheet4(F_22)'!A16-Title_RESULTS!$H$7))/1000","v":0},{"$f":"(+E16+F16)*Partcipation!$H16","v":0},{"$f":"+'Sheet5(p_5)'!$F16*'Sheet2(F_12)'!$I16","v":0}]
[{"$f":"+A16+1","v":2021},{"$f":"VLOOKUP(A17,'Value of Defferal'!$I24:$P$58,'Value of Defferal'!$K$9)","v":6.1133241549877493},{"$f":"IF(+Title_RESULTS!$H$9<='Sheet4(F_22)'!$A17,(+Title_RESULTS!$H$16*((1+Title_RESULTS!$H$18/100)^('Sheet4(F_22)'!$A17-Title_RESULTS!$H$7))*Title_RESULTS!$C$8*Partcipation!$C$26/1000),0)","v":4.9264440991690188},{"$f":"(+B17+C17)*+Partcipation!$H17","v":11.039768254156769},{"$f":"VLOOKUP(A17,'Value of Defferal'!$I24:$P$58,'Value of Defferal'!$K$13)","v":13.193207057725838},{"$f":"IF(+'Value of Defferal'!P24=0,0,Title_RESULTS!$H$17*Title_RESULTS!$C$7*Partcipation!$C$26*(1+Title_RESULTS!$H$18/100)^('Sheet4(F_22)'!A17-Title_RESULTS!$H$7))/1000","v":18.379741283790668},{"$f":"(+E17+F17)*Partcipation!$H17","v":31.572948341516508},{"$f":"+'Sheet5(p_5)'!$F17*'Sheet2(F_12)'!$I17","v":0}]
[{"$f":"+A17+1","v":2022},{"$f":"VLOOKUP(A18,'Value of Defferal'!$I25:$P$58,'Value of Defferal'!$K$9)","v":6.260043934707455},{"$f":"IF(+Title_RESULTS!$H$9<='Sheet4(F_22)'!$A18,(+Title_RESULTS!$H$16*((1+Title_RESULTS!$H$18/100)^('Sheet4(F_22)'!$A18-Title_RESULTS!$H$7))*Title_RESULTS!$C$8*Partcipation!$C$26/1000),0)","v":5.0446787575490752},{"$f":"(+B18+C18)*+Partcipation!$H18","v":11.304722692256529},{"$f":"VLOOKUP(A18,'Value of Defferal'!$I25:$P$58,'Value of Defferal'!$K$13)","v":13.509844027111257},{"$f":"IF(+'Value of Defferal'!P25=0,0,Title_RESULTS!$H$17*Title_RESULTS!$C$7*Partcipation!$C$26*(1+Title_RESULTS!$H$18/100)^('Sheet4(F_22)'!A18-Title_RESULTS!$H$7))/1000","v":18.820855074601642},{"$f":"(+E18+F18)*Partcipation!$H18","v":32.330699101712895},{"$f":"+'Sheet5(p_5)'!$F18*'Sheet2(F_12)'!$I18","v":0}]
[{"$f":"+A18+1","v":2023},{"$f":"VLOOKUP(A19,'Value of Defferal'!$I26:$P$58,'Value of Defferal'!$K$9)","v":6.4102849891404334},{"$f":"IF(+Title_RESULTS!$H$9<='Sheet4(F_22)'!$A19,(+Title_RESULTS!$H$16*((1+Title_RESULTS!$H$18/100)^('Sheet4(F_22)'!$A19-Title_RESULTS!$H$7))*Title_RESULTS!$C$8*Partcipation!$C$26/1000),0)","v":5.1657510477302528},{"$f":"(+B19+C19)*+Partcipation!$H19","v":11.576036036870686},{"$f":"VLOOKUP(A19,'Value of Defferal'!$I26:$P$58,'Value of Defferal'!$K$13)","v":13.834080283761926},{"$f":"IF(+'Value of Defferal'!P26=0,0,Title_RESULTS!$H$17*Title_RESULTS!$C$7*Partcipation!$C$26*(1+Title_RESULTS!$H$18/100)^('Sheet4(F_22)'!A19-Title_RESULTS!$H$7))/1000","v":19.272555596392081},{"$f":"(+E19+F19)*Partcipation!$H19","v":33.106635880154009},{"$f":"+'Sheet5(p_5)'!$F19*'Sheet2(F_12)'!$I19","v":0}]
[2024,{"$f":"VLOOKUP(A20,'Value of Defferal'!$I27:$P$58,'Value of Defferal'!$K$9)","v":6.5641318288798036},{"$f":"IF(+Title_RESULTS!$H$9<='Sheet4(F_22)'!$A20,(+Title_RESULTS!$H$16*((1+Title_RESULTS!$H$18/100)^('Sheet4(F_22)'!$A20-Title_RESULTS!$H$7))*Title_RESULTS!$C$8*Partcipation!$C$26/1000),0)","v":5.2897290728757786},{"$f":"(+B20+C20)*+Partcipation!$H20","v":11.853860901755581},{"$f":"VLOOKUP(A20,'Value of Defferal'!$I27:$P$58,'Value of Defferal'!$K$13)","v":14.166098210572214},{"$f":"IF(+'Value of Defferal'!P27=0,0,Title_RESULTS!$H$17*Title_RESULTS!$C$7*Partcipation!$C$26*(1+Title_RESULTS!$H$18/100)^('Sheet4(F_22)'!A20-Title_RESULTS!$H$7))/1000","v":19.735096930705492},{"$f":"(+E20+F20)*Partcipation!$H20","v":33.901195141277704},{"$f":"+'Sheet5(p_5)'!$F20*'Sheet2(F_12)'!$I20","v":0}]
[2025,{"$f":"VLOOKUP(A21,'Value of Defferal'!$I28:$P$58,'Value of Defferal'!$K$9)","v":6.7216709927729195},{"$f":"IF(+Title_RESULTS!$H$9<='Sheet4(F_22)'!$A21,(+Title_RESULTS!$H$16*((1+Title_RESULTS!$H$18/100)^('Sheet4(F_22)'!$A21-Title_RESULTS!$H$7))*Title_RESULTS!$C$8*Partcipation!$C$26/1000),0)","v":5.4166825706247979},{"$f":"(+B21+C21)*+Partcipation!$H21","v":12.138353563397718},{"$f":"VLOOKUP(A21,'Value of Defferal'!$I28:$P$58,'Value of Defferal'!$K$13)","v":14.506084567625946},{"$f":"IF(+'Value of Defferal'!P28=0,0,Title_RESULTS!$H$17*Title_RESULTS!$C$7*Partcipation!$C$26*(1+Title_RESULTS!$H$18/100)^('Sheet4(F_22)'!A21-Title_RESULTS!$H$7))/1000","v":20.208739257042428},{"$f":"(+E21+F21)*Partcipation!$H21","v":34.714823824668372},{"$f":"+'Sheet5(p_5)'!$F21*'Sheet2(F_12)'!$I21","v":0}]
[2026,{"$f":"VLOOKUP(A22,'Value of Defferal'!$I29:$P$58,'Value of Defferal'!$K$9)","v":6.8829910965994694},{"$f":"IF(+Title_RESULTS!$H$9<='Sheet4(F_22)'!$A22,(+Title_RESULTS!$H$16*((1+Title_RESULTS!$H$18/100)^('Sheet4(F_22)'!$A22-Title_RESULTS!$H$7))*Title_RESULTS!$C$8*Partcipation!$C$26/1000),0)","v":5.5466829523197925},{"$f":"(+B22+C22)*+Partcipation!$H22","v":12.429674048919262},{"$f":"VLOOKUP(A22,'Value of Defferal'!$I29:$P$58,'Value of Defferal'!$K$13)","v":14.85423059724897},{"$f":"IF(+'Value of Defferal'!P29=0,0,Title_RESULTS!$H$17*Title_RESULTS!$C$7*Partcipation!$C$26*(1+Title_RESULTS!$H$18/100)^('Sheet4(F_22)'!A22-Title_RESULTS!$H$7))/1000","v":20.69374899921144},{"$f":"(+E22+F22)*Partcipation!$H22","v":35.547979596460408},{"$f":"+'Sheet5(p_5)'!$F22*'Sheet2(F_12)'!$I22","v":0}]
[2027,{"$f":"VLOOKUP(A23,'Value of Defferal'!$I30:$P$58,'Value of Defferal'!$K$9)","v":7.0481828829178568},{"$f":"IF(+Title_RESULTS!$H$9<='Sheet4(F_22)'!$A23,(+Title_RESULTS!$H$16*((1+Title_RESULTS!$H$18/100)^('Sheet4(F_22)'!$A23-Title_RESULTS!$H$7))*Title_RESULTS!$C$8*Partcipation!$C$26/1000),0)","v":5.6798033431754673},{"$f":"(+B23+C23)*+Partcipation!$H23","v":12.727986226093325},{"$f":"VLOOKUP(A23,'Value of Defferal'!$I30:$P$58,'Value of Defferal'!$K$13)","v":15.210732131582944},{"$f":"IF(+'Value of Defferal'!P30=0,0,Title_RESULTS!$H$17*Title_RESULTS!$C$7*Partcipation!$C$26*(1+Title_RESULTS!$H$18/100)^('Sheet4(F_22)'!A23-Title_RESULTS!$H$7))/1000","v":21.190398975192519},{"$f":"(+E23+F23)*Partcipation!$H23","v":36.401131106775466},{"$f":"+'Sheet5(p_5)'!$F23*'Sheet2(F_12)'!$I23","v":0}]
[2028,{"$f":"VLOOKUP(A24,'Value of Defferal'!$I31:$P$58,'Value of Defferal'!$K$9)","v":7.2173392721078855},{"$f":"IF(+Title_RESULTS!$H$9<='Sheet4(F_22)'!$A24,(+Title_RESULTS!$H$16*((1+Title_RESULTS!$H$18/100)^('Sheet4(F_22)'!$A24-Title_RESULTS!$H$7))*Title_RESULTS!$C$8*Partcipation!$C$26/1000),0)","v":5.8161186234116782},{"$f":"(+B24+C24)*+Partcipation!$H24","v":13.033457895519565},{"$f":"VLOOKUP(A24,'Value of Defferal'!$I31:$P$58,'Value of Defferal'!$K$13)","v":15.575789702740934},{"$f":"IF(+'Value of Defferal'!P31=0,0,Title_RESULTS!$H$17*Title_RESULTS!$C$7*Partcipation!$C$26*(1+Title_RESULTS!$H$18/100)^('Sheet4(F_22)'!A24-Title_RESULTS!$H$7))/1000","v":21.698968550597137},{"$f":"(+E24+F24)*Partcipation!$H24","v":37.274758253338071},{"$f":"+'Sheet5(p_5)'!$F24*'Sheet2(F_12)'!$I24","v":0}]
[2029,{"$f":"VLOOKUP(A25,'Value of Defferal'!$I32:$P$58,'Value of Defferal'!$K$9)","v":7.3905554146384747},{"$f":"IF(+Title_RESULTS!$H$9<='Sheet4(F_22)'!$A25,(+Title_RESULTS!$H$16*((1+Title_RESULTS!$H$18/100)^('Sheet4(F_22)'!$A25-Title_RESULTS!$H$7))*Title_RESULTS!$C$8*Partcipation!$C$26/1000),0)","v":5.9557054703735588},{"$f":"(+B25+C25)*+Partcipation!$H25","v":13.346260885012033},{"$f":"VLOOKUP(A25,'Value of Defferal'!$I32:$P$58,'Value of Defferal'!$K$13)","v":15.949608655606719},{"$f":"IF(+'Value of Defferal'!P32=0,0,Title_RESULTS!$H$17*Title_RESULTS!$C$7*Partcipation!$C$26*(1+Title_RESULTS!$H$18/100)^('Sheet4(F_22)'!A25-Title_RESULTS!$H$7))/1000","v":22.219743795811464},{"$f":"(+E25+F25)*Partcipation!$H25","v":38.169352451418185},{"$f":"+'Sheet5(p_5)'!$F25*'Sheet2(F_12)'!$I25","v":0}]
[2030,{"$f":"VLOOKUP(A26,'Value of Defferal'!$I33:$P$58,'Value of Defferal'!$K$9)","v":7.5679287445897989},{"$f":"IF(+Title_RESULTS!$H$9<='Sheet4(F_22)'!$A26,(+Title_RESULTS!$H$16*((1+Title_RESULTS!$H$18/100)^('Sheet4(F_22)'!$A26-Title_RESULTS!$H$7))*Title_RESULTS!$C$8*Partcipation!$C$26/1000),0)","v":6.0986424016625254},{"$f":"(+B26+C26)*+Partcipation!$H26","v":13.666571146252323},{"$f":"VLOOKUP(A26,'Value of Defferal'!$I33:$P$58,'Value of Defferal'!$K$13)","v":16.33239926334128},{"$f":"IF(+'Value of Defferal'!P33=0,0,Title_RESULTS!$H$17*Title_RESULTS!$C$7*Partcipation!$C$26*(1+Title_RESULTS!$H$18/100)^('Sheet4(F_22)'!A26-Title_RESULTS!$H$7))/1000","v":22.753017646910944},{"$f":"(+E26+F26)*Partcipation!$H26","v":39.085416910252221},{"$f":"+'Sheet5(p_5)'!$F26*'Sheet2(F_12)'!$I26","v":0}]
[2031,{"$f":"VLOOKUP(A27,'Value of Defferal'!$I34:$P$58,'Value of Defferal'!$K$9)","v":7.7495590344599545},{"$f":"IF(+Title_RESULTS!$H$9<='Sheet4(F_22)'!$A27,(+Title_RESULTS!$H$16*((1+Title_RESULTS!$H$18/100)^('Sheet4(F_22)'!$A27-Title_RESULTS!$H$7))*Title_RESULTS!$C$8*Partcipation!$C$26/1000),0)","v":6.2450098193024255},{"$f":"(+B27+C27)*+Partcipation!$H27","v":13.994568853762381},{"$f":"VLOOKUP(A27,'Value of Defferal'!$I34:$P$58,'Value of Defferal'!$K$13)","v":16.724376845661475},{"$f":"IF(+'Value of Defferal'!P34=0,0,Title_RESULTS!$H$17*Title_RESULTS!$C$7*Partcipation!$C$26*(1+Title_RESULTS!$H$18/100)^('Sheet4(F_22)'!A27-Title_RESULTS!$H$7))/1000","v":23.299090070436808},{"$f":"(+E27+F27)*Partcipation!$H27","v":40.023466916098286},{"$f":"+'Sheet5(p_5)'!$F27*'Sheet2(F_12)'!$I27","v":0}]
[2032,{"$f":"VLOOKUP(A28,'Value of Defferal'!$I35:$P$58,'Value of Defferal'!$K$9)","v":7.9355484512869934},{"$f":"IF(+Title_RESULTS!$H$9<='Sheet4(F_22)'!$A28,(+Title_RESULTS!$H$16*((1+Title_RESULTS!$H$18/100)^('Sheet4(F_22)'!$A28-Title_RESULTS!$H$7))*Title_RESULTS!$C$8*Partcipation!$C$26/1000),0)","v":6.3948900549656837},{"$f":"(+B28+C28)*+Partcipation!$H28","v":14.330438506252676},{"$f":"VLOOKUP(A28,'Value of Defferal'!$I35:$P$58,'Value of Defferal'!$K$13)","v":17.125761889957346},{"$f":"IF(+'Value of Defferal'!P35=0,0,Title_RESULTS!$H$17*Title_RESULTS!$C$7*Partcipation!$C$26*(1+Title_RESULTS!$H$18/100)^('Sheet4(F_22)'!A28-Title_RESULTS!$H$7))/1000","v":23.858268232127287},{"$f":"(+E28+F28)*Partcipation!$H28","v":40.984030122084633},{"$f":"+'Sheet5(p_5)'!$F28*'Sheet2(F_12)'!$I28","v":0}]
[2033,{"$f":"VLOOKUP(A29,'Value of Defferal'!$I36:$P$58,'Value of Defferal'!$K$9)","v":8.1260016141178824},{"$f":"IF(+Title_RESULTS!$H$9<='Sheet4(F_22)'!$A29,(+Title_RESULTS!$H$16*((1+Title_RESULTS!$H$18/100)^('Sheet4(F_22)'!$A29-Title_RESULTS!$H$7))*Title_RESULTS!$C$8*Partcipation!$C$26/1000),0)","v":6.5483674162848597},{"$f":"(+B29+C29)*+Partcipation!$H29","v":14.674369030402742},{"$f":"VLOOKUP(A29,'Value of Defferal'!$I36:$P$58,'Value of Defferal'!$K$13)","v":17.536780175316323},{"$f":"IF(+'Value of Defferal'!P36=0,0,Title_RESULTS!$H$17*Title_RESULTS!$C$7*Partcipation!$C$26*(1+Title_RESULTS!$H$18/100)^('Sheet4(F_22)'!A29-Title_RESULTS!$H$7))/1000","v":24.430866669698343},{"$f":"(+E29+F29)*Partcipation!$H29","v":41.96764684501467},{"$f":"+'Sheet5(p_5)'!$F29*'Sheet2(F_12)'!$I29","v":0}]
[2034,{"$f":"VLOOKUP(A30,'Value of Defferal'!$I37:$P$58,'Value of Defferal'!$K$9)","v":8.3210256528567097},{"$f":"IF(+Title_RESULTS!$H$9<='Sheet4(F_22)'!$A30,(+Title_RESULTS!$H$16*((1+Title_RESULTS!$H$18/100)^('Sheet4(F_22)'!$A30-Title_RESULTS!$H$7))*Title_RESULTS!$C$8*Partcipation!$C$26/1000),0)","v":6.7055282342756968},{"$f":"(+B30+C30)*+Partcipation!$H30","v":15.026553887132406},{"$f":"VLOOKUP(A30,'Value of Defferal'!$I37:$P$58,'Value of Defferal'!$K$13)","v":17.957662899523914},{"$f":"IF(+'Value of Defferal'!P37=0,0,Title_RESULTS!$H$17*Title_RESULTS!$C$7*Partcipation!$C$26*(1+Title_RESULTS!$H$18/100)^('Sheet4(F_22)'!A30-Title_RESULTS!$H$7))/1000","v":25.017207469771105},{"$f":"(+E30+F30)*Partcipation!$H30","v":42.974870369295019},{"$f":"+'Sheet5(p_5)'!$F30*'Sheet2(F_12)'!$I30","v":0}]
[2035,{"$f":"VLOOKUP(A31,'Value of Defferal'!$I38:$P$58,'Value of Defferal'!$K$9)","v":8.5207302685252717},{"$f":"IF(+Title_RESULTS!$H$9<='Sheet4(F_22)'!$A31,(+Title_RESULTS!$H$16*((1+Title_RESULTS!$H$18/100)^('Sheet4(F_22)'!$A31-Title_RESULTS!$H$7))*Title_RESULTS!$C$8*Partcipation!$C$26/1000),0)","v":6.8664609118983124},{"$f":"(+B31+C31)*+Partcipation!$H31","v":15.387191180423585},{"$f":"VLOOKUP(A31,'Value of Defferal'!$I38:$P$58,'Value of Defferal'!$K$13)","v":18.38864680911249},{"$f":"IF(+'Value of Defferal'!P38=0,0,Title_RESULTS!$H$17*Title_RESULTS!$C$7*Partcipation!$C$26*(1+Title_RESULTS!$H$18/100)^('Sheet4(F_22)'!A31-Title_RESULTS!$H$7))/1000","v":25.61762044904561},{"$f":"(+E31+F31)*Partcipation!$H31","v":44.006267258158104},{"$f":"+'Sheet5(p_5)'!$F31*'Sheet2(F_12)'!$I31","v":0}]
[2036,{"$f":"VLOOKUP(A32,'Value of Defferal'!$I39:$P$58,'Value of Defferal'!$K$9)","v":8.7252277949698787},{"$f":"IF(+Title_RESULTS!$H$9<='Sheet4(F_22)'!$A32,(+Title_RESULTS!$H$16*((1+Title_RESULTS!$H$18/100)^('Sheet4(F_22)'!$A32-Title_RESULTS!$H$7))*Title_RESULTS!$C$8*Partcipation!$C$26/1000),0)","v":7.031255973783872},{"$f":"(+B32+C32)*+Partcipation!$H32","v":15.75648376875375},{"$f":"VLOOKUP(A32,'Value of Defferal'!$I39:$P$58,'Value of Defferal'!$K$13)","v":18.82997433253119},{"$f":"IF(+'Value of Defferal'!P39=0,0,Title_RESULTS!$H$17*Title_RESULTS!$C$7*Partcipation!$C$26*(1+Title_RESULTS!$H$18/100)^('Sheet4(F_22)'!A32-Title_RESULTS!$H$7))/1000","v":26.232443339822701},{"$f":"(+E32+F32)*Partcipation!$H32","v":45.062417672353888},{"$f":"+'Sheet5(p_5)'!$F32*'Sheet2(F_12)'!$I32","v":0}]
[2037,{"$f":"VLOOKUP(A33,'Value of Defferal'!$I40:$P$58,'Value of Defferal'!$K$9)","v":8.9346332620491555},{"$f":"IF(+Title_RESULTS!$H$9<='Sheet4(F_22)'!$A33,(+Title_RESULTS!$H$16*((1+Title_RESULTS!$H$18/100)^('Sheet4(F_22)'!$A33-Title_RESULTS!$H$7))*Title_RESULTS!$C$8*Partcipation!$C$26/1000),0)","v":7.2000061171546852},{"$f":"(+B33+C33)*+Partcipation!$H33","v":16.13463937920384},{"$f":"VLOOKUP(A33,'Value of Defferal'!$I40:$P$58,'Value of Defferal'!$K$13)","v":19.281893716511942},{"$f":"IF(+'Value of Defferal'!P40=0,0,Title_RESULTS!$H$17*Title_RESULTS!$C$7*Partcipation!$C$26*(1+Title_RESULTS!$H$18/100)^('Sheet4(F_22)'!A33-Title_RESULTS!$H$7))/1000","v":26.862021979978447},{"$f":"(+E33+F33)*Partcipation!$H33","v":46.143915696490389},{"$f":"+'Sheet5(p_5)'!$F33*'Sheet2(F_12)'!$I33","v":0}]
[2038,{"$f":"VLOOKUP(A34,'Value of Defferal'!$I41:$P$58,'Value of Defferal'!$K$9)","v":9.1490644603383355},{"$f":"IF(+Title_RESULTS!$H$9<='Sheet4(F_22)'!$A34,(+Title_RESULTS!$H$16*((1+Title_RESULTS!$H$18/100)^('Sheet4(F_22)'!$A34-Title_RESULTS!$H$7))*Title_RESULTS!$C$8*Partcipation!$C$26/1000),0)","v":7.372806263966396},{"$f":"(+B34+C34)*+Partcipation!$H34","v":16.521870724304733},{"$f":"VLOOKUP(A34,'Value of Defferal'!$I41:$P$58,'Value of Defferal'!$K$13)","v":19.744659165708228},{"$f":"IF(+'Value of Defferal'!P41=0,0,Title_RESULTS!$H$17*Title_RESULTS!$C$7*Partcipation!$C$26*(1+Title_RESULTS!$H$18/100)^('Sheet4(F_22)'!A34-Title_RESULTS!$H$7))/1000","v":27.506710507497925},{"$f":"(+E34+F34)*Partcipation!$H34","v":47.251369673206156},{"$f":"+'Sheet5(p_5)'!$F34*'Sheet2(F_12)'!$I34","v":0}]
[2039,{"$f":"VLOOKUP(A35,'Value of Defferal'!$I42:$P$58,'Value of Defferal'!$K$9)","v":9.3686420073864554},{"$f":"IF(+Title_RESULTS!$H$9<='Sheet4(F_22)'!$A35,(+Title_RESULTS!$H$16*((1+Title_RESULTS!$H$18/100)^('Sheet4(F_22)'!$A35-Title_RESULTS!$H$7))*Title_RESULTS!$C$8*Partcipation!$C$26/1000),0)","v":7.5497536143015926},{"$f":"(+B35+C35)*+Partcipation!$H35","v":16.918395621688049},{"$f":"VLOOKUP(A35,'Value of Defferal'!$I42:$P$58,'Value of Defferal'!$K$13)","v":20.218530985685224},{"$f":"IF(+'Value of Defferal'!P42=0,0,Title_RESULTS!$H$17*Title_RESULTS!$C$7*Partcipation!$C$26*(1+Title_RESULTS!$H$18/100)^('Sheet4(F_22)'!A35-Title_RESULTS!$H$7))/1000","v":28.166871559677883},{"$f":"(+E35+F35)*Partcipation!$H35","v":48.385402545363107},{"$f":"+'Sheet5(p_5)'!$F35*'Sheet2(F_12)'!$I35","v":0}]
[2040,{"$f":"VLOOKUP(A36,'Value of Defferal'!$I43:$P$58,'Value of Defferal'!$K$9)","v":9.5934894155637309},{"$f":"IF(+Title_RESULTS!$H$9<='Sheet4(F_22)'!$A36,(+Title_RESULTS!$H$16*((1+Title_RESULTS!$H$18/100)^('Sheet4(F_22)'!$A36-Title_RESULTS!$H$7))*Title_RESULTS!$C$8*Partcipation!$C$26/1000),0)","v":7.730947701044828},{"$f":"(+B36+C36)*+Partcipation!$H36","v":17.324437116608557},{"$f":"VLOOKUP(A36,'Value of Defferal'!$I43:$P$58,'Value of Defferal'!$K$13)","v":20.703775729341668},{"$f":"IF(+'Value of Defferal'!P43=0,0,Title_RESULTS!$H$17*Title_RESULTS!$C$7*Partcipation!$C$26*(1+Title_RESULTS!$H$18/100)^('Sheet4(F_22)'!A36-Title_RESULTS!$H$7))/1000","v":28.842876477110149},{"$f":"(+E36+F36)*Partcipation!$H36","v":49.546652206451817},{"$f":"+'Sheet5(p_5)'!$F36*'Sheet2(F_12)'!$I36","v":0}]
[2041,{"$f":"VLOOKUP(A37,'Value of Defferal'!$I44:$P$58,'Value of Defferal'!$K$9)","v":9.8237331615372607},{"$f":"IF(+Title_RESULTS!$H$9<='Sheet4(F_22)'!$A37,(+Title_RESULTS!$H$16*((1+Title_RESULTS!$H$18/100)^('Sheet4(F_22)'!$A37-Title_RESULTS!$H$7))*Title_RESULTS!$C$8*Partcipation!$C$26/1000),0)","v":7.9164904458699068},{"$f":"(+B37+C37)*+Partcipation!$H37","v":17.740223607407167},{"$f":"VLOOKUP(A37,'Value of Defferal'!$I44:$P$58,'Value of Defferal'!$K$13)","v":21.200666346845871},{"$f":"IF(+'Value of Defferal'!P44=0,0,Title_RESULTS!$H$17*Title_RESULTS!$C$7*Partcipation!$C$26*(1+Title_RESULTS!$H$18/100)^('Sheet4(F_22)'!A37-Title_RESULTS!$H$7))/1000","v":29.535105512560797},{"$f":"(+E37+F37)*Partcipation!$H37","v":50.735771859406668},{"$f":"+'Sheet5(p_5)'!$F37*'Sheet2(F_12)'!$I37","v":0}]
[2042,{"$f":"VLOOKUP(A38,'Value of Defferal'!$I45:$P$58,'Value of Defferal'!$K$9)","v":10.059502757414156},{"$f":"IF(+Title_RESULTS!$H$9<='Sheet4(F_22)'!$A38,(+Title_RESULTS!$H$16*((1+Title_RESULTS!$H$18/100)^('Sheet4(F_22)'!$A38-Title_RESULTS!$H$7))*Title_RESULTS!$C$8*Partcipation!$C$26/1000),0)","v":8.1064862165707812},{"$f":"(+B38+C38)*+Partcipation!$H38","v":18.165988973984938},{"$f":"VLOOKUP(A38,'Value of Defferal'!$I45:$P$58,'Value of Defferal'!$K$13)","v":21.709482339170172},{"$f":"IF(+'Value of Defferal'!P45=0,0,Title_RESULTS!$H$17*Title_RESULTS!$C$7*Partcipation!$C$26*(1+Title_RESULTS!$H$18/100)^('Sheet4(F_22)'!A38-Title_RESULTS!$H$7))/1000","v":30.24394804486225},{"$f":"(+E38+F38)*Partcipation!$H38","v":51.953430384032423},{"$f":"+'Sheet5(p_5)'!$F38*'Sheet2(F_12)'!$I38","v":0}]
[2043,{"$f":"VLOOKUP(A39,'Value of Defferal'!$I46:$P$58,'Value of Defferal'!$K$9)","v":10.300930823592097},{"$f":"IF(+Title_RESULTS!$H$9<='Sheet4(F_22)'!$A39,(+Title_RESULTS!$H$16*((1+Title_RESULTS!$H$18/100)^('Sheet4(F_22)'!$A39-Title_RESULTS!$H$7))*Title_RESULTS!$C$8*Partcipation!$C$26/1000),0)","v":8.3010418857684822},{"$f":"(+B39+C39)*+Partcipation!$H39","v":18.601972709360581},{"$f":"VLOOKUP(A39,'Value of Defferal'!$I46:$P$58,'Value of Defferal'!$K$13)","v":22.230509915310257},{"$f":"IF(+'Value of Defferal'!P46=0,0,Title_RESULTS!$H$17*Title_RESULTS!$C$7*Partcipation!$C$26*(1+Title_RESULTS!$H$18/100)^('Sheet4(F_22)'!A39-Title_RESULTS!$H$7))/1000","v":30.969802797938947},{"$f":"(+E39+F39)*Partcipation!$H39","v":53.200312713249204},{"$f":"+'Sheet5(p_5)'!$F39*'Sheet2(F_12)'!$I39","v":0}]
[2044,{"$f":"VLOOKUP(A40,'Value of Defferal'!$I47:$P$58,'Value of Defferal'!$K$9)","v":10.548153163358307},{"$f":"IF(+Title_RESULTS!$H$9<='Sheet4(F_22)'!$A40,(+Title_RESULTS!$H$16*((1+Title_RESULTS!$H$18/100)^('Sheet4(F_22)'!$A40-Title_RESULTS!$H$7))*Title_RESULTS!$C$8*Partcipation!$C$26/1000),0)","v":8.5002668910269232},{"$f":"(+B40+C40)*+Partcipation!$H40","v":19.048420054385232},{"$f":"VLOOKUP(A40,'Value of Defferal'!$I47:$P$58,'Value of Defferal'!$K$13)","v":22.764042153277707},{"$f":"IF(+'Value of Defferal'!P47=0,0,Title_RESULTS!$H$17*Title_RESULTS!$C$7*Partcipation!$C$26*(1+Title_RESULTS!$H$18/100)^('Sheet4(F_22)'!A40-Title_RESULTS!$H$7))/1000","v":31.713078065089476},{"$f":"(+E40+F40)*Partcipation!$H40","v":54.477120218367183},{"$f":"+'Sheet5(p_5)'!$F40*'Sheet2(F_12)'!$I40","v":0}]
[]
[" NOMINAL",{"$f":"SUM(B16:B41)","v":195.33269517879802},157.40954988510637,352.74224506390453,421.54883780127187,587.26877728587351,1008.8176150871453,0]
[]
[" NPV:",{"$f":"NPV(Title_RESULTS!$C$37,'Sheet4(F_22)'!B17:B41)+'Sheet4(F_22)'!B16","v":85.93458034989483},{"$f":"NPV(Title_RESULTS!$C$37,'Sheet4(F_22)'!C17:C41)+'Sheet4(F_22)'!C16","v":69.250688421928345},{"$f":"NPV(Title_RESULTS!$C$37,'Sheet4(F_22)'!D17:D41)+'Sheet4(F_22)'!D16","v":155.18526877182319},{"$f":"NPV(Title_RESULTS!$C$37,'Sheet4(F_22)'!E17:E41)+'Sheet4(F_22)'!E16","v":185.45601103941661},{"$f":"NPV(Title_RESULTS!$C$37,'Sheet4(F_22)'!F17:F41)+'Sheet4(F_22)'!F16","v":258.36276862131365},{"$f":"NPV(Title_RESULTS!$C$37,'Sheet4(F_22)'!G17:G41)+'Sheet4(F_22)'!G16","v":443.81877966073029},{"$f":"NPV(Title_RESULTS!$C$37,'Sheet4(F_22)'!H17:H41)+'Sheet4(F_22)'!H16","v":0}]
[]
["* SUPPLEMENTAL INFORMATION NOT SPECIFIED IN WORKBOOK"]

{"sheet":"Sheet6(p_6)","index":16,"n_rows":46,"n_cols":18,"rows_kept":46,"cut":false,"hidden":false,"merged":[]}
[null,null,"  * WORKSHEET: UTILITY COSTS AND PARTICIPANT COSTS AND REV LOSS/GAIN",null,null,null,null,null,null,null,null,null,null,null,null,"WORKSHEET FOR FORM CE 2.2"]
[null,null,"       PROGRAM:",null,{"$f":"+Input!C3","v":"Storage with other DSM (EE and DR)"},null,null,null,null,null,null,null,null,null,null,"Page 2 of 2"]
[null,null,null,null,null,null,null,null,null,null,null,null,null,null,null,{"$f":"+Title_RESULTS!I4","v":"2019-05-14T07:55:54.360"}]
[]
[]
[]
["(1)","(2)","(3)","(4)","(5)","(6)","(7)","(8)","(9)","(10)","(11)","(12)","(13)","(14)","(15)","(16)","(17)","(18)"]
[]
[null," <-----  UTILITY PROGRAM COSTS & REBATES  ------->",null,null,null,null,null,"       <------------------  PARTICIPATING CUSTOMER COSTS & BENEFITS  ---------------------->"]
[]
[null,null,null,"TOTAL",null,null,"TOTAL","PARTIC.","PARTIC.","TOTAL","REDUCT.","RED.","RED.","EFFECT.","INC.","INC.","INC.","EFFECT."]
[null,"UTIL","UTIL","UTIL","UTIL","UTIL","REBATE/","CUST","CUST","COSTS","IN","REV.","REV.","REV.","IN","REV.","REV.","REVENUE"]
[null,"NONREC.","RECUR","PGM","NONREC.","RECUR.","INCENT.","EQUIP","O & M","PARTIC.","CUST.","- FUEL","NONFUEL ","REDUCT.","CUST.","- FUEL","NONFUEL ","INC."]
[null,"COSTS","COSTS ","COSTS","REBATES","REBATES","COSTS","COSTS","COSTS","CUST","KWH","PORTION","PORTION","TO CUST","KWH","PORTION","PORTION","IN BILL"]
["YEAR","$(000)","$(000)","$(000)","$(000)","$(000)","$(000)","$(000)","$(000)","$(000)","(000)","$(000)","$(000)","$(000)","(000)","$(000)",null,"$(000)"]
[{"$f":"+Title_RESULTS!H7","v":2020},{"$f":"IF(+'Sheet9(F_25)'!$A16>=Title_RESULTS!$H$8,0,((Partcipation!$B16-Partcipation!$B15)*(Title_RESULTS!$C$26*((1+Title_RESULTS!$C$28/100)^('Sheet9(F_25)'!$A16-Title_RESULTS!$H$7)))/1000))","v":0},{"$f":"(Partcipation!$C15+(Partcipation!$C16-Partcipation!$C15)/2)*(Title_RESULTS!$C$27*((1+Title_RESULTS!$C$28/100)^('Sheet9(F_25)'!$A16-Title_RESULTS!$H$7)))/1000","v":0},{"$f":"SUM(B16:C16)","v":0},{"$f":"IF(+'Sheet9(F_25)'!$A16>=Title_RESULTS!$H$8,0,((Partcipation!$B16-Partcipation!$B15)*(Title_RESULTS!$C$39*((1+Title_RESULTS!$C$41/100)^('Sheet9(F_25)'!$A16-Title_RESULTS!$H$7)))/1000))","v":0},{"$f":"(Partcipation!$C15+(Partcipation!$C16-Partcipation!$C15)/2)*(Title_RESULTS!$C$40*((1+Title_RESULTS!$C$41/100)^('Sheet9(F_25)'!$A16-Title_RESULTS!$H$7)))/1000","v":0},{"$f":"SUM(E16:F16)","v":0},{"$f":"IF(Partcipation!$B17<Partcipation!$B16,0,IF(Partcipation!$B16=0,0,(Partcipation!$B16-Partcipation!$B15)*(+Title_RESULTS!$C$29*(1+Title_RESULTS!$C$30/100)^(+'Sheet8(F_24)'!$A16-Title_RESULTS!$H$7))/1000))","v":25500},{"$f":"IF(+Title_RESULTS!$C$31<0,0,(+Partcipation!$B15+(Partcipation!$B16-Partcipation!$B15)/2)*(+Title_RESULTS!$C$31*(1+Title_RESULTS!$C$32/100)^(+'Sheet6(p_6)'!$A16-Title_RESULTS!$H$7))/1000)","v":0},{"$f":"SUM(H16:I16)","v":25500},{"$f":"(+Partcipation!$B15+(Partcipation!$B16-Partcipation!$B15)/2)*(+Title_RESULTS!$C$14)/1000","v":0},{"$f":"($K16)*Partcipation!$E73*Title_RESULTS!$C$12/100","v":0},{"$f":"((+$K16*(Title_RESULTS!$H$30/100)*((1+Title_RESULTS!$H$31/100)^('Sheet9(F_25)'!$A16-Title_RESULTS!$H$7)))+((Title_RESULTS!$H$32*Title_RESULTS!$H$35*12*Title_RESULTS!$C$7/1000)*(Partcipation!$B15+(Partcipation!$B16-Partcipation!$B15)/2))*((1+Title_RESULTS!$H$33/100)^('Sheet9(F_25)'!$A16-Title_RESULTS!$H$7)))","v":0},{"$f":"'Sheet2(F_12)'!$I16*('Sheet6(p_6)'!$L16+'Sheet6(p_6)'!$M16)","v":0},{"$f":"(Partcipation!$B15+(Partcipation!$B16-Partcipation!$B15)/2)*(Title_RESULTS!$C$13)/1000","v":0},{"$f":"($O16)*'Sheet2(F_12)'!$D16*Title_RESULTS!$C$12/100","v":0},{"$f":"+$O16*((Title_RESULTS!$H$30/100)*((1+Title_RESULTS!$H$31/100)^('Sheet9(F_25)'!$A16-Title_RESULTS!$H$7)))","v":0},{"$f":"+Partcipation!$I16*('Sheet6(p_6)'!$P16-'Sheet6(p_6)'!$Q16)","v":0}]
[{"$f":"+A16+1","v":2021},{"$f":"IF(+'Sheet9(F_25)'!$A17>=Title_RESULTS!$H$8,0,((Partcipation!$B17-Partcipation!$B16)*(Title_RESULTS!$C$26*((1+Title_RESULTS!$C$28/100)^('Sheet9(F_25)'!$A17-Title_RESULTS!$H$7)))/1000))","v":0},{"$f":"(Partcipation!$C16+(Partcipation!$C17-Partcipation!$C16)/2)*(Title_RESULTS!$C$27*((1+Title_RESULTS!$C$28/100)^('Sheet9(F_25)'!$A17-Title_RESULTS!$H$7)))/1000","v":0},{"$f":"SUM(B17:C17)","v":0},{"$f":"IF(+'Sheet9(F_25)'!$A17>=Title_RESULTS!$H$8,0,((Partcipation!$B17-Partcipation!$B16)*(Title_RESULTS!$C$39*((1+Title_RESULTS!$C$41/100)^('Sheet9(F_25)'!$A17-Title_RESULTS!$H$7)))/1000))","v":0},{"$f":"(Partcipation!$C16+(Partcipation!$C17-Partcipation!$C16)/2)*(Title_RESULTS!$C$40*((1+Title_RESULTS!$C$41/100)^('Sheet9(F_25)'!$A17-Title_RESULTS!$H$7)))/1000","v":0},{"$f":"SUM(E17:F17)","v":0},{"$f":"IF(Partcipation!$B18<Partcipation!$B17,0,IF(Partcipation!$B17=0,0,(Partcipation!$B17-Partcipation!$B16)*(+Title_RESULTS!$C$29*(1+Title_RESULTS!$C$30/100)^(+'Sheet8(F_24)'!$A17-Title_RESULTS!$H$7))/1000))","v":26086.499999999996},{"$f":"IF(+Title_RESULTS!$C$31<0,0,(+Partcipation!$B16+(Partcipation!$B17-Partcipation!$B16)/2)*(+Title_RESULTS!$C$31*(1+Title_RESULTS!$C$32/100)^(+'Sheet6(p_6)'!$A17-Title_RESULTS!$H$7))/1000)","v":0},{"$f":"SUM(H17:I17)","v":26086.499999999996},{"$f":"(+Partcipation!$B16+(Partcipation!$B17-Partcipation!$B16)/2)*(+Title_RESULTS!$C$14)/1000","v":0},{"$f":"($K17)*Partcipation!$E74*Title_RESULTS!$C$12/100","v":0},{"$f":"((+$K17*(Title_RESULTS!$H$30/100)*((1+Title_RESULTS!$H$31/100)^('Sheet9(F_25)'!$A17-Title_RESULTS!$H$7)))+((Title_RESULTS!$H$32*Title_RESULTS!$H$35*12*Title_RESULTS!$C$7/1000)*(Partcipation!$B16+(Partcipation!$B17-Partcipation!$B16)/2))*((1+Title_RESULTS!$H$33/100)^('Sheet9(F_25)'!$A17-Title_RESULTS!$H$7)))","v":0},{"$f":"'Sheet2(F_12)'!$I17*('Sheet6(p_6)'!$L17+'Sheet6(p_6)'!$M17)","v":0},{"$f":"(Partcipation!$B16+(Partcipation!$B17-Partcipation!$B16)/2)*(Title_RESULTS!$C$13)/1000","v":0},{"$f":"($O17)*'Sheet2(F_12)'!$D17*Title_RESULTS!$C$12/100","v":0},{"$f":"+$O17*((Title_RESULTS!$H$30/100)*((1+Title_RESULTS!$H$31/100)^('Sheet9(F_25)'!$A17-Title_RESULTS!$H$7)))","v":0},{"$f":"+Partcipation!$I17*('Sheet6(p_6)'!$P17-'Sheet6(p_6)'!$Q17)","v":0}]
[{"$f":"+A17+1","v":2022},{"$f":"IF(+'Sheet9(F_25)'!$A18>=Title_RESULTS!$H$8,0,((Partcipation!$B18-Partcipation!$B17)*(Title_RESULTS!$C$26*((1+Title_RESULTS!$C$28/100)^('Sheet9(F_25)'!$A18-Title_RESULTS!$H$7)))/1000))","v":0},{"$f":"(Partcipation!$C17+(Partcipation!$C18-Partcipation!$C17)/2)*(Title_RESULTS!$C$27*((1+Title_RESULTS!$C$28/100)^('Sheet9(F_25)'!$A18-Title_RESULTS!$H$7)))/1000","v":0},{"$f":"SUM(B18:C18)","v":0},{"$f":"IF(+'Sheet9(F_25)'!$A18>=Title_RESULTS!$H$8,0,((Partcipation!$B18-Partcipation!$B17)*(Title_RESULTS!$C$39*((1+Title_RESULTS!$C$41/100)^('Sheet9(F_25)'!$A18-Title_RESULTS!$H$7)))/1000))","v":0},{"$f":"(Partcipation!$C17+(Partcipation!$C18-Partcipation!$C17)/2)*(Title_RESULTS!$C$40*((1+Title_RESULTS!$C$41/100)^('Sheet9(F_25)'!$A18-Title_RESULTS!$H$7)))/1000","v":0},{"$f":"SUM(E18:F18)","v":0},{"$f":"IF(Partcipation!$B19<Partcipation!$B18,0,IF(Partcipation!$B18=0,0,(Partcipation!$B18-Partcipation!$B17)*(+Title_RESULTS!$C$29*(1+Title_RESULTS!$C$30/100)^(+'Sheet8(F_24)'!$A18-Title_RESULTS!$H$7))/1000))","v":26686.489499999996},{"$f":"IF(+Title_RESULTS!$C$31<0,0,(+Partcipation!$B17+(Partcipation!$B18-Partcipation!$B17)/2)*(+Title_RESULTS!$C$31*(1+Title_RESULTS!$C$32/100)^(+'Sheet6(p_6)'!$A18-Title_RESULTS!$H$7))/1000)","v":0},{"$f":"SUM(H18:I18)","v":26686.489499999996},{"$f":"(+Partcipation!$B17+(Partcipation!$B18-Partcipation!$B17)/2)*(+Title_RESULTS!$C$14)/1000","v":0},{"$f":"($K18)*Partcipation!$E75*Title_RESULTS!$C$12/100","v":0},{"$f":"((+$K18*(Title_RESULTS!$H$30/100)*((1+Title_RESULTS!$H$31/100)^('Sheet9(F_25)'!$A18-Title_RESULTS!$H$7)))+((Title_RESULTS!$H$32*Title_RESULTS!$H$35*12*Title_RESULTS!$C$7/1000)*(Partcipation!$B17+(Partcipation!$B18-Partcipation!$B17)/2))*((1+Title_RESULTS!$H$33/100)^('Sheet9(F_25)'!$A18-Title_RESULTS!$H$7)))","v":0},{"$f":"'Sheet2(F_12)'!$I18*('Sheet6(p_6)'!$L18+'Sheet6(p_6)'!$M18)","v":0},{"$f":"(Partcipation!$B17+(Partcipation!$B18-Partcipation!$B17)/2)*(Title_RESULTS!$C$13)/1000","v":0},{"$f":"($O18)*'Sheet2(F_12)'!$D18*Title_RESULTS!$C$12/100","v":0},{"$f":"+$O18*((Title_RESULTS!$H$30/100)*((1+Title_RESULTS!$H$31/100)^('Sheet9(F_25)'!$A18-Title_RESULTS!$H$7)))","v":0},{"$f":"+Partcipation!$I18*('Sheet6(p_6)'!$P18-'Sheet6(p_6)'!$Q18)","v":0}]
[{"$f":"+A18+1","v":2023},{"$f":"IF(+'Sheet9(F_25)'!$A19>=Title_RESULTS!$H$8,0,((Partcipation!$B19-Partcipation!$B18)*(Title_RESULTS!$C$26*((1+Title_RESULTS!$C$28/100)^('Sheet9(F_25)'!$A19-Title_RESULTS!$H$7)))/1000))","v":0},{"$f":"(Partcipation!$C18+(Partcipation!$C19-Partcipation!$C18)/2)*(Title_RESULTS!$C$27*((1+Title_RESULTS!$C$28/100)^('Sheet9(F_25)'!$A19-Title_RESULTS!$H$7)))/1000","v":0},{"$f":"SUM(B19:C19)","v":0},{"$f":"IF(+'Sheet9(F_25)'!$A19>=Title_RESULTS!$H$8,0,((Partcipation!$B19-Partcipation!$B18)*(Title_RESULTS!$C$39*((1+Title_RESULTS!$C$41/100)^('Sheet9(F_25)'!$A19-Title_RESULTS!$H$7)))/1000))","v":0},{"$f":"(Partcipation!$C18+(Partcipation!$C19-Partcipation!$C18)/2)*(Title_RESULTS!$C$40*((1+Title_RESULTS!$C$41/100)^('Sheet9(F_25)'!$A19-Title_RESULTS!$H$7)))/1000","v":0},{"$f":"SUM(E19:F19)","v":0},{"$f":"IF(Partcipation!$B20<Partcipation!$B19,0,IF(Partcipation!$B19=0,0,(Partcipation!$B19-Partcipation!$B18)*(+Title_RESULTS!$C$29*(1+Title_RESULTS!$C$30/100)^(+'Sheet8(F_24)'!$A19-Title_RESULTS!$H$7))/1000))","v":0},{"$f":"IF(+Title_RESULTS!$C$31<0,0,(+Partcipation!$B18+(Partcipation!$B19-Partcipation!$B18)/2)*(+Title_RESULTS!$C$31*(1+Title_RESULTS!$C$32/100)^(+'Sheet6(p_6)'!$A19-Title_RESULTS!$H$7))/1000)","v":0},{"$f":"SUM(H19:I19)","v":0},{"$f":"(+Partcipation!$B18+(Partcipation!$B19-Partcipation!$B18)/2)*(+Title_RESULTS!$C$14)/1000","v":0},{"$f":"($K19)*Partcipation!$E76*Title_RESULTS!$C$12/100","v":0},{"$f":"((+$K19*(Title_RESULTS!$H$30/100)*((1+Title_RESULTS!$H$31/100)^('Sheet9(F_25)'!$A19-Title_RESULTS!$H$7)))+((Title_RESULTS!$H$32*Title_RESULTS!$H$35*12*Title_RESULTS!$C$7/1000)*(Partcipation!$B18+(Partcipation!$B19-Partcipation!$B18)/2))*((1+Title_RESULTS!$H$33/100)^('Sheet9(F_25)'!$A19-Title_RESULTS!$H$7)))","v":0},{"$f":"'Sheet2(F_12)'!$I19*('Sheet6(p_6)'!$L19+'Sheet6(p_6)'!$M19)","v":0},{"$f":"(Partcipation!$B18+(Partcipation!$B19-Partcipation!$B18)/2)*(Title_RESULTS!$C$13)/1000","v":0},{"$f":"($O19)*'Sheet2(F_12)'!$D19*Title_RESULTS!$C$12/100","v":0},{"$f":"+$O19*((Title_RESULTS!$H$30/100)*((1+Title_RESULTS!$H$31/100)^('Sheet9(F_25)'!$A19-Title_RESULTS!$H$7)))","v":0},{"$f":"+Partcipation!$I19*('Sheet6(p_6)'!$P19-'Sheet6(p_6)'!$Q19)","v":0}]
[2024,{"$f":"IF(+'Sheet9(F_25)'!$A20>=Title_RESULTS!$H$8,0,((Partcipation!$B20-Partcipation!$B19)*(Title_RESULTS!$C$26*((1+Title_RESULTS!$C$28/100)^('Sheet9(F_25)'!$A20-Title_RESULTS!$H$7)))/1000))","v":0},{"$f":"(Partcipation!$C19+(Partcipation!$C20-Partcipation!$C19)/2)*(Title_RESULTS!$C$27*((1+Title_RESULTS!$C$28/100)^('Sheet9(F_25)'!$A20-Title_RESULTS!$H$7)))/1000","v":0},0,{"$f":"IF(+'Sheet9(F_25)'!$A20>=Title_RESULTS!$H$8,0,((Partcipation!$B20-Partcipation!$B19)*(Title_RESULTS!$C$39*((1+Title_RESULTS!$C$41/100)^('Sheet9(F_25)'!$A20-Title_RESULTS!$H$7)))/1000))","v":0},{"$f":"(Partcipation!$C19+(Partcipation!$C20-Partcipation!$C19)/2)*(Title_RESULTS!$C$40*((1+Title_RESULTS!$C$41/100)^('Sheet9(F_25)'!$A20-Title_RESULTS!$H$7)))/1000","v":0},0,{"$f":"IF(Partcipation!$B21<Partcipation!$B20,0,IF(Partcipation!$B20=0,0,(Partcipation!$B20-Partcipation!$B19)*(+Title_RESULTS!$C$29*(1+Title_RESULTS!$C$30/100)^(+'Sheet8(F_24)'!$A20-Title_RESULTS!$H$7))/1000))","v":0},{"$f":"IF(+Title_RESULTS!$C$31<0,0,(+Partcipation!$B19+(Partcipation!$B20-Partcipation!$B19)/2)*(+Title_RESULTS!$C$31*(1+Title_RESULTS!$C$32/100)^(+'Sheet6(p_6)'!$A20-Title_RESULTS!$H$7))/1000)","v":0},0,{"$f":"(+Partcipation!$B19+(Partcipation!$B20-Partcipation!$B19)/2)*(+Title_RESULTS!$C$14)/1000","v":0},{"$f":"($K20)*Partcipation!$E77*Title_RESULTS!$C$12/100","v":0},{"$f":"((+$K20*(Title_RESULTS!$H$30/100)*((1+Title_RESULTS!$H$31/100)^('Sheet9(F_25)'!$A20-Title_RESULTS!$H$7)))+((Title_RESULTS!$H$32*Title_RESULTS!$H$35*12*Title_RESULTS!$C$7/1000)*(Partcipation!$B19+(Partcipation!$B20-Partcipation!$B19)/2))*((1+Title_RESULTS!$H$33/100)^('Sheet9(F_25)'!$A20-Title_RESULTS!$H$7)))","v":0},{"$f":"'Sheet2(F_12)'!$I20*('Sheet6(p_6)'!$L20+'Sheet6(p_6)'!$M20)","v":0},{"$f":"(Partcipation!$B19+(Partcipation!$B20-Partcipation!$B19)/2)*(Title_RESULTS!$C$13)/1000","v":0},{"$f":"($O20)*'Sheet2(F_12)'!$D20*Title_RESULTS!$C$12/100","v":0},{"$f":"+$O20*((Title_RESULTS!$H$30/100)*((1+Title_RESULTS!$H$31/100)^('Sheet9(F_25)'!$A20-Title_RESULTS!$H$7)))","v":0},{"$f":"+Partcipation!$I20*('Sheet6(p_6)'!$P20-'Sheet6(p_6)'!$Q20)","v":0}]
[2025,{"$f":"IF(+'Sheet9(F_25)'!$A21>=Title_RESULTS!$H$8,0,((Partcipation!$B21-Partcipation!$B20)*(Title_RESULTS!$C$26*((1+Title_RESULTS!$C$28/100)^('Sheet9(F_25)'!$A21-Title_RESULTS!$H$7)))/1000))","v":0},{"$f":"(Partcipation!$C20+(Partcipation!$C21-Partcipation!$C20)/2)*(Title_RESULTS!$C$27*((1+Title_RESULTS!$C$28/100)^('Sheet9(F_25)'!$A21-Title_RESULTS!$H$7)))/1000","v":0},0,{"$f":"IF(+'Sheet9(F_25)'!$A21>=Title_RESULTS!$H$8,0,((Partcipation!$B21-Partcipation!$B20)*(Title_RESULTS!$C$39*((1+Title_RESULTS!$C$41/100)^('Sheet9(F_25)'!$A21-Title_RESULTS!$H$7)))/1000))","v":0},{"$f":"(Partcipation!$C20+(Partcipation!$C21-Partcipation!$C20)/2)*(Title_RESULTS!$C$40*((1+Title_RESULTS!$C$41/100)^('Sheet9(F_25)'!$A21-Title_RESULTS!$H$7)))/1000","v":0},0,{"$f":"IF(Partcipation!$B22<Partcipation!$B21,0,IF(Partcipation!$B21=0,0,(Partcipation!$B21-Partcipation!$B20)*(+Title_RESULTS!$C$29*(1+Title_RESULTS!$C$30/100)^(+'Sheet8(F_24)'!$A21-Title_RESULTS!$H$7))/1000))","v":0},{"$f":"IF(+Title_RESULTS!$C$31<0,0,(+Partcipation!$B20+(Partcipation!$B21-Partcipation!$B20)/2)*(+Title_RESULTS!$C$31*(1+Title_RESULTS!$C$32/100)^(+'Sheet6(p_6)'!$A21-Title_RESULTS!$H$7))/1000)","v":0},0,{"$f":"(+Partcipation!$B20+(Partcipation!$B21-Partcipation!$B20)/2)*(+Title_RESULTS!$C$14)/1000","v":0},{"$f":"($K21)*Partcipation!$E78*Title_RESULTS!$C$12/100","v":0},{"$f":"((+$K21*(Title_RESULTS!$H$30/100)*((1+Title_RESULTS!$H$31/100)^('Sheet9(F_25)'!$A21-Title_RESULTS!$H$7)))+((Title_RESULTS!$H$32*Title_RESULTS!$H$35*12*Title_RESULTS!$C$7/1000)*(Partcipation!$B20+(Partcipation!$B21-Partcipation!$B20)/2))*((1+Title_RESULTS!$H$33/100)^('Sheet9(F_25)'!$A21-Title_RESULTS!$H$7)))","v":0},{"$f":"'Sheet2(F_12)'!$I21*('Sheet6(p_6)'!$L21+'Sheet6(p_6)'!$M21)","v":0},{"$f":"(Partcipation!$B20+(Partcipation!$B21-Partcipation!$B20)/2)*(Title_RESULTS!$C$13)/1000","v":0},{"$f":"($O21)*'Sheet2(F_12)'!$D21*Title_RESULTS!$C$12/100","v":0},{"$f":"+$O21*((Title_RESULTS!$H$30/100)*((1+Title_RESULTS!$H$31/100)^('Sheet9(F_25)'!$A21-Title_RESULTS!$H$7)))","v":0},{"$f":"+Partcipation!$I21*('Sheet6(p_6)'!$P21-'Sheet6(p_6)'!$Q21)","v":0}]
[2026,{"$f":"IF(+'Sheet9(F_25)'!$A22>=Title_RESULTS!$H$8,0,((Partcipation!$B22-Partcipation!$B21)*(Title_RESULTS!$C$26*((1+Title_RESULTS!$C$28/100)^('Sheet9(F_25)'!$A22-Title_RESULTS!$H$7)))/1000))","v":0},{"$f":"(Partcipation!$C21+(Partcipation!$C22-Partcipation!$C21)/2)*(Title_RESULTS!$C$27*((1+Title_RESULTS!$C$28/100)^('Sheet9(F_25)'!$A22-Title_RESULTS!$H$7)))/1000","v":0},0,{"$f":"IF(+'Sheet9(F_25)'!$A22>=Title_RESULTS!$H$8,0,((Partcipation!$B22-Partcipation!$B21)*(Title_RESULTS!$C$39*((1+Title_RESULTS!$C$41/100)^('Sheet9(F_25)'!$A22-Title_RESULTS!$H$7)))/1000))","v":0},{"$f":"(Partcipation!$C21+(Partcipation!$C22-Partcipation!$C21)/2)*(Title_RESULTS!$C$40*((1+Title_RESULTS!$C$41/100)^('Sheet9(F_25)'!$A22-Title_RESULTS!$H$7)))/1000","v":0},0,{"$f":"IF(Partcipation!$B23<Partcipation!$B22,0,IF(Partcipation!$B22=0,0,(Partcipation!$B22-Partcipation!$B21)*(+Title_RESULTS!$C$29*(1+Title_RESULTS!$C$30/100)^(+'Sheet8(F_24)'!$A22-Title_RESULTS!$H$7))/1000))","v":0},{"$f":"IF(+Title_RESULTS!$C$31<0,0,(+Partcipation!$B21+(Partcipation!$B22-Partcipation!$B21)/2)*(+Title_RESULTS!$C$31*(1+Title_RESULTS!$C$32/100)^(+'Sheet6(p_6)'!$A22-Title_RESULTS!$H$7))/1000)","v":0},0,{"$f":"(+Partcipation!$B21+(Partcipation!$B22-Partcipation!$B21)/2)*(+Title_RESULTS!$C$14)/1000","v":0},{"$f":"($K22)*Partcipation!$E79*Title_RESULTS!$C$12/100","v":0},{"$f":"((+$K22*(Title_RESULTS!$H$30/100)*((1+Title_RESULTS!$H$31/100)^('Sheet9(F_25)'!$A22-Title_RESULTS!$H$7)))+((Title_RESULTS!$H$32*Title_RESULTS!$H$35*12*Title_RESULTS!$C$7/1000)*(Partcipation!$B21+(Partcipation!$B22-Partcipation!$B21)/2))*((1+Title_RESULTS!$H$33/100)^('Sheet9(F_25)'!$A22-Title_RESULTS!$H$7)))","v":0},{"$f":"'Sheet2(F_12)'!$I22*('Sheet6(p_6)'!$L22+'Sheet6(p_6)'!$M22)","v":0},{"$f":"(Partcipation!$B21+(Partcipation!$B22-Partcipation!$B21)/2)*(Title_RESULTS!$C$13)/1000","v":0},{"$f":"($O22)*'Sheet2(F_12)'!$D22*Title_RESULTS!$C$12/100","v":0},{"$f":"+$O22*((Title_RESULTS!$H$30/100)*((1+Title_RESULTS!$H$31/100)^('Sheet9(F_25)'!$A22-Title_RESULTS!$H$7)))","v":0},{"$f":"+Partcipation!$I22*('Sheet6(p_6)'!$P22-'Sheet6(p_6)'!$Q22)","v":0}]
[2027,{"$f":"IF(+'Sheet9(F_25)'!$A23>=Title_RESULTS!$H$8,0,((Partcipation!$B23-Partcipation!$B22)*(Title_RESULTS!$C$26*((1+Title_RESULTS!$C$28/100)^('Sheet9(F_25)'!$A23-Title_RESULTS!$H$7)))/1000))","v":0},{"$f":"(Partcipation!$C22+(Partcipation!$C23-Partcipation!$C22)/2)*(Title_RESULTS!$C$27*((1+Title_RESULTS!$C$28/100)^('Sheet9(F_25)'!$A23-Title_RESULTS!$H$7)))/1000","v":0},0,{"$f":"IF(+'Sheet9(F_25)'!$A23>=Title_RESULTS!$H$8,0,((Partcipation!$B23-Partcipation!$B22)*(Title_RESULTS!$C$39*((1+Title_RESULTS!$C$41/100)^('Sheet9(F_25)'!$A23-Title_RESULTS!$H$7)))/1000))","v":0},{"$f":"(Partcipation!$C22+(Partcipation!$C23-Partcipation!$C22)/2)*(Title_RESULTS!$C$40*((1+Title_RESULTS!$C$41/100)^('Sheet9(F_25)'!$A23-Title_RESULTS!$H$7)))/1000","v":0},0,{"$f":"IF(Partcipation!$B24<Partcipation!$B23,0,IF(Partcipation!$B23=0,0,(Partcipation!$B23-Partcipation!$B22)*(+Title_RESULTS!$C$29*(1+Title_RESULTS!$C$30/100)^(+'Sheet8(F_24)'!$A23-Title_RESULTS!$H$7))/1000))","v":0},{"$f":"IF(+Title_RESULTS!$C$31<0,0,(+Partcipation!$B22+(Partcipation!$B23-Partcipation!$B22)/2)*(+Title_RESULTS!$C$31*(1+Title_RESULTS!$C$32/100)^(+'Sheet6(p_6)'!$A23-Title_RESULTS!$H$7))/1000)","v":0},0,{"$f":"(+Partcipation!$B22+(Partcipation!$B23-Partcipation!$B22)/2)*(+Title_RESULTS!$C$14)/1000","v":0},{"$f":"($K23)*Partcipation!$E80*Title_RESULTS!$C$12/100","v":0},{"$f":"((+$K23*(Title_RESULTS!$H$30/100)*((1+Title_RESULTS!$H$31/100)^('Sheet9(F_25)'!$A23-Title_RESULTS!$H$7)))+((Title_RESULTS!$H$32*Title_RESULTS!$H$35*12*Title_RESULTS!$C$7/1000)*(Partcipation!$B22+(Partcipation!$B23-Partcipation!$B22)/2))*((1+Title_RESULTS!$H$33/100)^('Sheet9(F_25)'!$A23-Title_RESULTS!$H$7)))","v":0},{"$f":"'Sheet2(F_12)'!$I23*('Sheet6(p_6)'!$L23+'Sheet6(p_6)'!$M23)","v":0},{"$f":"(Partcipation!$B22+(Partcipation!$B23-Partcipation!$B22)/2)*(Title_RESULTS!$C$13)/1000","v":0},{"$f":"($O23)*'Sheet2(F_12)'!$D23*Title_RESULTS!$C$12/100","v":0},{"$f":"+$O23*((Title_RESULTS!$H$30/100)*((1+Title_RESULTS!$H$31/100)^('Sheet9(F_25)'!$A23-Title_RESULTS!$H$7)))","v":0},{"$f":"+Partcipation!$I23*('Sheet6(p_6)'!$P23-'Sheet6(p_6)'!$Q23)","v":0}]
[2028,{"$f":"IF(+'Sheet9(F_25)'!$A24>=Title_RESULTS!$H$8,0,((Partcipation!$B24-Partcipation!$B23)*(Title_RESULTS!$C$26*((1+Title_RESULTS!$C$28/100)^('Sheet9(F_25)'!$A24-Title_RESULTS!$H$7)))/1000))","v":0},{"$f":"(Partcipation!$C23+(Partcipation!$C24-Partcipation!$C23)/2)*(Title_RESULTS!$C$27*((1+Title_RESULTS!$C$28/100)^('Sheet9(F_25)'!$A24-Title_RESULTS!$H$7)))/1000","v":0},0,{"$f":"IF(+'Sheet9(F_25)'!$A24>=Title_RESULTS!$H$8,0,((Partcipation!$B24-Partcipation!$B23)*(Title_RESULTS!$C$39*((1+Title_RESULTS!$C$41/100)^('Sheet9(F_25)'!$A24-Title_RESULTS!$H$7)))/1000))","v":0},{"$f":"(Partcipation!$C23+(Partcipation!$C24-Partcipation!$C23)/2)*(Title_RESULTS!$C$40*((1+Title_RESULTS!$C$41/100)^('Sheet9(F_25)'!$A24-Title_RESULTS!$H$7)))/1000","v":0},0,{"$f":"IF(Partcipation!$B25<Partcipation!$B24,0,IF(Partcipation!$B24=0,0,(Partcipation!$B24-Partcipation!$B23)*(+Title_RESULTS!$C$29*(1+Title_RESULTS!$C$30/100)^(+'Sheet8(F_24)'!$A24-Title_RESULTS!$H$7))/1000))","v":0},{"$f":"IF(+Title_RESULTS!$C$31<0,0,(+Partcipation!$B23+(Partcipation!$B24-Partcipation!$B23)/2)*(+Title_RESULTS!$C$31*(1+Title_RESULTS!$C$32/100)^(+'Sheet6(p_6)'!$A24-Title_RESULTS!$H$7))/1000)","v":0},0,{"$f":"(+Partcipation!$B23+(Partcipation!$B24-Partcipation!$B23)/2)*(+Title_RESULTS!$C$14)/1000","v":0},{"$f":"($K24)*Partcipation!$E81*Title_RESULTS!$C$12/100","v":0},{"$f":"((+$K24*(Title_RESULTS!$H$30/100)*((1+Title_RESULTS!$H$31/100)^('Sheet9(F_25)'!$A24-Title_RESULTS!$H$7)))+((Title_RESULTS!$H$32*Title_RESULTS!$H$35*12*Title_RESULTS!$C$7/1000)*(Partcipation!$B23+(Partcipation!$B24-Partcipation!$B23)/2))*((1+Title_RESULTS!$H$33/100)^('Sheet9(F_25)'!$A24-Title_RESULTS!$H$7)))","v":0},{"$f":"'Sheet2(F_12)'!$I24*('Sheet6(p_6)'!$L24+'Sheet6(p_6)'!$M24)","v":0},{"$f":"(Partcipation!$B23+(Partcipation!$B24-Partcipation!$B23)/2)*(Title_RESULTS!$C$13)/1000","v":0},{"$f":"($O24)*'Sheet2(F_12)'!$D24*Title_RESULTS!$C$12/100","v":0},{"$f":"+$O24*((Title_RESULTS!$H$30/100)*((1+Title_RESULTS!$H$31/100)^('Sheet9(F_25)'!$A24-Title_RESULTS!$H$7)))","v":0},{"$f":"+Partcipation!$I24*('Sheet6(p_6)'!$P24-'Sheet6(p_6)'!$Q24)","v":0}]
[2029,{"$f":"IF(+'Sheet9(F_25)'!$A25>=Title_RESULTS!$H$8,0,((Partcipation!$B25-Partcipation!$B24)*(Title_RESULTS!$C$26*((1+Title_RESULTS!$C$28/100)^('Sheet9(F_25)'!$A25-Title_RESULTS!$H$7)))/1000))","v":0},{"$f":"(Partcipation!$C24+(Partcipation!$C25-Partcipation!$C24)/2)*(Title_RESULTS!$C$27*((1+Title_RESULTS!$C$28/100)^('Sheet9(F_25)'!$A25-Title_RESULTS!$H$7)))/1000","v":0},0,{"$f":"IF(+'Sheet9(F_25)'!$A25>=Title_RESULTS!$H$8,0,((Partcipation!$B25-Partcipation!$B24)*(Title_RESULTS!$C$39*((1+Title_RESULTS!$C$41/100)^('Sheet9(F_25)'!$A25-Title_RESULTS!$H$7)))/1000))","v":0},{"$f":"(Partcipation!$C24+(Partcipation!$C25-Partcipation!$C24)/2)*(Title_RESULTS!$C$40*((1+Title_RESULTS!$C$41/100)^('Sheet9(F_25)'!$A25-Title_RESULTS!$H$7)))/1000","v":0},0,{"$f":"IF(Partcipation!$B26<Partcipation!$B25,0,IF(Partcipation!$B25=0,0,(Partcipation!$B25-Partcipation!$B24)*(+Title_RESULTS!$C$29*(1+Title_RESULTS!$C$30/100)^(+'Sheet8(F_24)'!$A25-Title_RESULTS!$H$7))/1000))","v":0},{"$f":"IF(+Title_RESULTS!$C$31<0,0,(+Partcipation!$B24+(Partcipation!$B25-Partcipation!$B24)/2)*(+Title_RESULTS!$C$31*(1+Title_RESULTS!$C$32/100)^(+'Sheet6(p_6)'!$A25-Title_RESULTS!$H$7))/1000)","v":0},0,{"$f":"(+Partcipation!$B24+(Partcipation!$B25-Partcipation!$B24)/2)*(+Title_RESULTS!$C$14)/1000","v":0},{"$f":"($K25)*Partcipation!$E82*Title_RESULTS!$C$12/100","v":0},{"$f":"((+$K25*(Title_RESULTS!$H$30/100)*((1+Title_RESULTS!$H$31/100)^('Sheet9(F_25)'!$A25-Title_RESULTS!$H$7)))+((Title_RESULTS!$H$32*Title_RESULTS!$H$35*12*Title_RESULTS!$C$7/1000)*(Partcipation!$B24+(Partcipation!$B25-Partcipation!$B24)/2))*((1+Title_RESULTS!$H$33/100)^('Sheet9(F_25)'!$A25-Title_RESULTS!$H$7)))","v":0},{"$f":"'Sheet2(F_12)'!$I25*('Sheet6(p_6)'!$L25+'Sheet6(p_6)'!$M25)","v":0},{"$f":"(Partcipation!$B24+(Partcipation!$B25-Partcipation!$B24)/2)*(Title_RESULTS!$C$13)/1000","v":0},{"$f":"($O25)*'Sheet2(F_12)'!$D25*Title_RESULTS!$C$12/100","v":0},{"$f":"+$O25*((Title_RESULTS!$H$30/100)*((1+Title_RESULTS!$H$31/100)^('Sheet9(F_25)'!$A25-Title_RESULTS!$H$7)))","v":0},{"$f":"+Partcipation!$I25*('Sheet6(p_6)'!$P25-'Sheet6(p_6)'!$Q25)","v":0}]
[2030,{"$f":"IF(+'Sheet9(F_25)'!$A26>=Title_RESULTS!$H$8,0,((Partcipation!$B26-Partcipation!$B25)*(Title_RESULTS!$C$26*((1+Title_RESULTS!$C$28/100)^('Sheet9(F_25)'!$A26-Title_RESULTS!$H$7)))/1000))","v":0},{"$f":"(Partcipation!$C25+(Partcipation!$C26-Partcipation!$C25)/2)*(Title_RESULTS!$C$27*((1+Title_RESULTS!$C$28/100)^('Sheet9(F_25)'!$A26-Title_RESULTS!$H$7)))/1000","v":0},0,{"$f":"IF(+'Sheet9(F_25)'!$A26>=Title_RESULTS!$H$8,0,((Partcipation!$B26-Partcipation!$B25)*(Title_RESULTS!$C$39*((1+Title_RESULTS!$C$41/100)^('Sheet9(F_25)'!$A26-Title_RESULTS!$H$7)))/1000))","v":0},{"$f":"(Partcipation!$C25+(Partcipation!$C26-Partcipation!$C25)/2)*(Title_RESULTS!$C$40*((1+Title_RESULTS!$C$41/100)^('Sheet9(F_25)'!$A26-Title_RESULTS!$H$7)))/1000","v":0},0,{"$f":"IF(Partcipation!$B27<Partcipation!$B26,0,IF(Partcipation!$B26=0,0,(Partcipation!$B26-Partcipation!$B25)*(+Title_RESULTS!$C$29*(1+Title_RESULTS!$C$30/100)^(+'Sheet8(F_24)'!$A26-Title_RESULTS!$H$7))/1000))","v":0},{"$f":"IF(+Title_RESULTS!$C$31<0,0,(+Partcipation!$B25+(Partcipation!$B26-Partcipation!$B25)/2)*(+Title_RESULTS!$C$31*(1+Title_RESULTS!$C$32/100)^(+'Sheet6(p_6)'!$A26-Title_RESULTS!$H$7))/1000)","v":0},0,{"$f":"(+Partcipation!$B25+(Partcipation!$B26-Partcipation!$B25)/2)*(+Title_RESULTS!$C$14)/1000","v":0},{"$f":"($K26)*Partcipation!$E83*Title_RESULTS!$C$12/100","v":0},{"$f":"((+$K26*(Title_RESULTS!$H$30/100)*((1+Title_RESULTS!$H$31/100)^('Sheet9(F_25)'!$A26-Title_RESULTS!$H$7)))+((Title_RESULTS!$H$32*Title_RESULTS!$H$35*12*Title_RESULTS!$C$7/1000)*(Partcipation!$B25+(Partcipation!$B26-Partcipation!$B25)/2))*((1+Title_RESULTS!$H$33/100)^('Sheet9(F_25)'!$A26-Title_RESULTS!$H$7)))","v":0},{"$f":"'Sheet2(F_12)'!$I26*('Sheet6(p_6)'!$L26+'Sheet6(p_6)'!$M26)","v":0},{"$f":"(Partcipation!$B25+(Partcipation!$B26-Partcipation!$B25)/2)*(Title_RESULTS!$C$13)/1000","v":0},{"$f":"($O26)*'Sheet2(F_12)'!$D26*Title_RESULTS!$C$12/100","v":0},{"$f":"+$O26*((Title_RESULTS!$H$30/100)*((1+Title_RESULTS!$H$31/100)^('Sheet9(F_25)'!$A26-Title_RESULTS!$H$7)))","v":0},{"$f":"+Partcipation!$I26*('Sheet6(p_6)'!$P26-'Sheet6(p_6)'!$Q26)","v":0}]
[2031,{"$f":"IF(+'Sheet9(F_25)'!$A27>=Title_RESULTS!$H$8,0,((Partcipation!$B27-Partcipation!$B26)*(Title_RESULTS!$C$26*((1+Title_RESULTS!$C$28/100)^('Sheet9(F_25)'!$A27-Title_RESULTS!$H$7)))/1000))","v":0},{"$f":"(Partcipation!$C26+(Partcipation!$C27-Partcipation!$C26)/2)*(Title_RESULTS!$C$27*((1+Title_RESULTS!$C$28/100)^('Sheet9(F_25)'!$A27-Title_RESULTS!$H$7)))/1000","v":0},0,{"$f":"IF(+'Sheet9(F_25)'!$A27>=Title_RESULTS!$H$8,0,((Partcipation!$B27-Partcipation!$B26)*(Title_RESULTS!$C$39*((1+Title_RESULTS!$C$41/100)^('Sheet9(F_25)'!$A27-Title_RESULTS!$H$7)))/1000))","v":0},{"$f":"(Partcipation!$C26+(Partcipation!$C27-Partcipation!$C26)/2)*(Title_RESULTS!$C$40*((1+Title_RESULTS!$C$41/100)^('Sheet9(F_25)'!$A27-Title_RESULTS!$H$7)))/1000","v":0},0,{"$f":"IF(Partcipation!$B28<Partcipation!$B27,0,IF(Partcipation!$B27=0,0,(Partcipation!$B27-Partcipation!$B26)*(+Title_RESULTS!$C$29*(1+Title_RESULTS!$C$30/100)^(+'Sheet8(F_24)'!$A27-Title_RESULTS!$H$7))/1000))","v":0},{"$f":"IF(+Title_RESULTS!$C$31<0,0,(+Partcipation!$B26+(Partcipation!$B27-Partcipation!$B26)/2)*(+Title_RESULTS!$C$31*(1+Title_RESULTS!$C$32/100)^(+'Sheet6(p_6)'!$A27-Title_RESULTS!$H$7))/1000)","v":0},0,{"$f":"(+Partcipation!$B26+(Partcipation!$B27-Partcipation!$B26)/2)*(+Title_RESULTS!$C$14)/1000","v":0},{"$f":"($K27)*Partcipation!$E84*Title_RESULTS!$C$12/100","v":0},{"$f":"((+$K27*(Title_RESULTS!$H$30/100)*((1+Title_RESULTS!$H$31/100)^('Sheet9(F_25)'!$A27-Title_RESULTS!$H$7)))+((Title_RESULTS!$H$32*Title_RESULTS!$H$35*12*Title_RESULTS!$C$7/1000)*(Partcipation!$B26+(Partcipation!$B27-Partcipation!$B26)/2))*((1+Title_RESULTS!$H$33/100)^('Sheet9(F_25)'!$A27-Title_RESULTS!$H$7)))","v":0},{"$f":"'Sheet2(F_12)'!$I27*('Sheet6(p_6)'!$L27+'Sheet6(p_6)'!$M27)","v":0},{"$f":"(Partcipation!$B26+(Partcipation!$B27-Partcipation!$B26)/2)*(Title_RESULTS!$C$13)/1000","v":0},{"$f":"($O27)*'Sheet2(F_12)'!$D27*Title_RESULTS!$C$12/100","v":0},{"$f":"+$O27*((Title_RESULTS!$H$30/100)*((1+Title_RESULTS!$H$31/100)^('Sheet9(F_25)'!$A27-Title_RESULTS!$H$7)))","v":0},{"$f":"+Partcipation!$I27*('Sheet6(p_6)'!$P27-'Sheet6(p_6)'!$Q27)","v":0}]
[2032,{"$f":"IF(+'Sheet9(F_25)'!$A28>=Title_RESULTS!$H$8,0,((Partcipation!$B28-Partcipation!$B27)*(Title_RESULTS!$C$26*((1+Title_RESULTS!$C$28/100)^('Sheet9(F_25)'!$A28-Title_RESULTS!$H$7)))/1000))","v":0},{"$f":"(Partcipation!$C27+(Partcipation!$C28-Partcipation!$C27)/2)*(Title_RESULTS!$C$27*((1+Title_RESULTS!$C$28/100)^('Sheet9(F_25)'!$A28-Title_RESULTS!$H$7)))/1000","v":0},0,{"$f":"IF(+'Sheet9(F_25)'!$A28>=Title_RESULTS!$H$8,0,((Partcipation!$B28-Partcipation!$B27)*(Title_RESULTS!$C$39*((1+Title_RESULTS!$C$41/100)^('Sheet9(F_25)'!$A28-Title_RESULTS!$H$7)))/1000))","v":0},{"$f":"(Partcipation!$C27+(Partcipation!$C28-Partcipation!$C27)/2)*(Title_RESULTS!$C$40*((1+Title_RESULTS!$C$41/100)^('Sheet9(F_25)'!$A28-Title_RESULTS!$H$7)))/1000","v":0},0,{"$f":"IF(Partcipation!$B29<Partcipation!$B28,0,IF(Partcipation!$B28=0,0,(Partcipation!$B28-Partcipation!$B27)*(+Title_RESULTS!$C$29*(1+Title_RESULTS!$C$30/100)^(+'Sheet8(F_24)'!$A28-Title_RESULTS!$H$7))/1000))","v":0},{"$f":"IF(+Title_RESULTS!$C$31<0,0,(+Partcipation!$B27+(Partcipation!$B28-Partcipation!$B27)/2)*(+Title_RESULTS!$C$31*(1+Title_RESULTS!$C$32/100)^(+'Sheet6(p_6)'!$A28-Title_RESULTS!$H$7))/1000)","v":0},0,{"$f":"(+Partcipation!$B27+(Partcipation!$B28-Partcipation!$B27)/2)*(+Title_RESULTS!$C$14)/1000","v":0},{"$f":"($K28)*Partcipation!$E85*Title_RESULTS!$C$12/100","v":0},{"$f":"((+$K28*(Title_RESULTS!$H$30/100)*((1+Title_RESULTS!$H$31/100)^('Sheet9(F_25)'!$A28-Title_RESULTS!$H$7)))+((Title_RESULTS!$H$32*Title_RESULTS!$H$35*12*Title_RESULTS!$C$7/1000)*(Partcipation!$B27+(Partcipation!$B28-Partcipation!$B27)/2))*((1+Title_RESULTS!$H$33/100)^('Sheet9(F_25)'!$A28-Title_RESULTS!$H$7)))","v":0},{"$f":"'Sheet2(F_12)'!$I28*('Sheet6(p_6)'!$L28+'Sheet6(p_6)'!$M28)","v":0},{"$f":"(Partcipation!$B27+(Partcipation!$B28-Partcipation!$B27)/2)*(Title_RESULTS!$C$13)/1000","v":0},{"$f":"($O28)*'Sheet2(F_12)'!$D28*Title_RESULTS!$C$12/100","v":0},{"$f":"+$O28*((Title_RESULTS!$H$30/100)*((1+Title_RESULTS!$H$31/100)^('Sheet9(F_25)'!$A28-Title_RESULTS!$H$7)))","v":0},{"$f":"+Partcipation!$I28*('Sheet6(p_6)'!$P28-'Sheet6(p_6)'!$Q28)","v":0}]
[2033,{"$f":"IF(+'Sheet9(F_25)'!$A29>=Title_RESULTS!$H$8,0,((Partcipation!$B29-Partcipation!$B28)*(Title_RESULTS!$C$26*((1+Title_RESULTS!$C$28/100)^('Sheet9(F_25)'!$A29-Title_RESULTS!$H$7)))/1000))","v":0},{"$f":"(Partcipation!$C28+(Partcipation!$C29-Partcipation!$C28)/2)*(Title_RESULTS!$C$27*((1+Title_RESULTS!$C$28/100)^('Sheet9(F_25)'!$A29-Title_RESULTS!$H$7)))/1000","v":0},0,{"$f":"IF(+'Sheet9(F_25)'!$A29>=Title_RESULTS!$H$8,0,((Partcipation!$B29-Partcipation!$B28)*(Title_RESULTS!$C$39*((1+Title_RESULTS!$C$41/100)^('Sheet9(F_25)'!$A29-Title_RESULTS!$H$7)))/1000))","v":0},{"$f":"(Partcipation!$C28+(Partcipation!$C29-Partcipation!$C28)/2)*(Title_RESULTS!$C$40*((1+Title_RESULTS!$C$41/100)^('Sheet9(F_25)'!$A29-Title_RESULTS!$H$7)))/1000","v":0},0,{"$f":"IF(Partcipation!$B30<Partcipation!$B29,0,IF(Partcipation!$B29=0,0,(Partcipation!$B29-Partcipation!$B28)*(+Title_RESULTS!$C$29*(1+Title_RESULTS!$C$30/100)^(+'Sheet8(F_24)'!$A29-Title_RESULTS!$H$7))/1000))","v":0},{"$f":"IF(+Title_RESULTS!$C$31<0,0,(+Partcipation!$B28+(Partcipation!$B29-Partcipation!$B28)/2)*(+Title_RESULTS!$C$31*(1+Title_RESULTS!$C$32/100)^(+'Sheet6(p_6)'!$A29-Title_RESULTS!$H$7))/1000)","v":0},0,{"$f":"(+Partcipation!$B28+(Partcipation!$B29-Partcipation!$B28)/2)*(+Title_RESULTS!$C$14)/1000","v":0},{"$f":"($K29)*Partcipation!$E86*Title_RESULTS!$C$12/100","v":0},{"$f":"((+$K29*(Title_RESULTS!$H$30/100)*((1+Title_RESULTS!$H$31/100)^('Sheet9(F_25)'!$A29-Title_RESULTS!$H$7)))+((Title_RESULTS!$H$32*Title_RESULTS!$H$35*12*Title_RESULTS!$C$7/1000)*(Partcipation!$B28+(Partcipation!$B29-Partcipation!$B28)/2))*((1+Title_RESULTS!$H$33/100)^('Sheet9(F_25)'!$A29-Title_RESULTS!$H$7)))","v":0},{"$f":"'Sheet2(F_12)'!$I29*('Sheet6(p_6)'!$L29+'Sheet6(p_6)'!$M29)","v":0},{"$f":"(Partcipation!$B28+(Partcipation!$B29-Partcipation!$B28)/2)*(Title_RESULTS!$C$13)/1000","v":0},{"$f":"($O29)*'Sheet2(F_12)'!$D29*Title_RESULTS!$C$12/100","v":0},{"$f":"+$O29*((Title_RESULTS!$H$30/100)*((1+Title_RESULTS!$H$31/100)^('Sheet9(F_25)'!$A29-Title_RESULTS!$H$7)))","v":0},{"$f":"+Partcipation!$I29*('Sheet6(p_6)'!$P29-'Sheet6(p_6)'!$Q29)","v":0}]
[2034,{"$f":"IF(+'Sheet9(F_25)'!$A30>=Title_RESULTS!$H$8,0,((Partcipation!$B30-Partcipation!$B29)*(Title_RESULTS!$C$26*((1+Title_RESULTS!$C$28/100)^('Sheet9(F_25)'!$A30-Title_RESULTS!$H$7)))/1000))","v":0},{"$f":"(Partcipation!$C29+(Partcipation!$C30-Partcipation!$C29)/2)*(Title_RESULTS!$C$27*((1+Title_RESULTS!$C$28/100)^('Sheet9(F_25)'!$A30-Title_RESULTS!$H$7)))/1000","v":0},0,{"$f":"IF(+'Sheet9(F_25)'!$A30>=Title_RESULTS!$H$8,0,((Partcipation!$B30-Partcipation!$B29)*(Title_RESULTS!$C$39*((1+Title_RESULTS!$C$41/100)^('Sheet9(F_25)'!$A30-Title_RESULTS!$H$7)))/1000))","v":0},{"$f":"(Partcipation!$C29+(Partcipation!$C30-Partcipation!$C29)/2)*(Title_RESULTS!$C$40*((1+Title_RESULTS!$C$41/100)^('Sheet9(F_25)'!$A30-Title_RESULTS!$H$7)))/1000","v":0},0,{"$f":"IF(Partcipation!$B31<Partcipation!$B30,0,IF(Partcipation!$B30=0,0,(Partcipation!$B30-Partcipation!$B29)*(+Title_RESULTS!$C$29*(1+Title_RESULTS!$C$30/100)^(+'Sheet8(F_24)'!$A30-Title_RESULTS!$H$7))/1000))","v":0},{"$f":"IF(+Title_RESULTS!$C$31<0,0,(+Partcipation!$B29+(Partcipation!$B30-Partcipation!$B29)/2)*(+Title_RESULTS!$C$31*(1+Title_RESULTS!$C$32/100)^(+'Sheet6(p_6)'!$A30-Title_RESULTS!$H$7))/1000)","v":0},0,{"$f":"(+Partcipation!$B29+(Partcipation!$B30-Partcipation!$B29)/2)*(+Title_RESULTS!$C$14)/1000","v":0},{"$f":"($K30)*Partcipation!$E87*Title_RESULTS!$C$12/100","v":0},{"$f":"((+$K30*(Title_RESULTS!$H$30/100)*((1+Title_RESULTS!$H$31/100)^('Sheet9(F_25)'!$A30-Title_RESULTS!$H$7)))+((Title_RESULTS!$H$32*Title_RESULTS!$H$35*12*Title_RESULTS!$C$7/1000)*(Partcipation!$B29+(Partcipation!$B30-Partcipation!$B29)/2))*((1+Title_RESULTS!$H$33/100)^('Sheet9(F_25)'!$A30-Title_RESULTS!$H$7)))","v":0},{"$f":"'Sheet2(F_12)'!$I30*('Sheet6(p_6)'!$L30+'Sheet6(p_6)'!$M30)","v":0},{"$f":"(Partcipation!$B29+(Partcipation!$B30-Partcipation!$B29)/2)*(Title_RESULTS!$C$13)/1000","v":0},{"$f":"($O30)*'Sheet2(F_12)'!$D30*Title_RESULTS!$C$12/100","v":0},{"$f":"+$O30*((Title_RESULTS!$H$30/100)*((1+Title_RESULTS!$H$31/100)^('Sheet9(F_25)'!$A30-Title_RESULTS!$H$7)))","v":0},{"$f":"+Partcipation!$I30*('Sheet6(p_6)'!$P30-'Sheet6(p_6)'!$Q30)","v":0}]
[2035,{"$f":"IF(+'Sheet9(F_25)'!$A31>=Title_RESULTS!$H$8,0,((Partcipation!$B31-Partcipation!$B30)*(Title_RESULTS!$C$26*((1+Title_RESULTS!$C$28/100)^('Sheet9(F_25)'!$A31-Title_RESULTS!$H$7)))/1000))","v":0},{"$f":"(Partcipation!$C30+(Partcipation!$C31-Partcipation!$C30)/2)*(Title_RESULTS!$C$27*((1+Title_RESULTS!$C$28/100)^('Sheet9(F_25)'!$A31-Title_RESULTS!$H$7)))/1000","v":0},0,{"$f":"IF(+'Sheet9(F_25)'!$A31>=Title_RESULTS!$H$8,0,((Partcipation!$B31-Partcipation!$B30)*(Title_RESULTS!$C$39*((1+Title_RESULTS!$C$41/100)^('Sheet9(F_25)'!$A31-Title_RESULTS!$H$7)))/1000))","v":0},{"$f":"(Partcipation!$C30+(Partcipation!$C31-Partcipation!$C30)/2)*(Title_RESULTS!$C$40*((1+Title_RESULTS!$C$41/100)^('Sheet9(F_25)'!$A31-Title_RESULTS!$H$7)))/1000","v":0},0,{"$f":"IF(Partcipation!$B32<Partcipation!$B31,0,IF(Partcipation!$B31=0,0,(Partcipation!$B31-Partcipation!$B30)*(+Title_RESULTS!$C$29*(1+Title_RESULTS!$C$30/100)^(+'Sheet8(F_24)'!$A31-Title_RESULTS!$H$7))/1000))","v":0},{"$f":"IF(+Title_RESULTS!$C$31<0,0,(+Partcipation!$B30+(Partcipation!$B31-Partcipation!$B30)/2)*(+Title_RESULTS!$C$31*(1+Title_RESULTS!$C$32/100)^(+'Sheet6(p_6)'!$A31-Title_RESULTS!$H$7))/1000)","v":0},0,{"$f":"(+Partcipation!$B30+(Partcipation!$B31-Partcipation!$B30)/2)*(+Title_RESULTS!$C$14)/1000","v":0},{"$f":"($K31)*Partcipation!$E88*Title_RESULTS!$C$12/100","v":0},{"$f":"((+$K31*(Title_RESULTS!$H$30/100)*((1+Title_RESULTS!$H$31/100)^('Sheet9(F_25)'!$A31-Title_RESULTS!$H$7)))+((Title_RESULTS!$H$32*Title_RESULTS!$H$35*12*Title_RESULTS!$C$7/1000)*(Partcipation!$B30+(Partcipation!$B31-Partcipation!$B30)/2))*((1+Title_RESULTS!$H$33/100)^('Sheet9(F_25)'!$A31-Title_RESULTS!$H$7)))","v":0},{"$f":"'Sheet2(F_12)'!$I31*('Sheet6(p_6)'!$L31+'Sheet6(p_6)'!$M31)","v":0},{"$f":"(Partcipation!$B30+(Partcipation!$B31-Partcipation!$B30)/2)*(Title_RESULTS!$C$13)/1000","v":0},{"$f":"($O31)*'Sheet2(F_12)'!$D31*Title_RESULTS!$C$12/100","v":0},{"$f":"+$O31*((Title_RESULTS!$H$30/100)*((1+Title_RESULTS!$H$31/100)^('Sheet9(F_25)'!$A31-Title_RESULTS!$H$7)))","v":0},{"$f":"+Partcipation!$I31*('Sheet6(p_6)'!$P31-'Sheet6(p_6)'!$Q31)","v":0}]
[2036,{"$f":"IF(+'Sheet9(F_25)'!$A32>=Title_RESULTS!$H$8,0,((Partcipation!$B32-Partcipation!$B31)*(Title_RESULTS!$C$26*((1+Title_RESULTS!$C$28/100)^('Sheet9(F_25)'!$A32-Title_RESULTS!$H$7)))/1000))","v":0},{"$f":"(Partcipation!$C31+(Partcipation!$C32-Partcipation!$C31)/2)*(Title_RESULTS!$C$27*((1+Title_RESULTS!$C$28/100)^('Sheet9(F_25)'!$A32-Title_RESULTS!$H$7)))/1000","v":0},0,{"$f":"IF(+'Sheet9(F_25)'!$A32>=Title_RESULTS!$H$8,0,((Partcipation!$B32-Partcipation!$B31)*(Title_RESULTS!$C$39*((1+Title_RESULTS!$C$41/100)^('Sheet9(F_25)'!$A32-Title_RESULTS!$H$7)))/1000))","v":0},{"$f":"(Partcipation!$C31+(Partcipation!$C32-Partcipation!$C31)/2)*(Title_RESULTS!$C$40*((1+Title_RESULTS!$C$41/100)^('Sheet9(F_25)'!$A32-Title_RESULTS!$H$7)))/1000","v":0},0,{"$f":"IF(Partcipation!$B33<Partcipation!$B32,0,IF(Partcipation!$B32=0,0,(Partcipation!$B32-Partcipation!$B31)*(+Title_RESULTS!$C$29*(1+Title_RESULTS!$C$30/100)^(+'Sheet8(F_24)'!$A32-Title_RESULTS!$H$7))/1000))","v":0},{"$f":"IF(+Title_RESULTS!$C$31<0,0,(+Partcipation!$B31+(Partcipation!$B32-Partcipation!$B31)/2)*(+Title_RESULTS!$C$31*(1+Title_RESULTS!$C$32/100)^(+'Sheet6(p_6)'!$A32-Title_RESULTS!$H$7))/1000)","v":0},0,{"$f":"(+Partcipation!$B31+(Partcipation!$B32-Partcipation!$B31)/2)*(+Title_RESULTS!$C$14)/1000","v":0},{"$f":"($K32)*Partcipation!$E89*Title_RESULTS!$C$12/100","v":0},{"$f":"((+$K32*(Title_RESULTS!$H$30/100)*((1+Title_RESULTS!$H$31/100)^('Sheet9(F_25)'!$A32-Title_RESULTS!$H$7)))+((Title_RESULTS!$H$32*Title_RESULTS!$H$35*12*Title_RESULTS!$C$7/1000)*(Partcipation!$B31+(Partcipation!$B32-Partcipation!$B31)/2))*((1+Title_RESULTS!$H$33/100)^('Sheet9(F_25)'!$A32-Title_RESULTS!$H$7)))","v":0},{"$f":"'Sheet2(F_12)'!$I32*('Sheet6(p_6)'!$L32+'Sheet6(p_6)'!$M32)","v":0},{"$f":"(Partcipation!$B31+(Partcipation!$B32-Partcipation!$B31)/2)*(Title_RESULTS!$C$13)/1000","v":0},{"$f":"($O32)*'Sheet2(F_12)'!$D32*Title_RESULTS!$C$12/100","v":0},{"$f":"+$O32*((Title_RESULTS!$H$30/100)*((1+Title_RESULTS!$H$31/100)^('Sheet9(F_25)'!$A32-Title_RESULTS!$H$7)))","v":0},{"$f":"+Partcipation!$I32*('Sheet6(p_6)'!$P32-'Sheet6(p_6)'!$Q32)","v":0}]
[2037,{"$f":"IF(+'Sheet9(F_25)'!$A33>=Title_RESULTS!$H$8,0,((Partcipation!$B33-Partcipation!$B32)*(Title_RESULTS!$C$26*((1+Title_RESULTS!$C$28/100)^('Sheet9(F_25)'!$A33-Title_RESULTS!$H$7)))/1000))","v":0},{"$f":"(Partcipation!$C32+(Partcipation!$C33-Partcipation!$C32)/2)*(Title_RESULTS!$C$27*((1+Title_RESULTS!$C$28/100)^('Sheet9(F_25)'!$A33-Title_RESULTS!$H$7)))/1000","v":0},0,{"$f":"IF(+'Sheet9(F_25)'!$A33>=Title_RESULTS!$H$8,0,((Partcipation!$B33-Partcipation!$B32)*(Title_RESULTS!$C$39*((1+Title_RESULTS!$C$41/100)^('Sheet9(F_25)'!$A33-Title_RESULTS!$H$7)))/1000))","v":0},{"$f":"(Partcipation!$C32+(Partcipation!$C33-Partcipation!$C32)/2)*(Title_RESULTS!$C$40*((1+Title_RESULTS!$C$41/100)^('Sheet9(F_25)'!$A33-Title_RESULTS!$H$7)))/1000","v":0},0,{"$f":"IF(Partcipation!$B34<Partcipation!$B33,0,IF(Partcipation!$B33=0,0,(Partcipation!$B33-Partcipation!$B32)*(+Title_RESULTS!$C$29*(1+Title_RESULTS!$C$30/100)^(+'Sheet8(F_24)'!$A33-Title_RESULTS!$H$7))/1000))","v":0},{"$f":"IF(+Title_RESULTS!$C$31<0,0,(+Partcipation!$B32+(Partcipation!$B33-Partcipation!$B32)/2)*(+Title_RESULTS!$C$31*(1+Title_RESULTS!$C$32/100)^(+'Sheet6(p_6)'!$A33-Title_RESULTS!$H$7))/1000)","v":0},0,{"$f":"(+Partcipation!$B32+(Partcipation!$B33-Partcipation!$B32)/2)*(+Title_RESULTS!$C$14)/1000","v":0},{"$f":"($K33)*Partcipation!$E90*Title_RESULTS!$C$12/100","v":0},{"$f":"((+$K33*(Title_RESULTS!$H$30/100)*((1+Title_RESULTS!$H$31/100)^('Sheet9(F_25)'!$A33-Title_RESULTS!$H$7)))+((Title_RESULTS!$H$32*Title_RESULTS!$H$35*12*Title_RESULTS!$C$7/1000)*(Partcipation!$B32+(Partcipation!$B33-Partcipation!$B32)/2))*((1+Title_RESULTS!$H$33/100)^('Sheet9(F_25)'!$A33-Title_RESULTS!$H$7)))","v":0},{"$f":"'Sheet2(F_12)'!$I33*('Sheet6(p_6)'!$L33+'Sheet6(p_6)'!$M33)","v":0},{"$f":"(Partcipation!$B32+(Partcipation!$B33-Partcipation!$B32)/2)*(Title_RESULTS!$C$13)/1000","v":0},{"$f":"($O33)*'Sheet2(F_12)'!$D33*Title_RESULTS!$C$12/100","v":0},{"$f":"+$O33*((Title_RESULTS!$H$30/100)*((1+Title_RESULTS!$H$31/100)^('Sheet9(F_25)'!$A33-Title_RESULTS!$H$7)))","v":0},{"$f":"+Partcipation!$I33*('Sheet6(p_6)'!$P33-'Sheet6(p_6)'!$Q33)","v":0}]
[2038,{"$f":"IF(+'Sheet9(F_25)'!$A34>=Title_RESULTS!$H$8,0,((Partcipation!$B34-Partcipation!$B33)*(Title_RESULTS!$C$26*((1+Title_RESULTS!$C$28/100)^('Sheet9(F_25)'!$A34-Title_RESULTS!$H$7)))/1000))","v":0},{"$f":"(Partcipation!$C33+(Partcipation!$C34-Partcipation!$C33)/2)*(Title_RESULTS!$C$27*((1+Title_RESULTS!$C$28/100)^('Sheet9(F_25)'!$A34-Title_RESULTS!$H$7)))/1000","v":0},0,{"$f":"IF(+'Sheet9(F_25)'!$A34>=Title_RESULTS!$H$8,0,((Partcipation!$B34-Partcipation!$B33)*(Title_RESULTS!$C$39*((1+Title_RESULTS!$C$41/100)^('Sheet9(F_25)'!$A34-Title_RESULTS!$H$7)))/1000))","v":0},{"$f":"(Partcipation!$C33+(Partcipation!$C34-Partcipation!$C33)/2)*(Title_RESULTS!$C$40*((1+Title_RESULTS!$C$41/100)^('Sheet9(F_25)'!$A34-Title_RESULTS!$H$7)))/1000","v":0},0,{"$f":"IF(Partcipation!$B35<Partcipation!$B34,0,IF(Partcipation!$B34=0,0,(Partcipation!$B34-Partcipation!$B33)*(+Title_RESULTS!$C$29*(1+Title_RESULTS!$C$30/100)^(+'Sheet8(F_24)'!$A34-Title_RESULTS!$H$7))/1000))","v":0},{"$f":"IF(+Title_RESULTS!$C$31<0,0,(+Partcipation!$B33+(Partcipation!$B34-Partcipation!$B33)/2)*(+Title_RESULTS!$C$31*(1+Title_RESULTS!$C$32/100)^(+'Sheet6(p_6)'!$A34-Title_RESULTS!$H$7))/1000)","v":0},0,{"$f":"(+Partcipation!$B33+(Partcipation!$B34-Partcipation!$B33)/2)*(+Title_RESULTS!$C$14)/1000","v":0},{"$f":"($K34)*Partcipation!$E91*Title_RESULTS!$C$12/100","v":0},{"$f":"((+$K34*(Title_RESULTS!$H$30/100)*((1+Title_RESULTS!$H$31/100)^('Sheet9(F_25)'!$A34-Title_RESULTS!$H$7)))+((Title_RESULTS!$H$32*Title_RESULTS!$H$35*12*Title_RESULTS!$C$7/1000)*(Partcipation!$B33+(Partcipation!$B34-Partcipation!$B33)/2))*((1+Title_RESULTS!$H$33/100)^('Sheet9(F_25)'!$A34-Title_RESULTS!$H$7)))","v":0},{"$f":"'Sheet2(F_12)'!$I34*('Sheet6(p_6)'!$L34+'Sheet6(p_6)'!$M34)","v":0},{"$f":"(Partcipation!$B33+(Partcipation!$B34-Partcipation!$B33)/2)*(Title_RESULTS!$C$13)/1000","v":0},{"$f":"($O34)*'Sheet2(F_12)'!$D34*Title_RESULTS!$C$12/100","v":0},{"$f":"+$O34*((Title_RESULTS!$H$30/100)*((1+Title_RESULTS!$H$31/100)^('Sheet9(F_25)'!$A34-Title_RESULTS!$H$7)))","v":0},{"$f":"+Partcipation!$I34*('Sheet6(p_6)'!$P34-'Sheet6(p_6)'!$Q34)","v":0}]
[2039,{"$f":"IF(+'Sheet9(F_25)'!$A35>=Title_RESULTS!$H$8,0,((Partcipation!$B35-Partcipation!$B34)*(Title_RESULTS!$C$26*((1+Title_RESULTS!$C$28/100)^('Sheet9(F_25)'!$A35-Title_RESULTS!$H$7)))/1000))","v":0},{"$f":"(Partcipation!$C34+(Partcipation!$C35-Partcipation!$C34)/2)*(Title_RESULTS!$C$27*((1+Title_RESULTS!$C$28/100)^('Sheet9(F_25)'!$A35-Title_RESULTS!$H$7)))/1000","v":0},0,{"$f":"IF(+'Sheet9(F_25)'!$A35>=Title_RESULTS!$H$8,0,((Partcipation!$B35-Partcipation!$B34)*(Title_RESULTS!$C$39*((1+Title_RESULTS!$C$41/100)^('Sheet9(F_25)'!$A35-Title_RESULTS!$H$7)))/1000))","v":0},{"$f":"(Partcipation!$C34+(Partcipation!$C35-Partcipation!$C34)/2)*(Title_RESULTS!$C$40*((1+Title_RESULTS!$C$41/100)^('Sheet9(F_25)'!$A35-Title_RESULTS!$H$7)))/1000","v":0},0,{"$f":"IF(Partcipation!$B36<Partcipation!$B35,0,IF(Partcipation!$B35=0,0,(Partcipation!$B35-Partcipation!$B34)*(+Title_RESULTS!$C$29*(1+Title_RESULTS!$C$30/100)^(+'Sheet8(F_24)'!$A35-Title_RESULTS!$H$7))/1000))","v":0},{"$f":"IF(+Title_RESULTS!$C$31<0,0,(+Partcipation!$B34+(Partcipation!$B35-Partcipation!$B34)/2)*(+Title_RESULTS!$C$31*(1+Title_RESULTS!$C$32/100)^(+'Sheet6(p_6)'!$A35-Title_RESULTS!$H$7))/1000)","v":0},0,{"$f":"(+Partcipation!$B34+(Partcipation!$B35-Partcipation!$B34)/2)*(+Title_RESULTS!$C$14)/1000","v":0},{"$f":"($K35)*Partcipation!$E92*Title_RESULTS!$C$12/100","v":0},{"$f":"((+$K35*(Title_RESULTS!$H$30/100)*((1+Title_RESULTS!$H$31/100)^('Sheet9(F_25)'!$A35-Title_RESULTS!$H$7)))+((Title_RESULTS!$H$32*Title_RESULTS!$H$35*12*Title_RESULTS!$C$7/1000)*(Partcipation!$B34+(Partcipation!$B35-Partcipation!$B34)/2))*((1+Title_RESULTS!$H$33/100)^('Sheet9(F_25)'!$A35-Title_RESULTS!$H$7)))","v":0},{"$f":"'Sheet2(F_12)'!$I35*('Sheet6(p_6)'!$L35+'Sheet6(p_6)'!$M35)","v":0},{"$f":"(Partcipation!$B34+(Partcipation!$B35-Partcipation!$B34)/2)*(Title_RESULTS!$C$13)/1000","v":0},{"$f":"($O35)*'Sheet2(F_12)'!$D35*Title_RESULTS!$C$12/100","v":0},{"$f":"+$O35*((Title_RESULTS!$H$30/100)*((1+Title_RESULTS!$H$31/100)^('Sheet9(F_25)'!$A35-Title_RESULTS!$H$7)))","v":0},{"$f":"+Partcipation!$I35*('Sheet6(p_6)'!$P35-'Sheet6(p_6)'!$Q35)","v":0}]
[2040,{"$f":"IF(+'Sheet9(F_25)'!$A36>=Title_RESULTS!$H$8,0,((Partcipation!$B36-Partcipation!$B35)*(Title_RESULTS!$C$26*((1+Title_RESULTS!$C$28/100)^('Sheet9(F_25)'!$A36-Title_RESULTS!$H$7)))/1000))","v":0},{"$f":"(Partcipation!$C35+(Partcipation!$C36-Partcipation!$C35)/2)*(Title_RESULTS!$C$27*((1+Title_RESULTS!$C$28/100)^('Sheet9(F_25)'!$A36-Title_RESULTS!$H$7)))/1000","v":0},0,{"$f":"IF(+'Sheet9(F_25)'!$A36>=Title_RESULTS!$H$8,0,((Partcipation!$B36-Partcipation!$B35)*(Title_RESULTS!$C$39*((1+Title_RESULTS!$C$41/100)^('Sheet9(F_25)'!$A36-Title_RESULTS!$H$7)))/1000))","v":0},{"$f":"(Partcipation!$C35+(Partcipation!$C36-Partcipation!$C35)/2)*(Title_RESULTS!$C$40*((1+Title_RESULTS!$C$41/100)^('Sheet9(F_25)'!$A36-Title_RESULTS!$H$7)))/1000","v":0},0,{"$f":"IF(Partcipation!$B37<Partcipation!$B36,0,IF(Partcipation!$B36=0,0,(Partcipation!$B36-Partcipation!$B35)*(+Title_RESULTS!$C$29*(1+Title_RESULTS!$C$30/100)^(+'Sheet8(F_24)'!$A36-Title_RESULTS!$H$7))/1000))","v":0},{"$f":"IF(+Title_RESULTS!$C$31<0,0,(+Partcipation!$B35+(Partcipation!$B36-Partcipation!$B35)/2)*(+Title_RESULTS!$C$31*(1+Title_RESULTS!$C$32/100)^(+'Sheet6(p_6)'!$A36-Title_RESULTS!$H$7))/1000)","v":0},0,{"$f":"(+Partcipation!$B35+(Partcipation!$B36-Partcipation!$B35)/2)*(+Title_RESULTS!$C$14)/1000","v":0},{"$f":"($K36)*Partcipation!$E93*Title_RESULTS!$C$12/100","v":0},{"$f":"((+$K36*(Title_RESULTS!$H$30/100)*((1+Title_RESULTS!$H$31/100)^('Sheet9(F_25)'!$A36-Title_RESULTS!$H$7)))+((Title_RESULTS!$H$32*Title_RESULTS!$H$35*12*Title_RESULTS!$C$7/1000)*(Partcipation!$B35+(Partcipation!$B36-Partcipation!$B35)/2))*((1+Title_RESULTS!$H$33/100)^('Sheet9(F_25)'!$A36-Title_RESULTS!$H$7)))","v":0},{"$f":"'Sheet2(F_12)'!$I36*('Sheet6(p_6)'!$L36+'Sheet6(p_6)'!$M36)","v":0},{"$f":"(Partcipation!$B35+(Partcipation!$B36-Partcipation!$B35)/2)*(Title_RESULTS!$C$13)/1000","v":0},{"$f":"($O36)*'Sheet2(F_12)'!$D36*Title_RESULTS!$C$12/100","v":0},{"$f":"+$O36*((Title_RESULTS!$H$30/100)*((1+Title_RESULTS!$H$31/100)^('Sheet9(F_25)'!$A36-Title_RESULTS!$H$7)))","v":0},{"$f":"+Partcipation!$I36*('Sheet6(p_6)'!$P36-'Sheet6(p_6)'!$Q36)","v":0}]
[2041,{"$f":"IF(+'Sheet9(F_25)'!$A37>=Title_RESULTS!$H$8,0,((Partcipation!$B37-Partcipation!$B36)*(Title_RESULTS!$C$26*((1+Title_RESULTS!$C$28/100)^('Sheet9(F_25)'!$A37-Title_RESULTS!$H$7)))/1000))","v":0},{"$f":"(Partcipation!$C36+(Partcipation!$C37-Partcipation!$C36)/2)*(Title_RESULTS!$C$27*((1+Title_RESULTS!$C$28/100)^('Sheet9(F_25)'!$A37-Title_RESULTS!$H$7)))/1000","v":0},0,{"$f":"IF(+'Sheet9(F_25)'!$A37>=Title_RESULTS!$H$8,0,((Partcipation!$B37-Partcipation!$B36)*(Title_RESULTS!$C$39*((1+Title_RESULTS!$C$41/100)^('Sheet9(F_25)'!$A37-Title_RESULTS!$H$7)))/1000))","v":0},{"$f":"(Partcipation!$C36+(Partcipation!$C37-Partcipation!$C36)/2)*(Title_RESULTS!$C$40*((1+Title_RESULTS!$C$41/100)^('Sheet9(F_25)'!$A37-Title_RESULTS!$H$7)))/1000","v":0},0,{"$f":"IF(Partcipation!$B38<Partcipation!$B37,0,IF(Partcipation!$B37=0,0,(Partcipation!$B37-Partcipation!$B36)*(+Title_RESULTS!$C$29*(1+Title_RESULTS!$C$30/100)^(+'Sheet8(F_24)'!$A37-Title_RESULTS!$H$7))/1000))","v":0},{"$f":"IF(+Title_RESULTS!$C$31<0,0,(+Partcipation!$B36+(Partcipation!$B37-Partcipation!$B36)/2)*(+Title_RESULTS!$C$31*(1+Title_RESULTS!$C$32/100)^(+'Sheet6(p_6)'!$A37-Title_RESULTS!$H$7))/1000)","v":0},0,{"$f":"(+Partcipation!$B36+(Partcipation!$B37-Partcipation!$B36)/2)*(+Title_RESULTS!$C$14)/1000","v":0},{"$f":"($K37)*Partcipation!$E94*Title_RESULTS!$C$12/100","v":0},{"$f":"((+$K37*(Title_RESULTS!$H$30/100)*((1+Title_RESULTS!$H$31/100)^('Sheet9(F_25)'!$A37-Title_RESULTS!$H$7)))+((Title_RESULTS!$H$32*Title_RESULTS!$H$35*12*Title_RESULTS!$C$7/1000)*(Partcipation!$B36+(Partcipation!$B37-Partcipation!$B36)/2))*((1+Title_RESULTS!$H$33/100)^('Sheet9(F_25)'!$A37-Title_RESULTS!$H$7)))","v":0},{"$f":"'Sheet2(F_12)'!$I37*('Sheet6(p_6)'!$L37+'Sheet6(p_6)'!$M37)","v":0},{"$f":"(Partcipation!$B36+(Partcipation!$B37-Partcipation!$B36)/2)*(Title_RESULTS!$C$13)/1000","v":0},{"$f":"($O37)*'Sheet2(F_12)'!$D37*Title_RESULTS!$C$12/100","v":0},{"$f":"+$O37*((Title_RESULTS!$H$30/100)*((1+Title_RESULTS!$H$31/100)^('Sheet9(F_25)'!$A37-Title_RESULTS!$H$7)))","v":0},{"$f":"+Partcipation!$I37*('Sheet6(p_6)'!$P37-'Sheet6(p_6)'!$Q37)","v":0}]
[2042,{"$f":"IF(+'Sheet9(F_25)'!$A38>=Title_RESULTS!$H$8,0,((Partcipation!$B38-Partcipation!$B37)*(Title_RESULTS!$C$26*((1+Title_RESULTS!$C$28/100)^('Sheet9(F_25)'!$A38-Title_RESULTS!$H$7)))/1000))","v":0},{"$f":"(Partcipation!$C37+(Partcipation!$C38-Partcipation!$C37)/2)*(Title_RESULTS!$C$27*((1+Title_RESULTS!$C$28/100)^('Sheet9(F_25)'!$A38-Title_RESULTS!$H$7)))/1000","v":0},0,{"$f":"IF(+'Sheet9(F_25)'!$A38>=Title_RESULTS!$H$8,0,((Partcipation!$B38-Partcipation!$B37)*(Title_RESULTS!$C$39*((1+Title_RESULTS!$C$41/100)^('Sheet9(F_25)'!$A38-Title_RESULTS!$H$7)))/1000))","v":0},{"$f":"(Partcipation!$C37+(Partcipation!$C38-Partcipation!$C37)/2)*(Title_RESULTS!$C$40*((1+Title_RESULTS!$C$41/100)^('Sheet9(F_25)'!$A38-Title_RESULTS!$H$7)))/1000","v":0},0,{"$f":"IF(Partcipation!$B39<Partcipation!$B38,0,IF(Partcipation!$B38=0,0,(Partcipation!$B38-Partcipation!$B37)*(+Title_RESULTS!$C$29*(1+Title_RESULTS!$C$30/100)^(+'Sheet8(F_24)'!$A38-Title_RESULTS!$H$7))/1000))","v":0},{"$f":"IF(+Title_RESULTS!$C$31<0,0,(+Partcipation!$B37+(Partcipation!$B38-Partcipation!$B37)/2)*(+Title_RESULTS!$C$31*(1+Title_RESULTS!$C$32/100)^(+'Sheet6(p_6)'!$A38-Title_RESULTS!$H$7))/1000)","v":0},0,{"$f":"(+Partcipation!$B37+(Partcipation!$B38-Partcipation!$B37)/2)*(+Title_RESULTS!$C$14)/1000","v":0},{"$f":"($K38)*Partcipation!$E95*Title_RESULTS!$C$12/100","v":0},{"$f":"((+$K38*(Title_RESULTS!$H$30/100)*((1+Title_RESULTS!$H$31/100)^('Sheet9(F_25)'!$A38-Title_RESULTS!$H$7)))+((Title_RESULTS!$H$32*Title_RESULTS!$H$35*12*Title_RESULTS!$C$7/1000)*(Partcipation!$B37+(Partcipation!$B38-Partcipation!$B37)/2))*((1+Title_RESULTS!$H$33/100)^('Sheet9(F_25)'!$A38-Title_RESULTS!$H$7)))","v":0},{"$f":"'Sheet2(F_12)'!$I38*('Sheet6(p_6)'!$L38+'Sheet6(p_6)'!$M38)","v":0},{"$f":"(Partcipation!$B37+(Partcipation!$B38-Partcipation!$B37)/2)*(Title_RESULTS!$C$13)/1000","v":0},{"$f":"($O38)*'Sheet2(F_12)'!$D38*Title_RESULTS!$C$12/100","v":0},{"$f":"+$O38*((Title_RESULTS!$H$30/100)*((1+Title_RESULTS!$H$31/100)^('Sheet9(F_25)'!$A38-Title_RESULTS!$H$7)))","v":0},{"$f":"+Partcipation!$I38*('Sheet6(p_6)'!$P38-'Sheet6(p_6)'!$Q38)","v":0}]
[2043,{"$f":"IF(+'Sheet9(F_25)'!$A39>=Title_RESULTS!$H$8,0,((Partcipation!$B39-Partcipation!$B38)*(Title_RESULTS!$C$26*((1+Title_RESULTS!$C$28/100)^('Sheet9(F_25)'!$A39-Title_RESULTS!$H$7)))/1000))","v":0},{"$f":"(Partcipation!$C38+(Partcipation!$C39-Partcipation!$C38)/2)*(Title_RESULTS!$C$27*((1+Title_RESULTS!$C$28/100)^('Sheet9(F_25)'!$A39-Title_RESULTS!$H$7)))/1000","v":0},0,{"$f":"IF(+'Sheet9(F_25)'!$A39>=Title_RESULTS!$H$8,0,((Partcipation!$B39-Partcipation!$B38)*(Title_RESULTS!$C$39*((1+Title_RESULTS!$C$41/100)^('Sheet9(F_25)'!$A39-Title_RESULTS!$H$7)))/1000))","v":0},{"$f":"(Partcipation!$C38+(Partcipation!$C39-Partcipation!$C38)/2)*(Title_RESULTS!$C$40*((1+Title_RESULTS!$C$41/100)^('Sheet9(F_25)'!$A39-Title_RESULTS!$H$7)))/1000","v":0},0,{"$f":"IF(Partcipation!$B40<Partcipation!$B39,0,IF(Partcipation!$B39=0,0,(Partcipation!$B39-Partcipation!$B38)*(+Title_RESULTS!$C$29*(1+Title_RESULTS!$C$30/100)^(+'Sheet8(F_24)'!$A39-Title_RESULTS!$H$7))/1000))","v":0},{"$f":"IF(+Title_RESULTS!$C$31<0,0,(+Partcipation!$B38+(Partcipation!$B39-Partcipation!$B38)/2)*(+Title_RESULTS!$C$31*(1+Title_RESULTS!$C$32/100)^(+'Sheet6(p_6)'!$A39-Title_RESULTS!$H$7))/1000)","v":0},0,{"$f":"(+Partcipation!$B38+(Partcipation!$B39-Partcipation!$B38)/2)*(+Title_RESULTS!$C$14)/1000","v":0},{"$f":"($K39)*Partcipation!$E96*Title_RESULTS!$C$12/100","v":0},{"$f":"((+$K39*(Title_RESULTS!$H$30/100)*((1+Title_RESULTS!$H$31/100)^('Sheet9(F_25)'!$A39-Title_RESULTS!$H$7)))+((Title_RESULTS!$H$32*Title_RESULTS!$H$35*12*Title_RESULTS!$C$7/1000)*(Partcipation!$B38+(Partcipation!$B39-Partcipation!$B38)/2))*((1+Title_RESULTS!$H$33/100)^('Sheet9(F_25)'!$A39-Title_RESULTS!$H$7)))","v":0},{"$f":"'Sheet2(F_12)'!$I39*('Sheet6(p_6)'!$L39+'Sheet6(p_6)'!$M39)","v":0},{"$f":"(Partcipation!$B38+(Partcipation!$B39-Partcipation!$B38)/2)*(Title_RESULTS!$C$13)/1000","v":0},{"$f":"($O39)*'Sheet2(F_12)'!$D39*Title_RESULTS!$C$12/100","v":0},{"$f":"+$O39*((Title_RESULTS!$H$30/100)*((1+Title_RESULTS!$H$31/100)^('Sheet9(F_25)'!$A39-Title_RESULTS!$H$7)))","v":0},{"$f":"+Partcipation!$I39*('Sheet6(p_6)'!$P39-'Sheet6(p_6)'!$Q39)","v":0}]
[2044,{"$f":"IF(+'Sheet9(F_25)'!$A40>=Title_RESULTS!$H$8,0,((Partcipation!$B40-Partcipation!$B39)*(Title_RESULTS!$C$26*((1+Title_RESULTS!$C$28/100)^('Sheet9(F_25)'!$A40-Title_RESULTS!$H$7)))/1000))","v":0},{"$f":"(Partcipation!$C39+(Partcipation!$C40-Partcipation!$C39)/2)*(Title_RESULTS!$C$27*((1+Title_RESULTS!$C$28/100)^('Sheet9(F_25)'!$A40-Title_RESULTS!$H$7)))/1000","v":0},0,{"$f":"IF(+'Sheet9(F_25)'!$A40>=Title_RESULTS!$H$8,0,((Partcipation!$B40-Partcipation!$B39)*(Title_RESULTS!$C$39*((1+Title_RESULTS!$C$41/100)^('Sheet9(F_25)'!$A40-Title_RESULTS!$H$7)))/1000))","v":0},{"$f":"(Partcipation!$C39+(Partcipation!$C40-Partcipation!$C39)/2)*(Title_RESULTS!$C$40*((1+Title_RESULTS!$C$41/100)^('Sheet9(F_25)'!$A40-Title_RESULTS!$H$7)))/1000","v":0},0,{"$f":"IF(Partcipation!$B41<Partcipation!$B40,0,IF(Partcipation!$B40=0,0,(Partcipation!$B40-Partcipation!$B39)*(+Title_RESULTS!$C$29*(1+Title_RESULTS!$C$30/100)^(+'Sheet8(F_24)'!$A40-Title_RESULTS!$H$7))/1000))","v":0},{"$f":"IF(+Title_RESULTS!$C$31<0,0,(+Partcipation!$B39+(Partcipation!$B40-Partcipation!$B39)/2)*(+Title_RESULTS!$C$31*(1+Title_RESULTS!$C$32/100)^(+'Sheet6(p_6)'!$A40-Title_RESULTS!$H$7))/1000)","v":0},0,{"$f":"(+Partcipation!$B39+(Partcipation!$B40-Partcipation!$B39)/2)*(+Title_RESULTS!$C$14)/1000","v":0},{"$f":"($K40)*Partcipation!$E97*Title_RESULTS!$C$12/100","v":0},{"$f":"((+$K40*(Title_RESULTS!$H$30/100)*((1+Title_RESULTS!$H$31/100)^('Sheet9(F_25)'!$A40-Title_RESULTS!$H$7)))+((Title_RESULTS!$H$32*Title_RESULTS!$H$35*12*Title_RESULTS!$C$7/1000)*(Partcipation!$B39+(Partcipation!$B40-Partcipation!$B39)/2))*((1+Title_RESULTS!$H$33/100)^('Sheet9(F_25)'!$A40-Title_RESULTS!$H$7)))","v":0},{"$f":"'Sheet2(F_12)'!$I40*('Sheet6(p_6)'!$L40+'Sheet6(p_6)'!$M40)","v":0},{"$f":"(Partcipation!$B39+(Partcipation!$B40-Partcipation!$B39)/2)*(Title_RESULTS!$C$13)/1000","v":0},{"$f":"($O40)*'Sheet2(F_12)'!$D40*Title_RESULTS!$C$12/100","v":0},{"$f":"+$O40*((Title_RESULTS!$H$30/100)*((1+Title_RESULTS!$H$31/100)^('Sheet9(F_25)'!$A40-Title_RESULTS!$H$7)))","v":0},{"$f":"+Partcipation!$I40*('Sheet6(p_6)'!$P40-'Sheet6(p_6)'!$Q40)","v":0}]
[]
["NOMINAL",{"$f":"SUM(B16:B41)","v":0},0,0,0,0,0,78272.989499999996,0,78272.989499999996,0,0,0,0,0,0,0,0]
[]
["NPV",{"$f":"NPV(Title_RESULTS!$C$37,'Sheet6(p_6)'!B17:B41)+'Sheet6(p_6)'!B16","v":0},{"$f":"NPV(Title_RESULTS!$C$37,'Sheet6(p_6)'!C17:C41)+'Sheet6(p_6)'!C16","v":0},{"$f":"NPV(Title_RESULTS!$C$37,'Sheet6(p_6)'!D17:D41)+'Sheet6(p_6)'!D16","v":0},{"$f":"NPV(Title_RESULTS!$C$37,'Sheet6(p_6)'!E17:E41)+'Sheet6(p_6)'!E16","v":0},{"$f":"NPV(Title_RESULTS!$C$37,'Sheet6(p_6)'!F17:F41)+'Sheet6(p_6)'!F16","v":0},{"$f":"NPV(Title_RESULTS!$C$37,'Sheet6(p_6)'!G17:G41)+'Sheet6(p_6)'!G16","v":0},{"$f":"NPV(Title_RESULTS!$C$37,'Sheet6(p_6)'!H17:H41)+'Sheet6(p_6)'!H16","v":73135.890094496077},{"$f":"NPV(Title_RESULTS!$C$37,'Sheet6(p_6)'!I17:I41)+'Sheet6(p_6)'!I16","v":0},{"$f":"NPV(Title_RESULTS!$C$37,'Sheet6(p_6)'!J17:J41)+'Sheet6(p_6)'!J16","v":73135.890094496077},null,{"$f":"NPV(Title_RESULTS!$C$37,'Sheet6(p_6)'!L17:L41)+'Sheet6(p_6)'!L16","v":0},{"$f":"NPV(Title_RESULTS!$C$37,'Sheet6(p_6)'!M17:M41)+'Sheet6(p_6)'!M16","v":0},{"$f":"NPV(Title_RESULTS!$C$37,'Sheet6(p_6)'!N17:N41)+'Sheet6(p_6)'!N16","v":0},null,{"$f":"NPV(Title_RESULTS!$C$37,'Sheet6(p_6)'!P17:P41)+'Sheet6(p_6)'!P16","v":0},{"$f":"NPV(Title_RESULTS!$C$37,'Sheet6(p_6)'!Q17:Q41)+'Sheet6(p_6)'!Q16","v":0},{"$f":"NPV(Title_RESULTS!$C$37,'Sheet6(p_6)'!R17:R41)+'Sheet6(p_6)'!R16","v":0}]
[]
["* SUPPLEMENTAL INFORMATION NOT SPECIFIED IN WORKBOOK"]

{"sheet":"Sheet7(F_23)","index":17,"n_rows":46,"n_cols":13,"rows_kept":46,"cut":false,"hidden":false,"merged":[]}
[null,null,null,"          TOTAL RESOURCE COST TESTS ",null,null,null,null,null,null,null,null,"PSC FORM CE 2.3"]
[null,null,null,"       PROGRAM:",{"$f":"+Input!C3","v":"Storage with other DSM (EE and DR)"},null,null,null,null,null,null,null,"Page 1 of 1"]
[null,null,null,null,null,null,null,null,null,null,null,null,{"$f":"+Title_RESULTS!I4","v":"2019-05-14T07:55:54.360"}]
[]
[]
[]
[]
["(1)","(2)","(3)","(4)","(5)","(6)","(7)","(8)","(9)","(10)","(11)","(12)","(13)"]
[]
[null,null,null,null,null,null,null,null,null,null,null,null,"CUMULATIVE"]
[null,"INCREASED","UTILITY","PARTICIPANT",null,null,null,null,"PROGRAM",null,null,null,"DISCOUNTED"]
[null,"SUPPLY","PROGRAM","PROGRAM","OTHER","TOTAL","AVOIDED","AVOIDED","FUEL","OTHER","TOTAL","NET","NET"]
[null,"COSTS","COSTS ","COSTS","COSTS","COSTS","GEN UNIT","T & D","SAVINGS","BENEFITS","BENEFITS","BENEFITS","BENEFITS"]
[null,null,null,null,null,null,"BENEFITS","BENEFITS"]
["YEAR","$(000)","$(000)","$(000)","$(000)","$(000)","$(000)","$(000)","$(000)","$(000)","$(000)","$(000)","$(000)"]
[{"$f":"+Title_RESULTS!H7","v":2020},{"$f":"IF(A16>=(Title_RESULTS!$H$7+Title_RESULTS!$C$17),0,(IF($A16>=Title_RESULTS!$H$8,(Partcipation!$B15+(Partcipation!$B16-Partcipation!$B15)/2)*Title_RESULTS!$C$35*(1+Title_RESULTS!$C$36/100)^('Sheet7(F_23)'!$A16-Title_RESULTS!$H$7),0)))","v":0},{"$f":"IF(A16>=(Title_RESULTS!$H$7+Title_RESULTS!$C$17),0,(+'Sheet6(p_6)'!$D16))","v":0},{"$f":"IF(A16>=(Title_RESULTS!$H$7+Title_RESULTS!$C$17),0,(+'Sheet6(p_6)'!$J16))","v":25500},{"$f":"IF(A16>=(Title_RESULTS!$H$7+Title_RESULTS!$C$17),0,(+'f-11B'!$N15))","v":0},{"$f":"IF(A16>=(Title_RESULTS!$H$7+Title_RESULTS!$C$17),0,(SUM(B16:E16)))","v":25500},{"$f":"IF(A16>=(Title_RESULTS!$H$7+Title_RESULTS!$C$17),0,('Sheet3(F_21)'!$J16))","v":0},{"$f":"IF(A16>=(Title_RESULTS!$H$7+Title_RESULTS!$C$17),0,(+'Sheet4(F_22)'!$D16+'Sheet4(F_22)'!$G16))","v":0},{"$f":"IF(A16>=(Title_RESULTS!$H$7+Title_RESULTS!$C$17),0,(+'Sheet4(F_22)'!$H16))","v":0},{"$f":"IF(A16>=(Title_RESULTS!$H$7+Title_RESULTS!$C$17),0,(IF(Title_RESULTS!$C$31<0,((Partcipation!$B15+(Partcipation!$B16-Partcipation!$B15)/2)*(ABS(Title_RESULTS!$C$31)*(1+Title_RESULTS!$C$32/100)^('Sheet7(F_23)'!$A16-Title_RESULTS!$H$7))/1000)+'f-11B'!$O15,+'f-11B'!$O15)))","v":0},{"$f":"IF(A16>=(Title_RESULTS!$H$7+Title_RESULTS!$C$17),0,(SUM(G16:J16)))","v":0},{"$f":"IF(A16>=(Title_RESULTS!$H$7+Title_RESULTS!$C$17),0,(+$K16-$F16))","v":-25500},{"$f":"IF(A16>=(Title_RESULTS!$H$7+Title_RESULTS!$C$17),0,(+$L16/(1+Title_RESULTS!$C$37)^('Sheet7(F_23)'!$A16-Title_RESULTS!$H$7)))","v":-25500}]
[{"$f":"+A16+1","v":2021},{"$f":"IF(A17>=(Title_RESULTS!$H$7+Title_RESULTS!$C$17),0,(IF($A17>=Title_RESULTS!$H$8,(Partcipation!$B16+(Partcipation!$B17-Partcipation!$B16)/2)*Title_RESULTS!$C$35*(1+Title_RESULTS!$C$36/100)^('Sheet7(F_23)'!$A17-Title_RESULTS!$H$7),0)))","v":0},{"$f":"IF(A17>=(Title_RESULTS!$H$7+Title_RESULTS!$C$17),0,(+'Sheet6(p_6)'!$D17))","v":0},{"$f":"IF(A17>=(Title_RESULTS!$H$7+Title_RESULTS!$C$17),0,(+'Sheet6(p_6)'!$J17))","v":26086.499999999996},{"$f":"IF(A17>=(Title_RESULTS!$H$7+Title_RESULTS!$C$17),0,(+'f-11B'!$N16))","v":0},{"$f":"IF(A17>=(Title_RESULTS!$H$7+Title_RESULTS!$C$17),0,(SUM(B17:E17)))","v":26086.499999999996},{"$f":"IF(A17>=(Title_RESULTS!$H$7+Title_RESULTS!$C$17),0,('Sheet3(F_21)'!$J17))","v":0},{"$f":"IF(A17>=(Title_RESULTS!$H$7+Title_RESULTS!$C$17),0,(+'Sheet4(F_22)'!$D17+'Sheet4(F_22)'!$G17))","v":42.612716595673277},{"$f":"IF(A17>=(Title_RESULTS!$H$7+Title_RESULTS!$C$17),0,(+'Sheet4(F_22)'!$H17))","v":0},{"$f":"IF(A17>=(Title_RESULTS!$H$7+Title_RESULTS!$C$17),0,(IF(Title_RESULTS!$C$31<0,((Partcipation!$B16+(Partcipation!$B17-Partcipation!$B16)/2)*(ABS(Title_RESULTS!$C$31)*(1+Title_RESULTS!$C$32/100)^('Sheet7(F_23)'!$A17-Title_RESULTS!$H$7))/1000)+'f-11B'!$O16,+'f-11B'!$O16)))","v":0},{"$f":"IF(A17>=(Title_RESULTS!$H$7+Title_RESULTS!$C$17),0,(SUM(G17:J17)))","v":42.612716595673277},{"$f":"IF(A17>=(Title_RESULTS!$H$7+Title_RESULTS!$C$17),0,(+$K17-$F17))","v":-26043.887283404321},{"$f":"IF(A17>=(Title_RESULTS!$H$7+Title_RESULTS!$C$17),0,(+M16+$L17/(1+Title_RESULTS!$C$37)^('Sheet7(F_23)'!$A17-Title_RESULTS!$H$7)))","v":-49821.896977404111}]
[{"$f":"+A17+1","v":2022},{"$f":"IF(A18>=(Title_RESULTS!$H$7+Title_RESULTS!$C$17),0,(IF($A18>=Title_RESULTS!$H$8,(Partcipation!$B17+(Partcipation!$B18-Partcipation!$B17)/2)*Title_RESULTS!$C$35*(1+Title_RESULTS!$C$36/100)^('Sheet7(F_23)'!$A18-Title_RESULTS!$H$7),0)))","v":0},{"$f":"IF(A18>=(Title_RESULTS!$H$7+Title_RESULTS!$C$17),0,(+'Sheet6(p_6)'!$D18))","v":0},{"$f":"IF(A18>=(Title_RESULTS!$H$7+Title_RESULTS!$C$17),0,(+'Sheet6(p_6)'!$J18))","v":26686.489499999996},{"$f":"IF(A18>=(Title_RESULTS!$H$7+Title_RESULTS!$C$17),0,(+'f-11B'!$N17))","v":0},{"$f":"IF(A18>=(Title_RESULTS!$H$7+Title_RESULTS!$C$17),0,(SUM(B18:E18)))","v":26686.489499999996},{"$f":"IF(A18>=(Title_RESULTS!$H$7+Title_RESULTS!$C$17),0,('Sheet3(F_21)'!$J18))","v":0},{"$f":"IF(A18>=(Title_RESULTS!$H$7+Title_RESULTS!$C$17),0,(+'Sheet4(F_22)'!$D18+'Sheet4(F_22)'!$G18))","v":43.635421793969428},{"$f":"IF(A18>=(Title_RESULTS!$H$7+Title_RESULTS!$C$17),0,(+'Sheet4(F_22)'!$H18))","v":0},{"$f":"IF(A18>=(Title_RESULTS!$H$7+Title_RESULTS!$C$17),0,(IF(Title_RESULTS!$C$31<0,((Partcipation!$B17+(Partcipation!$B18-Partcipation!$B17)/2)*(ABS(Title_RESULTS!$C$31)*(1+Title_RESULTS!$C$32/100)^('Sheet7(F_23)'!$A18-Title_RESULTS!$H$7))/1000)+'f-11B'!$O17,+'f-11B'!$O17)))","v":0},{"$f":"IF(A18>=(Title_RESULTS!$H$7+Title_RESULTS!$C$17),0,(SUM(G18:J18)))","v":43.635421793969428},{"$f":"IF(A18>=(Title_RESULTS!$H$7+Title_RESULTS!$C$17),0,(+$K18-$F18))","v":-26642.854078206026},{"$f":"IF(A18>=(Title_RESULTS!$H$7+Title_RESULTS!$C$17),0,(+M17+$L18/(1+Title_RESULTS!$C$37)^('Sheet7(F_23)'!$A18-Title_RESULTS!$H$7)))","v":-73058.038939179474}]
[{"$f":"+A18+1","v":2023},{"$f":"IF(A19>=(Title_RESULTS!$H$7+Title_RESULTS!$C$17),0,(IF($A19>=Title_RESULTS!$H$8,(Partcipation!$B18+(Partcipation!$B19-Partcipation!$B18)/2)*Title_RESULTS!$C$35*(1+Title_RESULTS!$C$36/100)^('Sheet7(F_23)'!$A19-Title_RESULTS!$H$7),0)))","v":0},{"$f":"IF(A19>=(Title_RESULTS!$H$7+Title_RESULTS!$C$17),0,(+'Sheet6(p_6)'!$D19))","v":0},{"$f":"IF(A19>=(Title_RESULTS!$H$7+Title_RESULTS!$C$17),0,(+'Sheet6(p_6)'!$J19))","v":0},{"$f":"IF(A19>=(Title_RESULTS!$H$7+Title_RESULTS!$C$17),0,(+'f-11B'!$N18))","v":0},{"$f":"IF(A19>=(Title_RESULTS!$H$7+Title_RESULTS!$C$17),0,(SUM(B19:E19)))","v":0},{"$f":"IF(A19>=(Title_RESULTS!$H$7+Title_RESULTS!$C$17),0,('Sheet3(F_21)'!$J19))","v":134.08033029242523},{"$f":"IF(A19>=(Title_RESULTS!$H$7+Title_RESULTS!$C$17),0,(+'Sheet4(F_22)'!$D19+'Sheet4(F_22)'!$G19))","v":44.682671917024692},{"$f":"IF(A19>=(Title_RESULTS!$H$7+Title_RESULTS!$C$17),0,(+'Sheet4(F_22)'!$H19))","v":0},{"$f":"IF(A19>=(Title_RESULTS!$H$7+Title_RESULTS!$C$17),0,(IF(Title_RESULTS!$C$31<0,((Partcipation!$B18+(Partcipation!$B19-Partcipation!$B18)/2)*(ABS(Title_RESULTS!$C$31)*(1+Title_RESULTS!$C$32/100)^('Sheet7(F_23)'!$A19-Title_RESULTS!$H$7))/1000)+'f-11B'!$O18,+'f-11B'!$O18)))","v":0},{"$f":"IF(A19>=(Title_RESULTS!$H$7+Title_RESULTS!$C$17),0,(SUM(G19:J19)))","v":178.76300220944992},{"$f":"IF(A19>=(Title_RESULTS!$H$7+Title_RESULTS!$C$17),0,(+$K19-$F19))","v":178.76300220944992},{"$f":"IF(A19>=(Title_RESULTS!$H$7+Title_RESULTS!$C$17),0,(+M18+$L19/(1+Title_RESULTS!$C$37)^('Sheet7(F_23)'!$A19-Title_RESULTS!$H$7)))","v":-72912.441897041499}]
[2024,{"$f":"IF(A20>=(Title_RESULTS!$H$7+Title_RESULTS!$C$17),0,(IF($A20>=Title_RESULTS!$H$8,(Partcipation!$B19+(Partcipation!$B20-Partcipation!$B19)/2)*Title_RESULTS!$C$35*(1+Title_RESULTS!$C$36/100)^('Sheet7(F_23)'!$A20-Title_RESULTS!$H$7),0)))","v":0},{"$f":"IF(A20>=(Title_RESULTS!$H$7+Title_RESULTS!$C$17),0,(+'Sheet6(p_6)'!$D20))","v":0},{"$f":"IF(A20>=(Title_RESULTS!$H$7+Title_RESULTS!$C$17),0,(+'Sheet6(p_6)'!$J20))","v":0},{"$f":"IF(A20>=(Title_RESULTS!$H$7+Title_RESULTS!$C$17),0,(+'f-11B'!$N19))","v":0},{"$f":"IF(A20>=(Title_RESULTS!$H$7+Title_RESULTS!$C$17),0,(SUM(B20:E20)))","v":0},{"$f":"IF(A20>=(Title_RESULTS!$H$7+Title_RESULTS!$C$17),0,('Sheet3(F_21)'!$J20))","v":137.65557627337185},{"$f":"IF(A20>=(Title_RESULTS!$H$7+Title_RESULTS!$C$17),0,(+'Sheet4(F_22)'!$D20+'Sheet4(F_22)'!$G20))","v":45.755056043033285},{"$f":"IF(A20>=(Title_RESULTS!$H$7+Title_RESULTS!$C$17),0,(+'Sheet4(F_22)'!$H20))","v":0},{"$f":"IF(A20>=(Title_RESULTS!$H$7+Title_RESULTS!$C$17),0,(IF(Title_RESULTS!$C$31<0,((Partcipation!$B19+(Partcipation!$B20-Partcipation!$B19)/2)*(ABS(Title_RESULTS!$C$31)*(1+Title_RESULTS!$C$32/100)^('Sheet7(F_23)'!$A20-Title_RESULTS!$H$7))/1000)+'f-11B'!$O19,+'f-11B'!$O19)))","v":0},{"$f":"IF(A20>=(Title_RESULTS!$H$7+Title_RESULTS!$C$17),0,(SUM(G20:J20)))","v":183.41063231640513},{"$f":"IF(A20>=(Title_RESULTS!$H$7+Title_RESULTS!$C$17),0,(+$K20-$F20))","v":183.41063231640513},{"$f":"IF(A20>=(Title_RESULTS!$H$7+Title_RESULTS!$C$17),0,(+M19+$L20/(1+Title_RESULTS!$C$37)^('Sheet7(F_23)'!$A20-Title_RESULTS!$H$7)))","v":-72772.93648439282}]
[2025,{"$f":"IF(A21>=(Title_RESULTS!$H$7+Title_RESULTS!$C$17),0,(IF($A21>=Title_RESULTS!$H$8,(Partcipation!$B20+(Partcipation!$B21-Partcipation!$B20)/2)*Title_RESULTS!$C$35*(1+Title_RESULTS!$C$36/100)^('Sheet7(F_23)'!$A21-Title_RESULTS!$H$7),0)))","v":0},{"$f":"IF(A21>=(Title_RESULTS!$H$7+Title_RESULTS!$C$17),0,(+'Sheet6(p_6)'!$D21))","v":0},{"$f":"IF(A21>=(Title_RESULTS!$H$7+Title_RESULTS!$C$17),0,(+'Sheet6(p_6)'!$J21))","v":0},{"$f":"IF(A21>=(Title_RESULTS!$H$7+Title_RESULTS!$C$17),0,(+'f-11B'!$N20))","v":0},{"$f":"IF(A21>=(Title_RESULTS!$H$7+Title_RESULTS!$C$17),0,(SUM(B21:E21)))","v":0},{"$f":"IF(A21>=(Title_RESULTS!$H$7+Title_RESULTS!$C$17),0,('Sheet3(F_21)'!$J21))","v":141.56693336375827},{"$f":"IF(A21>=(Title_RESULTS!$H$7+Title_RESULTS!$C$17),0,(+'Sheet4(F_22)'!$D21+'Sheet4(F_22)'!$G21))","v":46.853177388066086},{"$f":"IF(A21>=(Title_RESULTS!$H$7+Title_RESULTS!$C$17),0,(+'Sheet4(F_22)'!$H21))","v":0},{"$f":"IF(A21>=(Title_RESULTS!$H$7+Title_RESULTS!$C$17),0,(IF(Title_RESULTS!$C$31<0,((Partcipation!$B20+(Partcipation!$B21-Partcipation!$B20)/2)*(ABS(Title_RESULTS!$C$31)*(1+Title_RESULTS!$C$32/100)^('Sheet7(F_23)'!$A21-Title_RESULTS!$H$7))/1000)+'f-11B'!$O20,+'f-11B'!$O20)))","v":0},{"$f":"IF(A21>=(Title_RESULTS!$H$7+Title_RESULTS!$C$17),0,(SUM(G21:J21)))","v":188.42011075182435},{"$f":"IF(A21>=(Title_RESULTS!$H$7+Title_RESULTS!$C$17),0,(+$K21-$F21))","v":188.42011075182435},{"$f":"IF(A21>=(Title_RESULTS!$H$7+Title_RESULTS!$C$17),0,(+M20+$L21/(1+Title_RESULTS!$C$37)^('Sheet7(F_23)'!$A21-Title_RESULTS!$H$7)))","v":-72639.096634104309}]
[2026,{"$f":"IF(A22>=(Title_RESULTS!$H$7+Title_RESULTS!$C$17),0,(IF($A22>=Title_RESULTS!$H$8,(Partcipation!$B21+(Partcipation!$B22-Partcipation!$B21)/2)*Title_RESULTS!$C$35*(1+Title_RESULTS!$C$36/100)^('Sheet7(F_23)'!$A22-Title_RESULTS!$H$7),0)))","v":0},{"$f":"IF(A22>=(Title_RESULTS!$H$7+Title_RESULTS!$C$17),0,(+'Sheet6(p_6)'!$D22))","v":0},{"$f":"IF(A22>=(Title_RESULTS!$H$7+Title_RESULTS!$C$17),0,(+'Sheet6(p_6)'!$J22))","v":0},{"$f":"IF(A22>=(Title_RESULTS!$H$7+Title_RESULTS!$C$17),0,(+'f-11B'!$N21))","v":0},{"$f":"IF(A22>=(Title_RESULTS!$H$7+Title_RESULTS!$C$17),0,(SUM(B22:E22)))","v":0},{"$f":"IF(A22>=(Title_RESULTS!$H$7+Title_RESULTS!$C$17),0,('Sheet3(F_21)'!$J22))","v":145.94747343597868},{"$f":"IF(A22>=(Title_RESULTS!$H$7+Title_RESULTS!$C$17),0,(+'Sheet4(F_22)'!$D22+'Sheet4(F_22)'!$G22))","v":47.977653645379668},{"$f":"IF(A22>=(Title_RESULTS!$H$7+Title_RESULTS!$C$17),0,(+'Sheet4(F_22)'!$H22))","v":0},{"$f":"IF(A22>=(Title_RESULTS!$H$7+Title_RESULTS!$C$17),0,(IF(Title_RESULTS!$C$31<0,((Partcipation!$B21+(Partcipation!$B22-Partcipation!$B21)/2)*(ABS(Title_RESULTS!$C$31)*(1+Title_RESULTS!$C$32/100)^('Sheet7(F_23)'!$A22-Title_RESULTS!$H$7))/1000)+'f-11B'!$O21,+'f-11B'!$O21)))","v":0},{"$f":"IF(A22>=(Title_RESULTS!$H$7+Title_RESULTS!$C$17),0,(SUM(G22:J22)))","v":193.92512708135834},{"$f":"IF(A22>=(Title_RESULTS!$H$7+Title_RESULTS!$C$17),0,(+$K22-$F22))","v":193.92512708135834},{"$f":"IF(A22>=(Title_RESULTS!$H$7+Title_RESULTS!$C$17),0,(+M21+$L22/(1+Title_RESULTS!$C$37)^('Sheet7(F_23)'!$A22-Title_RESULTS!$H$7)))","v":-72510.454300518351}]
[2027,{"$f":"IF(A23>=(Title_RESULTS!$H$7+Title_RESULTS!$C$17),0,(IF($A23>=Title_RESULTS!$H$8,(Partcipation!$B22+(Partcipation!$B23-Partcipation!$B22)/2)*Title_RESULTS!$C$35*(1+Title_RESULTS!$C$36/100)^('Sheet7(F_23)'!$A23-Title_RESULTS!$H$7),0)))","v":0},{"$f":"IF(A23>=(Title_RESULTS!$H$7+Title_RESULTS!$C$17),0,(+'Sheet6(p_6)'!$D23))","v":0},{"$f":"IF(A23>=(Title_RESULTS!$H$7+Title_RESULTS!$C$17),0,(+'Sheet6(p_6)'!$J23))","v":0},{"$f":"IF(A23>=(Title_RESULTS!$H$7+Title_RESULTS!$C$17),0,(+'f-11B'!$N22))","v":0},{"$f":"IF(A23>=(Title_RESULTS!$H$7+Title_RESULTS!$C$17),0,(SUM(B23:E23)))","v":0},{"$f":"IF(A23>=(Title_RESULTS!$H$7+Title_RESULTS!$C$17),0,('Sheet3(F_21)'!$J23))","v":149.87639439299232},{"$f":"IF(A23>=(Title_RESULTS!$H$7+Title_RESULTS!$C$17),0,(+'Sheet4(F_22)'!$D23+'Sheet4(F_22)'!$G23))","v":49.129117332868788},{"$f":"IF(A23>=(Title_RESULTS!$H$7+Title_RESULTS!$C$17),0,(+'Sheet4(F_22)'!$H23))","v":0},{"$f":"IF(A23>=(Title_RESULTS!$H$7+Title_RESULTS!$C$17),0,(IF(Title_RESULTS!$C$31<0,((Partcipation!$B22+(Partcipation!$B23-Partcipation!$B22)/2)*(ABS(Title_RESULTS!$C$31)*(1+Title_RESULTS!$C$32/100)^('Sheet7(F_23)'!$A23-Title_RESULTS!$H$7))/1000)+'f-11B'!$O22,+'f-11B'!$O22)))","v":0},{"$f":"IF(A23>=(Title_RESULTS!$H$7+Title_RESULTS!$C$17),0,(SUM(G23:J23)))","v":199.00551172586111},{"$f":"IF(A23>=(Title_RESULTS!$H$7+Title_RESULTS!$C$17),0,(+$K23-$F23))","v":199.00551172586111},{"$f":"IF(A23>=(Title_RESULTS!$H$7+Title_RESULTS!$C$17),0,(+M22+$L23/(1+Title_RESULTS!$C$37)^('Sheet7(F_23)'!$A23-Title_RESULTS!$H$7)))","v":-72387.170342945479}]
[2028,{"$f":"IF(A24>=(Title_RESULTS!$H$7+Title_RESULTS!$C$17),0,(IF($A24>=Title_RESULTS!$H$8,(Partcipation!$B23+(Partcipation!$B24-Partcipation!$B23)/2)*Title_RESULTS!$C$35*(1+Title_RESULTS!$C$36/100)^('Sheet7(F_23)'!$A24-Title_RESULTS!$H$7),0)))","v":0},{"$f":"IF(A24>=(Title_RESULTS!$H$7+Title_RESULTS!$C$17),0,(+'Sheet6(p_6)'!$D24))","v":0},{"$f":"IF(A24>=(Title_RESULTS!$H$7+Title_RESULTS!$C$17),0,(+'Sheet6(p_6)'!$J24))","v":0},{"$f":"IF(A24>=(Title_RESULTS!$H$7+Title_RESULTS!$C$17),0,(+'f-11B'!$N23))","v":0},{"$f":"IF(A24>=(Title_RESULTS!$H$7+Title_RESULTS!$C$17),0,(SUM(B24:E24)))","v":0},{"$f":"IF(A24>=(Title_RESULTS!$H$7+Title_RESULTS!$C$17),0,('Sheet3(F_21)'!$J24))","v":152.30421978303411},{"$f":"IF(A24>=(Title_RESULTS!$H$7+Title_RESULTS!$C$17),0,(+'Sheet4(F_22)'!$D24+'Sheet4(F_22)'!$G24))","v":50.308216148857639},{"$f":"IF(A24>=(Title_RESULTS!$H$7+Title_RESULTS!$C$17),0,(+'Sheet4(F_22)'!$H24))","v":0},{"$f":"IF(A24>=(Title_RESULTS!$H$7+Title_RESULTS!$C$17),0,(IF(Title_RESULTS!$C$31<0,((Partcipation!$B23+(Partcipation!$B24-Partcipation!$B23)/2)*(ABS(Title_RESULTS!$C$31)*(1+Title_RESULTS!$C$32/100)^('Sheet7(F_23)'!$A24-Title_RESULTS!$H$7))/1000)+'f-11B'!$O23,+'f-11B'!$O23)))","v":0},{"$f":"IF(A24>=(Title_RESULTS!$H$7+Title_RESULTS!$C$17),0,(SUM(G24:J24)))","v":202.61243593189175},{"$f":"IF(A24>=(Title_RESULTS!$H$7+Title_RESULTS!$C$17),0,(+$K24-$F24))","v":202.61243593189175},{"$f":"IF(A24>=(Title_RESULTS!$H$7+Title_RESULTS!$C$17),0,(+M23+$L24/(1+Title_RESULTS!$C$37)^('Sheet7(F_23)'!$A24-Title_RESULTS!$H$7)))","v":-72269.951022905385}]
[2029,{"$f":"IF(A25>=(Title_RESULTS!$H$7+Title_RESULTS!$C$17),0,(IF($A25>=Title_RESULTS!$H$8,(Partcipation!$B24+(Partcipation!$B25-Partcipation!$B24)/2)*Title_RESULTS!$C$35*(1+Title_RESULTS!$C$36/100)^('Sheet7(F_23)'!$A25-Title_RESULTS!$H$7),0)))","v":0},{"$f":"IF(A25>=(Title_RESULTS!$H$7+Title_RESULTS!$C$17),0,(+'Sheet6(p_6)'!$D25))","v":0},{"$f":"IF(A25>=(Title_RESULTS!$H$7+Title_RESULTS!$C$17),0,(+'Sheet6(p_6)'!$J25))","v":0},{"$f":"IF(A25>=(Title_RESULTS!$H$7+Title_RESULTS!$C$17),0,(+'f-11B'!$N24))","v":0},{"$f":"IF(A25>=(Title_RESULTS!$H$7+Title_RESULTS!$C$17),0,(SUM(B25:E25)))","v":0},{"$f":"IF(A25>=(Title_RESULTS!$H$7+Title_RESULTS!$C$17),0,('Sheet3(F_21)'!$J25))","v":156.44133952527372},{"$f":"IF(A25>=(Title_RESULTS!$H$7+Title_RESULTS!$C$17),0,(+'Sheet4(F_22)'!$D25+'Sheet4(F_22)'!$G25))","v":51.515613336430221},{"$f":"IF(A25>=(Title_RESULTS!$H$7+Title_RESULTS!$C$17),0,(+'Sheet4(F_22)'!$H25))","v":0},{"$f":"IF(A25>=(Title_RESULTS!$H$7+Title_RESULTS!$C$17),0,(IF(Title_RESULTS!$C$31<0,((Partcipation!$B24+(Partcipation!$B25-Partcipation!$B24)/2)*(ABS(Title_RESULTS!$C$31)*(1+Title_RESULTS!$C$32/100)^('Sheet7(F_23)'!$A25-Title_RESULTS!$H$7))/1000)+'f-11B'!$O24,+'f-11B'!$O24)))","v":0},{"$f":"IF(A25>=(Title_RESULTS!$H$7+Title_RESULTS!$C$17),0,(SUM(G25:J25)))","v":207.95695286170394},{"$f":"IF(A25>=(Title_RESULTS!$H$7+Title_RESULTS!$C$17),0,(+$K25-$F25))","v":207.95695286170394},{"$f":"IF(A25>=(Title_RESULTS!$H$7+Title_RESULTS!$C$17),0,(+M24+$L25/(1+Title_RESULTS!$C$37)^('Sheet7(F_23)'!$A25-Title_RESULTS!$H$7)))","v":-72157.594527957495}]
[2030,{"$f":"IF(A26>=(Title_RESULTS!$H$7+Title_RESULTS!$C$17),0,(IF($A26>=Title_RESULTS!$H$8,(Partcipation!$B25+(Partcipation!$B26-Partcipation!$B25)/2)*Title_RESULTS!$C$35*(1+Title_RESULTS!$C$36/100)^('Sheet7(F_23)'!$A26-Title_RESULTS!$H$7),0)))","v":0},{"$f":"IF(A26>=(Title_RESULTS!$H$7+Title_RESULTS!$C$17),0,(+'Sheet6(p_6)'!$D26))","v":0},{"$f":"IF(A26>=(Title_RESULTS!$H$7+Title_RESULTS!$C$17),0,(+'Sheet6(p_6)'!$J26))","v":0},{"$f":"IF(A26>=(Title_RESULTS!$H$7+Title_RESULTS!$C$17),0,(+'f-11B'!$N25))","v":0},{"$f":"IF(A26>=(Title_RESULTS!$H$7+Title_RESULTS!$C$17),0,(SUM(B26:E26)))","v":0},{"$f":"IF(A26>=(Title_RESULTS!$H$7+Title_RESULTS!$C$17),0,('Sheet3(F_21)'!$J26))","v":0},{"$f":"IF(A26>=(Title_RESULTS!$H$7+Title_RESULTS!$C$17),0,(+'Sheet4(F_22)'!$D26+'Sheet4(F_22)'!$G26))","v":0},{"$f":"IF(A26>=(Title_RESULTS!$H$7+Title_RESULTS!$C$17),0,(+'Sheet4(F_22)'!$H26))","v":0},{"$f":"IF(A26>=(Title_RESULTS!$H$7+Title_RESULTS!$C$17),0,(IF(Title_RESULTS!$C$31<0,((Partcipation!$B25+(Partcipation!$B26-Partcipation!$B25)/2)*(ABS(Title_RESULTS!$C$31)*(1+Title_RESULTS!$C$32/100)^('Sheet7(F_23)'!$A26-Title_RESULTS!$H$7))/1000)+'f-11B'!$O25,+'f-11B'!$O25)))","v":0},{"$f":"IF(A26>=(Title_RESULTS!$H$7+Title_RESULTS!$C$17),0,(SUM(G26:J26)))","v":0},{"$f":"IF(A26>=(Title_RESULTS!$H$7+Title_RESULTS!$C$17),0,(+$K26-$F26))","v":0},{"$f":"IF(A26>=(Title_RESULTS!$H$7+Title_RESULTS!$C$17),0,(+M25+$L26/(1+Title_RESULTS!$C$37)^('Sheet7(F_23)'!$A26-Title_RESULTS!$H$7)))","v":0}]
[2031,{"$f":"IF(A27>=(Title_RESULTS!$H$7+Title_RESULTS!$C$17),0,(IF($A27>=Title_RESULTS!$H$8,(Partcipation!$B26+(Partcipation!$B27-Partcipation!$B26)/2)*Title_RESULTS!$C$35*(1+Title_RESULTS!$C$36/100)^('Sheet7(F_23)'!$A27-Title_RESULTS!$H$7),0)))","v":0},{"$f":"IF(A27>=(Title_RESULTS!$H$7+Title_RESULTS!$C$17),0,(+'Sheet6(p_6)'!$D27))","v":0},{"$f":"IF(A27>=(Title_RESULTS!$H$7+Title_RESULTS!$C$17),0,(+'Sheet6(p_6)'!$J27))","v":0},{"$f":"IF(A27>=(Title_RESULTS!$H$7+Title_RESULTS!$C$17),0,(+'f-11B'!$N26))","v":0},{"$f":"IF(A27>=(Title_RESULTS!$H$7+Title_RESULTS!$C$17),0,(SUM(B27:E27)))","v":0},{"$f":"IF(A27>=(Title_RESULTS!$H$7+Title_RESULTS!$C$17),0,('Sheet3(F_21)'!$J27))","v":0},{"$f":"IF(A27>=(Title_RESULTS!$H$7+Title_RESULTS!$C$17),0,(+'Sheet4(F_22)'!$D27+'Sheet4(F_22)'!$G27))","v":0},{"$f":"IF(A27>=(Title_RESULTS!$H$7+Title_RESULTS!$C$17),0,(+'Sheet4(F_22)'!$H27))","v":0},{"$f":"IF(A27>=(Title_RESULTS!$H$7+Title_RESULTS!$C$17),0,(IF(Title_RESULTS!$C$31<0,((Partcipation!$B26+(Partcipation!$B27-Partcipation!$B26)/2)*(ABS(Title_RESULTS!$C$31)*(1+Title_RESULTS!$C$32/100)^('Sheet7(F_23)'!$A27-Title_RESULTS!$H$7))/1000)+'f-11B'!$O26,+'f-11B'!$O26)))","v":0},{"$f":"IF(A27>=(Title_RESULTS!$H$7+Title_RESULTS!$C$17),0,(SUM(G27:J27)))","v":0},{"$f":"IF(A27>=(Title_RESULTS!$H$7+Title_RESULTS!$C$17),0,(+$K27-$F27))","v":0},{"$f":"IF(A27>=(Title_RESULTS!$H$7+Title_RESULTS!$C$17),0,(+M26+$L27/(1+Title_RESULTS!$C$37)^('Sheet7(F_23)'!$A27-Title_RESULTS!$H$7)))","v":0}]
[2032,{"$f":"IF(A28>=(Title_RESULTS!$H$7+Title_RESULTS!$C$17),0,(IF($A28>=Title_RESULTS!$H$8,(Partcipation!$B27+(Partcipation!$B28-Partcipation!$B27)/2)*Title_RESULTS!$C$35*(1+Title_RESULTS!$C$36/100)^('Sheet7(F_23)'!$A28-Title_RESULTS!$H$7),0)))","v":0},{"$f":"IF(A28>=(Title_RESULTS!$H$7+Title_RESULTS!$C$17),0,(+'Sheet6(p_6)'!$D28))","v":0},{"$f":"IF(A28>=(Title_RESULTS!$H$7+Title_RESULTS!$C$17),0,(+'Sheet6(p_6)'!$J28))","v":0},{"$f":"IF(A28>=(Title_RESULTS!$H$7+Title_RESULTS!$C$17),0,(+'f-11B'!$N27))","v":0},{"$f":"IF(A28>=(Title_RESULTS!$H$7+Title_RESULTS!$C$17),0,(SUM(B28:E28)))","v":0},{"$f":"IF(A28>=(Title_RESULTS!$H$7+Title_RESULTS!$C$17),0,('Sheet3(F_21)'!$J28))","v":0},{"$f":"IF(A28>=(Title_RESULTS!$H$7+Title_RESULTS!$C$17),0,(+'Sheet4(F_22)'!$D28+'Sheet4(F_22)'!$G28))","v":0},{"$f":"IF(A28>=(Title_RESULTS!$H$7+Title_RESULTS!$C$17),0,(+'Sheet4(F_22)'!$H28))","v":0},{"$f":"IF(A28>=(Title_RESULTS!$H$7+Title_RESULTS!$C$17),0,(IF(Title_RESULTS!$C$31<0,((Partcipation!$B27+(Partcipation!$B28-Partcipation!$B27)/2)*(ABS(Title_RESULTS!$C$31)*(1+Title_RESULTS!$C$32/100)^('Sheet7(F_23)'!$A28-Title_RESULTS!$H$7))/1000)+'f-11B'!$O27,+'f-11B'!$O27)))","v":0},{"$f":"IF(A28>=(Title_RESULTS!$H$7+Title_RESULTS!$C$17),0,(SUM(G28:J28)))","v":0},{"$f":"IF(A28>=(Title_RESULTS!$H$7+Title_RESULTS!$C$17),0,(+$K28-$F28))","v":0},{"$f":"IF(A28>=(Title_RESULTS!$H$7+Title_RESULTS!$C$17),0,(+M27+$L28/(1+Title_RESULTS!$C$37)^('Sheet7(F_23)'!$A28-Title_RESULTS!$H$7)))","v":0}]
[2033,{"$f":"IF(A29>=(Title_RESULTS!$H$7+Title_RESULTS!$C$17),0,(IF($A29>=Title_RESULTS!$H$8,(Partcipation!$B28+(Partcipation!$B29-Partcipation!$B28)/2)*Title_RESULTS!$C$35*(1+Title_RESULTS!$C$36/100)^('Sheet7(F_23)'!$A29-Title_RESULTS!$H$7),0)))","v":0},{"$f":"IF(A29>=(Title_RESULTS!$H$7+Title_RESULTS!$C$17),0,(+'Sheet6(p_6)'!$D29))","v":0},{"$f":"IF(A29>=(Title_RESULTS!$H$7+Title_RESULTS!$C$17),0,(+'Sheet6(p_6)'!$J29))","v":0},{"$f":"IF(A29>=(Title_RESULTS!$H$7+Title_RESULTS!$C$17),0,(+'f-11B'!$N28))","v":0},{"$f":"IF(A29>=(Title_RESULTS!$H$7+Title_RESULTS!$C$17),0,(SUM(B29:E29)))","v":0},{"$f":"IF(A29>=(Title_RESULTS!$H$7+Title_RESULTS!$C$17),0,('Sheet3(F_21)'!$J29))","v":0},{"$f":"IF(A29>=(Title_RESULTS!$H$7+Title_RESULTS!$C$17),0,(+'Sheet4(F_22)'!$D29+'Sheet4(F_22)'!$G29))","v":0},{"$f":"IF(A29>=(Title_RESULTS!$H$7+Title_RESULTS!$C$17),0,(+'Sheet4(F_22)'!$H29))","v":0},{"$f":"IF(A29>=(Title_RESULTS!$H$7+Title_RESULTS!$C$17),0,(IF(Title_RESULTS!$C$31<0,((Partcipation!$B28+(Partcipation!$B29-Partcipation!$B28)/2)*(ABS(Title_RESULTS!$C$31)*(1+Title_RESULTS!$C$32/100)^('Sheet7(F_23)'!$A29-Title_RESULTS!$H$7))/1000)+'f-11B'!$O28,+'f-11B'!$O28)))","v":0},{"$f":"IF(A29>=(Title_RESULTS!$H$7+Title_RESULTS!$C$17),0,(SUM(G29:J29)))","v":0},{"$f":"IF(A29>=(Title_RESULTS!$H$7+Title_RESULTS!$C$17),0,(+$K29-$F29))","v":0},{"$f":"IF(A29>=(Title_RESULTS!$H$7+Title_RESULTS!$C$17),0,(+M28+$L29/(1+Title_RESULTS!$C$37)^('Sheet7(F_23)'!$A29-Title_RESULTS!$H$7)))","v":0}]
[2034,{"$f":"IF(A30>=(Title_RESULTS!$H$7+Title_RESULTS!$C$17),0,(IF($A30>=Title_RESULTS!$H$8,(Partcipation!$B29+(Partcipation!$B30-Partcipation!$B29)/2)*Title_RESULTS!$C$35*(1+Title_RESULTS!$C$36/100)^('Sheet7(F_23)'!$A30-Title_RESULTS!$H$7),0)))","v":0},{"$f":"IF(A30>=(Title_RESULTS!$H$7+Title_RESULTS!$C$17),0,(+'Sheet6(p_6)'!$D30))","v":0},{"$f":"IF(A30>=(Title_RESULTS!$H$7+Title_RESULTS!$C$17),0,(+'Sheet6(p_6)'!$J30))","v":0},{"$f":"IF(A30>=(Title_RESULTS!$H$7+Title_RESULTS!$C$17),0,(+'f-11B'!$N29))","v":0},{"$f":"IF(A30>=(Title_RESULTS!$H$7+Title_RESULTS!$C$17),0,(SUM(B30:E30)))","v":0},{"$f":"IF(A30>=(Title_RESULTS!$H$7+Title_RESULTS!$C$17),0,('Sheet3(F_21)'!$J30))","v":0},{"$f":"IF(A30>=(Title_RESULTS!$H$7+Title_RESULTS!$C$17),0,(+'Sheet4(F_22)'!$D30+'Sheet4(F_22)'!$G30))","v":0},{"$f":"IF(A30>=(Title_RESULTS!$H$7+Title_RESULTS!$C$17),0,(+'Sheet4(F_22)'!$H30))","v":0},{"$f":"IF(A30>=(Title_RESULTS!$H$7+Title_RESULTS!$C$17),0,(IF(Title_RESULTS!$C$31<0,((Partcipation!$B29+(Partcipation!$B30-Partcipation!$B29)/2)*(ABS(Title_RESULTS!$C$31)*(1+Title_RESULTS!$C$32/100)^('Sheet7(F_23)'!$A30-Title_RESULTS!$H$7))/1000)+'f-11B'!$O29,+'f-11B'!$O29)))","v":0},{"$f":"IF(A30>=(Title_RESULTS!$H$7+Title_RESULTS!$C$17),0,(SUM(G30:J30)))","v":0},{"$f":"IF(A30>=(Title_RESULTS!$H$7+Title_RESULTS!$C$17),0,(+$K30-$F30))","v":0},{"$f":"IF(A30>=(Title_RESULTS!$H$7+Title_RESULTS!$C$17),0,(+M29+$L30/(1+Title_RESULTS!$C$37)^('Sheet7(F_23)'!$A30-Title_RESULTS!$H$7)))","v":0}]
[2035,{"$f":"IF(A31>=(Title_RESULTS!$H$7+Title_RESULTS!$C$17),0,(IF($A31>=Title_RESULTS!$H$8,(Partcipation!$B30+(Partcipation!$B31-Partcipation!$B30)/2)*Title_RESULTS!$C$35*(1+Title_RESULTS!$C$36/100)^('Sheet7(F_23)'!$A31-Title_RESULTS!$H$7),0)))","v":0},{"$f":"IF(A31>=(Title_RESULTS!$H$7+Title_RESULTS!$C$17),0,(+'Sheet6(p_6)'!$D31))","v":0},{"$f":"IF(A31>=(Title_RESULTS!$H$7+Title_RESULTS!$C$17),0,(+'Sheet6(p_6)'!$J31))","v":0},{"$f":"IF(A31>=(Title_RESULTS!$H$7+Title_RESULTS!$C$17),0,(+'f-11B'!$N30))","v":0},{"$f":"IF(A31>=(Title_RESULTS!$H$7+Title_RESULTS!$C$17),0,(SUM(B31:E31)))","v":0},{"$f":"IF(A31>=(Title_RESULTS!$H$7+Title_RESULTS!$C$17),0,('Sheet3(F_21)'!$J31))","v":0},{"$f":"IF(A31>=(Title_RESULTS!$H$7+Title_RESULTS!$C$17),0,(+'Sheet4(F_22)'!$D31+'Sheet4(F_22)'!$G31))","v":0},{"$f":"IF(A31>=(Title_RESULTS!$H$7+Title_RESULTS!$C$17),0,(+'Sheet4(F_22)'!$H31))","v":0},{"$f":"IF(A31>=(Title_RESULTS!$H$7+Title_RESULTS!$C$17),0,(IF(Title_RESULTS!$C$31<0,((Partcipation!$B30+(Partcipation!$B31-Partcipation!$B30)/2)*(ABS(Title_RESULTS!$C$31)*(1+Title_RESULTS!$C$32/100)^('Sheet7(F_23)'!$A31-Title_RESULTS!$H$7))/1000)+'f-11B'!$O30,+'f-11B'!$O30)))","v":0},{"$f":"IF(A31>=(Title_RESULTS!$H$7+Title_RESULTS!$C$17),0,(SUM(G31:J31)))","v":0},{"$f":"IF(A31>=(Title_RESULTS!$H$7+Title_RESULTS!$C$17),0,(+$K31-$F31))","v":0},{"$f":"IF(A31>=(Title_RESULTS!$H$7+Title_RESULTS!$C$17),0,(+M30+$L31/(1+Title_RESULTS!$C$37)^('Sheet7(F_23)'!$A31-Title_RESULTS!$H$7)))","v":0}]
[2036,{"$f":"IF(A32>=(Title_RESULTS!$H$7+Title_RESULTS!$C$17),0,(IF($A32>=Title_RESULTS!$H$8,(Partcipation!$B31+(Partcipation!$B32-Partcipation!$B31)/2)*Title_RESULTS!$C$35*(1+Title_RESULTS!$C$36/100)^('Sheet7(F_23)'!$A32-Title_RESULTS!$H$7),0)))","v":0},{"$f":"IF(A32>=(Title_RESULTS!$H$7+Title_RESULTS!$C$17),0,(+'Sheet6(p_6)'!$D32))","v":0},{"$f":"IF(A32>=(Title_RESULTS!$H$7+Title_RESULTS!$C$17),0,(+'Sheet6(p_6)'!$J32))","v":0},{"$f":"IF(A32>=(Title_RESULTS!$H$7+Title_RESULTS!$C$17),0,(+'f-11B'!$N31))","v":0},{"$f":"IF(A32>=(Title_RESULTS!$H$7+Title_RESULTS!$C$17),0,(SUM(B32:E32)))","v":0},{"$f":"IF(A32>=(Title_RESULTS!$H$7+Title_RESULTS!$C$17),0,('Sheet3(F_21)'!$J32))","v":0},{"$f":"IF(A32>=(Title_RESULTS!$H$7+Title_RESULTS!$C$17),0,(+'Sheet4(F_22)'!$D32+'Sheet4(F_22)'!$G32))","v":0},{"$f":"IF(A32>=(Title_RESULTS!$H$7+Title_RESULTS!$C$17),0,(+'Sheet4(F_22)'!$H32))","v":0},{"$f":"IF(A32>=(Title_RESULTS!$H$7+Title_RESULTS!$C$17),0,(IF(Title_RESULTS!$C$31<0,((Partcipation!$B31+(Partcipation!$B32-Partcipation!$B31)/2)*(ABS(Title_RESULTS!$C$31)*(1+Title_RESULTS!$C$32/100)^('Sheet7(F_23)'!$A32-Title_RESULTS!$H$7))/1000)+'f-11B'!$O31,+'f-11B'!$O31)))","v":0},{"$f":"IF(A32>=(Title_RESULTS!$H$7+Title_RESULTS!$C$17),0,(SUM(G32:J32)))","v":0},{"$f":"IF(A32>=(Title_RESULTS!$H$7+Title_RESULTS!$C$17),0,(+$K32-$F32))","v":0},{"$f":"IF(A32>=(Title_RESULTS!$H$7+Title_RESULTS!$C$17),0,(+M31+$L32/(1+Title_RESULTS!$C$37)^('Sheet7(F_23)'!$A32-Title_RESULTS!$H$7)))","v":0}]
[2037,{"$f":"IF(A33>=(Title_RESULTS!$H$7+Title_RESULTS!$C$17),0,(IF($A33>=Title_RESULTS!$H$8,(Partcipation!$B32+(Partcipation!$B33-Partcipation!$B32)/2)*Title_RESULTS!$C$35*(1+Title_RESULTS!$C$36/100)^('Sheet7(F_23)'!$A33-Title_RESULTS!$H$7),0)))","v":0},{"$f":"IF(A33>=(Title_RESULTS!$H$7+Title_RESULTS!$C$17),0,(+'Sheet6(p_6)'!$D33))","v":0},{"$f":"IF(A33>=(Title_RESULTS!$H$7+Title_RESULTS!$C$17),0,(+'Sheet6(p_6)'!$J33))","v":0},{"$f":"IF(A33>=(Title_RESULTS!$H$7+Title_RESULTS!$C$17),0,(+'f-11B'!$N32))","v":0},{"$f":"IF(A33>=(Title_RESULTS!$H$7+Title_RESULTS!$C$17),0,(SUM(B33:E33)))","v":0},{"$f":"IF(A33>=(Title_RESULTS!$H$7+Title_RESULTS!$C$17),0,('Sheet3(F_21)'!$J33))","v":0},{"$f":"IF(A33>=(Title_RESULTS!$H$7+Title_RESULTS!$C$17),0,(+'Sheet4(F_22)'!$D33+'Sheet4(F_22)'!$G33))","v":0},{"$f":"IF(A33>=(Title_RESULTS!$H$7+Title_RESULTS!$C$17),0,(+'Sheet4(F_22)'!$H33))","v":0},{"$f":"IF(A33>=(Title_RESULTS!$H$7+Title_RESULTS!$C$17),0,(IF(Title_RESULTS!$C$31<0,((Partcipation!$B32+(Partcipation!$B33-Partcipation!$B32)/2)*(ABS(Title_RESULTS!$C$31)*(1+Title_RESULTS!$C$32/100)^('Sheet7(F_23)'!$A33-Title_RESULTS!$H$7))/1000)+'f-11B'!$O32,+'f-11B'!$O32)))","v":0},{"$f":"IF(A33>=(Title_RESULTS!$H$7+Title_RESULTS!$C$17),0,(SUM(G33:J33)))","v":0},{"$f":"IF(A33>=(Title_RESULTS!$H$7+Title_RESULTS!$C$17),0,(+$K33-$F33))","v":0},{"$f":"IF(A33>=(Title_RESULTS!$H$7+Title_RESULTS!$C$17),0,(+M32+$L33/(1+Title_RESULTS!$C$37)^('Sheet7(F_23)'!$A33-Title_RESULTS!$H$7)))","v":0}]
[2038,{"$f":"IF(A34>=(Title_RESULTS!$H$7+Title_RESULTS!$C$17),0,(IF($A34>=Title_RESULTS!$H$8,(Partcipation!$B33+(Partcipation!$B34-Partcipation!$B33)/2)*Title_RESULTS!$C$35*(1+Title_RESULTS!$C$36/100)^('Sheet7(F_23)'!$A34-Title_RESULTS!$H$7),0)))","v":0},{"$f":"IF(A34>=(Title_RESULTS!$H$7+Title_RESULTS!$C$17),0,(+'Sheet6(p_6)'!$D34))","v":0},{"$f":"IF(A34>=(Title_RESULTS!$H$7+Title_RESULTS!$C$17),0,(+'Sheet6(p_6)'!$J34))","v":0},{"$f":"IF(A34>=(Title_RESULTS!$H$7+Title_RESULTS!$C$17),0,(+'f-11B'!$N33))","v":0},{"$f":"IF(A34>=(Title_RESULTS!$H$7+Title_RESULTS!$C$17),0,(SUM(B34:E34)))","v":0},{"$f":"IF(A34>=(Title_RESULTS!$H$7+Title_RESULTS!$C$17),0,('Sheet3(F_21)'!$J34))","v":0},{"$f":"IF(A34>=(Title_RESULTS!$H$7+Title_RESULTS!$C$17),0,(+'Sheet4(F_22)'!$D34+'Sheet4(F_22)'!$G34))","v":0},{"$f":"IF(A34>=(Title_RESULTS!$H$7+Title_RESULTS!$C$17),0,(+'Sheet4(F_22)'!$H34))","v":0},{"$f":"IF(A34>=(Title_RESULTS!$H$7+Title_RESULTS!$C$17),0,(IF(Title_RESULTS!$C$31<0,((Partcipation!$B33+(Partcipation!$B34-Partcipation!$B33)/2)*(ABS(Title_RESULTS!$C$31)*(1+Title_RESULTS!$C$32/100)^('Sheet7(F_23)'!$A34-Title_RESULTS!$H$7))/1000)+'f-11B'!$O33,+'f-11B'!$O33)))","v":0},{"$f":"IF(A34>=(Title_RESULTS!$H$7+Title_RESULTS!$C$17),0,(SUM(G34:J34)))","v":0},{"$f":"IF(A34>=(Title_RESULTS!$H$7+Title_RESULTS!$C$17),0,(+$K34-$F34))","v":0},{"$f":"IF(A34>=(Title_RESULTS!$H$7+Title_RESULTS!$C$17),0,(+M33+$L34/(1+Title_RESULTS!$C$37)^('Sheet7(F_23)'!$A34-Title_RESULTS!$H$7)))","v":0}]
[2039,{"$f":"IF(A35>=(Title_RESULTS!$H$7+Title_RESULTS!$C$17),0,(IF($A35>=Title_RESULTS!$H$8,(Partcipation!$B34+(Partcipation!$B35-Partcipation!$B34)/2)*Title_RESULTS!$C$35*(1+Title_RESULTS!$C$36/100)^('Sheet7(F_23)'!$A35-Title_RESULTS!$H$7),0)))","v":0},{"$f":"IF(A35>=(Title_RESULTS!$H$7+Title_RESULTS!$C$17),0,(+'Sheet6(p_6)'!$D35))","v":0},{"$f":"IF(A35>=(Title_RESULTS!$H$7+Title_RESULTS!$C$17),0,(+'Sheet6(p_6)'!$J35))","v":0},{"$f":"IF(A35>=(Title_RESULTS!$H$7+Title_RESULTS!$C$17),0,(+'f-11B'!$N34))","v":0},{"$f":"IF(A35>=(Title_RESULTS!$H$7+Title_RESULTS!$C$17),0,(SUM(B35:E35)))","v":0},{"$f":"IF(A35>=(Title_RESULTS!$H$7+Title_RESULTS!$C$17),0,('Sheet3(F_21)'!$J35))","v":0},{"$f":"IF(A35>=(Title_RESULTS!$H$7+Title_RESULTS!$C$17),0,(+'Sheet4(F_22)'!$D35+'Sheet4(F_22)'!$G35))","v":0},{"$f":"IF(A35>=(Title_RESULTS!$H$7+Title_RESULTS!$C$17),0,(+'Sheet4(F_22)'!$H35))","v":0},{"$f":"IF(A35>=(Title_RESULTS!$H$7+Title_RESULTS!$C$17),0,(IF(Title_RESULTS!$C$31<0,((Partcipation!$B34+(Partcipation!$B35-Partcipation!$B34)/2)*(ABS(Title_RESULTS!$C$31)*(1+Title_RESULTS!$C$32/100)^('Sheet7(F_23)'!$A35-Title_RESULTS!$H$7))/1000)+'f-11B'!$O34,+'f-11B'!$O34)))","v":0},{"$f":"IF(A35>=(Title_RESULTS!$H$7+Title_RESULTS!$C$17),0,(SUM(G35:J35)))","v":0},{"$f":"IF(A35>=(Title_RESULTS!$H$7+Title_RESULTS!$C$17),0,(+$K35-$F35))","v":0},{"$f":"IF(A35>=(Title_RESULTS!$H$7+Title_RESULTS!$C$17),0,(+M34+$L35/(1+Title_RESULTS!$C$37)^('Sheet7(F_23)'!$A35-Title_RESULTS!$H$7)))","v":0}]
[2040,{"$f":"IF(A36>=(Title_RESULTS!$H$7+Title_RESULTS!$C$17),0,(IF($A36>=Title_RESULTS!$H$8,(Partcipation!$B35+(Partcipation!$B36-Partcipation!$B35)/2)*Title_RESULTS!$C$35*(1+Title_RESULTS!$C$36/100)^('Sheet7(F_23)'!$A36-Title_RESULTS!$H$7),0)))","v":0},{"$f":"IF(A36>=(Title_RESULTS!$H$7+Title_RESULTS!$C$17),0,(+'Sheet6(p_6)'!$D36))","v":0},{"$f":"IF(A36>=(Title_RESULTS!$H$7+Title_RESULTS!$C$17),0,(+'Sheet6(p_6)'!$J36))","v":0},{"$f":"IF(A36>=(Title_RESULTS!$H$7+Title_RESULTS!$C$17),0,(+'f-11B'!$N35))","v":0},{"$f":"IF(A36>=(Title_RESULTS!$H$7+Title_RESULTS!$C$17),0,(SUM(B36:E36)))","v":0},{"$f":"IF(A36>=(Title_RESULTS!$H$7+Title_RESULTS!$C$17),0,('Sheet3(F_21)'!$J36))","v":0},{"$f":"IF(A36>=(Title_RESULTS!$H$7+Title_RESULTS!$C$17),0,(+'Sheet4(F_22)'!$D36+'Sheet4(F_22)'!$G36))","v":0},{"$f":"IF(A36>=(Title_RESULTS!$H$7+Title_RESULTS!$C$17),0,(+'Sheet4(F_22)'!$H36))","v":0},{"$f":"IF(A36>=(Title_RESULTS!$H$7+Title_RESULTS!$C$17),0,(IF(Title_RESULTS!$C$31<0,((Partcipation!$B35+(Partcipation!$B36-Partcipation!$B35)/2)*(ABS(Title_RESULTS!$C$31)*(1+Title_RESULTS!$C$32/100)^('Sheet7(F_23)'!$A36-Title_RESULTS!$H$7))/1000)+'f-11B'!$O35,+'f-11B'!$O35)))","v":0},{"$f":"IF(A36>=(Title_RESULTS!$H$7+Title_RESULTS!$C$17),0,(SUM(G36:J36)))","v":0},{"$f":"IF(A36>=(Title_RESULTS!$H$7+Title_RESULTS!$C$17),0,(+$K36-$F36))","v":0},{"$f":"IF(A36>=(Title_RESULTS!$H$7+Title_RESULTS!$C$17),0,(+M35+$L36/(1+Title_RESULTS!$C$37)^('Sheet7(F_23)'!$A36-Title_RESULTS!$H$7)))","v":0}]
[2041,{"$f":"IF(A37>=(Title_RESULTS!$H$7+Title_RESULTS!$C$17),0,(IF($A37>=Title_RESULTS!$H$8,(Partcipation!$B36+(Partcipation!$B37-Partcipation!$B36)/2)*Title_RESULTS!$C$35*(1+Title_RESULTS!$C$36/100)^('Sheet7(F_23)'!$A37-Title_RESULTS!$H$7),0)))","v":0},{"$f":"IF(A37>=(Title_RESULTS!$H$7+Title_RESULTS!$C$17),0,(+'Sheet6(p_6)'!$D37))","v":0},{"$f":"IF(A37>=(Title_RESULTS!$H$7+Title_RESULTS!$C$17),0,(+'Sheet6(p_6)'!$J37))","v":0},{"$f":"IF(A37>=(Title_RESULTS!$H$7+Title_RESULTS!$C$17),0,(+'f-11B'!$N36))","v":0},{"$f":"IF(A37>=(Title_RESULTS!$H$7+Title_RESULTS!$C$17),0,(SUM(B37:E37)))","v":0},{"$f":"IF(A37>=(Title_RESULTS!$H$7+Title_RESULTS!$C$17),0,('Sheet3(F_21)'!$J37))","v":0},{"$f":"IF(A37>=(Title_RESULTS!$H$7+Title_RESULTS!$C$17),0,(+'Sheet4(F_22)'!$D37+'Sheet4(F_22)'!$G37))","v":0},{"$f":"IF(A37>=(Title_RESULTS!$H$7+Title_RESULTS!$C$17),0,(+'Sheet4(F_22)'!$H37))","v":0},{"$f":"IF(A37>=(Title_RESULTS!$H$7+Title_RESULTS!$C$17),0,(IF(Title_RESULTS!$C$31<0,((Partcipation!$B36+(Partcipation!$B37-Partcipation!$B36)/2)*(ABS(Title_RESULTS!$C$31)*(1+Title_RESULTS!$C$32/100)^('Sheet7(F_23)'!$A37-Title_RESULTS!$H$7))/1000)+'f-11B'!$O36,+'f-11B'!$O36)))","v":0},{"$f":"IF(A37>=(Title_RESULTS!$H$7+Title_RESULTS!$C$17),0,(SUM(G37:J37)))","v":0},{"$f":"IF(A37>=(Title_RESULTS!$H$7+Title_RESULTS!$C$17),0,(+$K37-$F37))","v":0},{"$f":"IF(A37>=(Title_RESULTS!$H$7+Title_RESULTS!$C$17),0,(+M36+$L37/(1+Title_RESULTS!$C$37)^('Sheet7(F_23)'!$A37-Title_RESULTS!$H$7)))","v":0}]
[2042,{"$f":"IF(A38>=(Title_RESULTS!$H$7+Title_RESULTS!$C$17),0,(IF($A38>=Title_RESULTS!$H$8,(Partcipation!$B37+(Partcipation!$B38-Partcipation!$B37)/2)*Title_RESULTS!$C$35*(1+Title_RESULTS!$C$36/100)^('Sheet7(F_23)'!$A38-Title_RESULTS!$H$7),0)))","v":0},{"$f":"IF(A38>=(Title_RESULTS!$H$7+Title_RESULTS!$C$17),0,(+'Sheet6(p_6)'!$D38))","v":0},{"$f":"IF(A38>=(Title_RESULTS!$H$7+Title_RESULTS!$C$17),0,(+'Sheet6(p_6)'!$J38))","v":0},{"$f":"IF(A38>=(Title_RESULTS!$H$7+Title_RESULTS!$C$17),0,(+'f-11B'!$N37))","v":0},{"$f":"IF(A38>=(Title_RESULTS!$H$7+Title_RESULTS!$C$17),0,(SUM(B38:E38)))","v":0},{"$f":"IF(A38>=(Title_RESULTS!$H$7+Title_RESULTS!$C$17),0,('Sheet3(F_21)'!$J38))","v":0},{"$f":"IF(A38>=(Title_RESULTS!$H$7+Title_RESULTS!$C$17),0,(+'Sheet4(F_22)'!$D38+'Sheet4(F_22)'!$G38))","v":0},{"$f":"IF(A38>=(Title_RESULTS!$H$7+Title_RESULTS!$C$17),0,(+'Sheet4(F_22)'!$H38))","v":0},{"$f":"IF(A38>=(Title_RESULTS!$H$7+Title_RESULTS!$C$17),0,(IF(Title_RESULTS!$C$31<0,((Partcipation!$B37+(Partcipation!$B38-Partcipation!$B37)/2)*(ABS(Title_RESULTS!$C$31)*(1+Title_RESULTS!$C$32/100)^('Sheet7(F_23)'!$A38-Title_RESULTS!$H$7))/1000)+'f-11B'!$O37,+'f-11B'!$O37)))","v":0},{"$f":"IF(A38>=(Title_RESULTS!$H$7+Title_RESULTS!$C$17),0,(SUM(G38:J38)))","v":0},{"$f":"IF(A38>=(Title_RESULTS!$H$7+Title_RESULTS!$C$17),0,(+$K38-$F38))","v":0},{"$f":"IF(A38>=(Title_RESULTS!$H$7+Title_RESULTS!$C$17),0,(+M37+$L38/(1+Title_RESULTS!$C$37)^('Sheet7(F_23)'!$A38-Title_RESULTS!$H$7)))","v":0}]
[2043,{"$f":"IF(A39>=(Title_RESULTS!$H$7+Title_RESULTS!$C$17),0,(IF($A39>=Title_RESULTS!$H$8,(Partcipation!$B38+(Partcipation!$B39-Partcipation!$B38)/2)*Title_RESULTS!$C$35*(1+Title_RESULTS!$C$36/100)^('Sheet7(F_23)'!$A39-Title_RESULTS!$H$7),0)))","v":0},{"$f":"IF(A39>=(Title_RESULTS!$H$7+Title_RESULTS!$C$17),0,(+'Sheet6(p_6)'!$D39))","v":0},{"$f":"IF(A39>=(Title_RESULTS!$H$7+Title_RESULTS!$C$17),0,(+'Sheet6(p_6)'!$J39))","v":0},{"$f":"IF(A39>=(Title_RESULTS!$H$7+Title_RESULTS!$C$17),0,(+'f-11B'!$N38))","v":0},{"$f":"IF(A39>=(Title_RESULTS!$H$7+Title_RESULTS!$C$17),0,(SUM(B39:E39)))","v":0},{"$f":"IF(A39>=(Title_RESULTS!$H$7+Title_RESULTS!$C$17),0,('Sheet3(F_21)'!$J39))","v":0},{"$f":"IF(A39>=(Title_RESULTS!$H$7+Title_RESULTS!$C$17),0,(+'Sheet4(F_22)'!$D39+'Sheet4(F_22)'!$G39))","v":0},{"$f":"IF(A39>=(Title_RESULTS!$H$7+Title_RESULTS!$C$17),0,(+'Sheet4(F_22)'!$H39))","v":0},{"$f":"IF(A39>=(Title_RESULTS!$H$7+Title_RESULTS!$C$17),0,(IF(Title_RESULTS!$C$31<0,((Partcipation!$B38+(Partcipation!$B39-Partcipation!$B38)/2)*(ABS(Title_RESULTS!$C$31)*(1+Title_RESULTS!$C$32/100)^('Sheet7(F_23)'!$A39-Title_RESULTS!$H$7))/1000)+'f-11B'!$O38,+'f-11B'!$O38)))","v":0},{"$f":"IF(A39>=(Title_RESULTS!$H$7+Title_RESULTS!$C$17),0,(SUM(G39:J39)))","v":0},{"$f":"IF(A39>=(Title_RESULTS!$H$7+Title_RESULTS!$C$17),0,(+$K39-$F39))","v":0},{"$f":"IF(A39>=(Title_RESULTS!$H$7+Title_RESULTS!$C$17),0,(+M38+$L39/(1+Title_RESULTS!$C$37)^('Sheet7(F_23)'!$A39-Title_RESULTS!$H$7)))","v":0}]
[2044,{"$f":"IF(A40>=(Title_RESULTS!$H$7+Title_RESULTS!$C$17),0,(IF($A40>=Title_RESULTS!$H$8,(Partcipation!$B39+(Partcipation!$B40-Partcipation!$B39)/2)*Title_RESULTS!$C$35*(1+Title_RESULTS!$C$36/100)^('Sheet7(F_23)'!$A40-Title_RESULTS!$H$7),0)))","v":0},{"$f":"IF(A40>=(Title_RESULTS!$H$7+Title_RESULTS!$C$17),0,(+'Sheet6(p_6)'!$D40))","v":0},{"$f":"IF(A40>=(Title_RESULTS!$H$7+Title_RESULTS!$C$17),0,(+'Sheet6(p_6)'!$J40))","v":0},{"$f":"IF(A40>=(Title_RESULTS!$H$7+Title_RESULTS!$C$17),0,(+'f-11B'!$N39))","v":0},{"$f":"IF(A40>=(Title_RESULTS!$H$7+Title_RESULTS!$C$17),0,(SUM(B40:E40)))","v":0},{"$f":"IF(A40>=(Title_RESULTS!$H$7+Title_RESULTS!$C$17),0,('Sheet3(F_21)'!$J40))","v":0},{"$f":"IF(A40>=(Title_RESULTS!$H$7+Title_RESULTS!$C$17),0,(+'Sheet4(F_22)'!$D40+'Sheet4(F_22)'!$G40))","v":0},{"$f":"IF(A40>=(Title_RESULTS!$H$7+Title_RESULTS!$C$17),0,(+'Sheet4(F_22)'!$H40))","v":0},{"$f":"IF(A40>=(Title_RESULTS!$H$7+Title_RESULTS!$C$17),0,(IF(Title_RESULTS!$C$31<0,((Partcipation!$B39+(Partcipation!$B40-Partcipation!$B39)/2)*(ABS(Title_RESULTS!$C$31)*(1+Title_RESULTS!$C$32/100)^('Sheet7(F_23)'!$A40-Title_RESULTS!$H$7))/1000)+'f-11B'!$O39,+'f-11B'!$O39)))","v":0},{"$f":"IF(A40>=(Title_RESULTS!$H$7+Title_RESULTS!$C$17),0,(SUM(G40:J40)))","v":0},{"$f":"IF(A40>=(Title_RESULTS!$H$7+Title_RESULTS!$C$17),0,(+$K40-$F40))","v":0},{"$f":"IF(A40>=(Title_RESULTS!$H$7+Title_RESULTS!$C$17),0,(+M39+$L40/(1+Title_RESULTS!$C$37)^('Sheet7(F_23)'!$A40-Title_RESULTS!$H$7)))","v":0}]
[]
["NOMINAL",{"$f":"SUM(B16:B41)","v":0},0,78272.989499999996,0,78272.989499999996,1017.8722670668343,422.46964420130314,0,0,1440.3419112681372,-76832.647588731852]
[]
["NPV:",{"$f":"NPV(Title_RESULTS!$C$37,'Sheet7(F_23)'!B17:B41)+'Sheet7(F_23)'!B16","v":0},{"$f":"NPV(Title_RESULTS!$C$37,'Sheet7(F_23)'!C17:C41)+'Sheet7(F_23)'!C16","v":0},{"$f":"NPV(Title_RESULTS!$C$37,'Sheet7(F_23)'!D17:D41)+'Sheet7(F_23)'!D16","v":73135.890094496077},{"$f":"NPV(Title_RESULTS!$C$37,'Sheet7(F_23)'!E17:E41)+'Sheet7(F_23)'!E16","v":0},{"$f":"NPV(Title_RESULTS!$C$37,'Sheet7(F_23)'!F17:F41)+'Sheet7(F_23)'!F16","v":73135.890094496077},{"$f":"NPV(Title_RESULTS!$C$37,'Sheet7(F_23)'!G17:G41)+'Sheet7(F_23)'!G16","v":676.76802749716126},{"$f":"NPV(Title_RESULTS!$C$37,'Sheet7(F_23)'!H17:H41)+'Sheet7(F_23)'!H16","v":301.52753904142219},{"$f":"NPV(Title_RESULTS!$C$37,'Sheet7(F_23)'!I17:I41)+'Sheet7(F_23)'!I16","v":0},{"$f":"NPV(Title_RESULTS!$C$37,'Sheet7(F_23)'!J17:J41)+'Sheet7(F_23)'!J16","v":0},{"$f":"NPV(Title_RESULTS!$C$37,'Sheet7(F_23)'!K17:K41)+'Sheet7(F_23)'!K16","v":978.29556653858333},{"$f":"NPV(Title_RESULTS!$C$37,'Sheet7(F_23)'!L17:L41)+'Sheet7(F_23)'!L16","v":-72157.594527957481}]
[]
["Discount Rate",null,{"$f":"+Title_RESULTS!C37","v":7.0800000000000002E-2},"       Benefit/Cost Ratio - [col (11)/col (6)]:",null,null,null,{"$f":"+K44/F44","v":1.3376408836681487E-2}]

{"sheet":"Sheet8(F_24)","index":18,"n_rows":47,"n_cols":12,"rows_kept":47,"cut":false,"hidden":false,"merged":[]}
[null,null,null,null,"   PARTICIPANT COSTS AND BENEFITS",null,null,null,null,null,null,"PSC FORM CE 2.4"]
[null,null,null,null,"PROGRAM:",{"$f":"+Input!C3","v":"Storage with other DSM (EE and DR)"},null,null,null,null,null,"Page 1 of 1"]
[null,null,null,null,null,null,null,null,null,null,null,{"$f":"+Title_RESULTS!I4","v":"2019-05-14T07:55:54.360"}]
[]
[]
[]
[]
[]
["(1)","(2)","(3)","(4)","(5)","(6)","(7)","(8)","(9)","(10)","(11)","(12)"]
[]
[null,"SAVINGS",null,null,null,null,""]
[null,"IN",null,null,null,null,"CUSTOMER","CUSTOMER",null,null,null,"CUMULATIVE"]
[null,"PARTICIPANTS","TAX","UTILITY","OTHER","TOTAL","EQUIPMENT","O & M","OTHER","TOTAL","NET","DISCOUNTED"]
[null,"BILL","CREDITS","REBATES","BENEFITS","BENEFITS","COSTS","COSTS","COSTS","COSTS","BENEFITS","NET BENEFITS"]
["YEAR","$(000)","$(000)","$(000)","$(000)","$(000)","$(000)","$(000)","$(000)","$(000)","$(000)","$(000)"]
[{"$f":"+Title_RESULTS!$H$7","v":2020},{"$f":"IF(A16>=(Title_RESULTS!$H$7+Title_RESULTS!$C$17),0,(+'Sheet6(p_6)'!N16-'Sheet6(p_6)'!R16))","v":0},{"$f":"IF(A16>=(Title_RESULTS!$H$7+Title_RESULTS!$C$17),0,(IF(Partcipation!$B16=0,0,((Partcipation!$B16-Partcipation!$B15)*Title_RESULTS!$C$33*(1+Title_RESULTS!$C$35/100)^('Sheet8(F_24)'!$A16-Title_RESULTS!$H$7))/1000)))","v":0},{"$f":"IF(A16>=(Title_RESULTS!$H$7+Title_RESULTS!$C$17),0,(+'Sheet6(p_6)'!$G16))","v":0},{"$f":"IF(A16>=(Title_RESULTS!$H$7+Title_RESULTS!$C$17),0,(IF(Title_RESULTS!$C$31<0,((Partcipation!$B15+(Partcipation!$B16-Partcipation!$B15)/2)*(ABS(Title_RESULTS!$C$31)*(1+Title_RESULTS!$C$32/100)^('Sheet6(p_6)'!$A16-Title_RESULTS!$H$7))/1000)+'f-11B'!$Q15,+'f-11B'!$Q15)))","v":0},{"$f":"IF(A16>=(Title_RESULTS!$H$7+Title_RESULTS!$C$17),0,(SUM(B16:E16)))","v":0},{"$f":"IF(A16>=(Title_RESULTS!$H$7+Title_RESULTS!$C$17),0,(+'Sheet6(p_6)'!$H16))","v":25500},{"$f":"IF(A16>=(Title_RESULTS!$H$7+Title_RESULTS!$C$17),0,(+'Sheet6(p_6)'!$I16))","v":0},{"$f":"IF(A16>=(Title_RESULTS!$H$7+Title_RESULTS!$C$17),0,(+'f-11B'!$P15))","v":0},{"$f":"IF(A16>=(Title_RESULTS!$H$7+Title_RESULTS!$C$17),0,(SUM(G16:I16)))","v":25500},{"$f":"IF(A16>=(Title_RESULTS!$H$7+Title_RESULTS!$C$17),0,(+F16-J16))","v":-25500},{"$f":"IF(A16>=(Title_RESULTS!$H$7+Title_RESULTS!$C$17),0,(+$K16/((1+Title_RESULTS!$C$37)^('Sheet8(F_24)'!$A16-Title_RESULTS!$H$7))))","v":-25500}]
[{"$f":"+A16+1","v":2021},{"$f":"IF(A17>=(Title_RESULTS!$H$7+Title_RESULTS!$C$17),0,(+'Sheet6(p_6)'!N17-'Sheet6(p_6)'!R17))","v":0},{"$f":"IF(A17>=(Title_RESULTS!$H$7+Title_RESULTS!$C$17),0,(IF(Partcipation!$B17=0,0,((Partcipation!$B17-Partcipation!$B16)*Title_RESULTS!$C$33*(1+Title_RESULTS!$C$35/100)^('Sheet8(F_24)'!$A17-Title_RESULTS!$H$7))/1000)))","v":0},{"$f":"IF(A17>=(Title_RESULTS!$H$7+Title_RESULTS!$C$17),0,(+'Sheet6(p_6)'!$G17))","v":0},{"$f":"IF(A17>=(Title_RESULTS!$H$7+Title_RESULTS!$C$17),0,(IF(Title_RESULTS!$C$31<0,((Partcipation!$B16+(Partcipation!$B17-Partcipation!$B16)/2)*(ABS(Title_RESULTS!$C$31)*(1+Title_RESULTS!$C$32/100)^('Sheet6(p_6)'!$A17-Title_RESULTS!$H$7))/1000)+'f-11B'!$Q16,+'f-11B'!$Q16)))","v":0},{"$f":"IF(A17>=(Title_RESULTS!$H$7+Title_RESULTS!$C$17),0,(SUM(B17:E17)))","v":0},{"$f":"IF(A17>=(Title_RESULTS!$H$7+Title_RESULTS!$C$17),0,(+'Sheet6(p_6)'!$H17))","v":26086.499999999996},{"$f":"IF(A17>=(Title_RESULTS!$H$7+Title_RESULTS!$C$17),0,(+'Sheet6(p_6)'!$I17))","v":0},{"$f":"IF(A17>=(Title_RESULTS!$H$7+Title_RESULTS!$C$17),0,(+'f-11B'!$P16))","v":0},{"$f":"IF(A17>=(Title_RESULTS!$H$7+Title_RESULTS!$C$17),0,(SUM(G17:I17)))","v":26086.499999999996},{"$f":"IF(A17>=(Title_RESULTS!$H$7+Title_RESULTS!$C$17),0,(+F17-J17))","v":-26086.499999999996},{"$f":"IF(A16>=(Title_RESULTS!$H$7+Title_RESULTS!$C$17),0,(+$K17/((1+Title_RESULTS!$C$37)^('Sheet8(F_24)'!$A17-Title_RESULTS!$H$7))+L16))","v":-49861.692192753078}]
[{"$f":"+A17+1","v":2022},{"$f":"IF(A18>=(Title_RESULTS!$H$7+Title_RESULTS!$C$17),0,(+'Sheet6(p_6)'!N18-'Sheet6(p_6)'!R18))","v":0},{"$f":"IF(A18>=(Title_RESULTS!$H$7+Title_RESULTS!$C$17),0,(IF(Partcipation!$B18=0,0,((Partcipation!$B18-Partcipation!$B17)*Title_RESULTS!$C$33*(1+Title_RESULTS!$C$35/100)^('Sheet8(F_24)'!$A18-Title_RESULTS!$H$7))/1000)))","v":0},{"$f":"IF(A18>=(Title_RESULTS!$H$7+Title_RESULTS!$C$17),0,(+'Sheet6(p_6)'!$G18))","v":0},{"$f":"IF(A18>=(Title_RESULTS!$H$7+Title_RESULTS!$C$17),0,(IF(Title_RESULTS!$C$31<0,((Partcipation!$B17+(Partcipation!$B18-Partcipation!$B17)/2)*(ABS(Title_RESULTS!$C$31)*(1+Title_RESULTS!$C$32/100)^('Sheet6(p_6)'!$A18-Title_RESULTS!$H$7))/1000)+'f-11B'!$Q17,+'f-11B'!$Q17)))","v":0},{"$f":"IF(A18>=(Title_RESULTS!$H$7+Title_RESULTS!$C$17),0,(SUM(B18:E18)))","v":0},{"$f":"IF(A18>=(Title_RESULTS!$H$7+Title_RESULTS!$C$17),0,(+'Sheet6(p_6)'!$H18))","v":26686.489499999996},{"$f":"IF(A18>=(Title_RESULTS!$H$7+Title_RESULTS!$C$17),0,(+'Sheet6(p_6)'!$I18))","v":0},{"$f":"IF(A18>=(Title_RESULTS!$H$7+Title_RESULTS!$C$17),0,(+'f-11B'!$P17))","v":0},{"$f":"IF(A18>=(Title_RESULTS!$H$7+Title_RESULTS!$C$17),0,(SUM(G18:I18)))","v":26686.489499999996},{"$f":"IF(A18>=(Title_RESULTS!$H$7+Title_RESULTS!$C$17),0,(+F18-J18))","v":-26686.489499999996},{"$f":"IF(A17>=(Title_RESULTS!$H$7+Title_RESULTS!$C$17),0,(+$K18/((1+Title_RESULTS!$C$37)^('Sheet8(F_24)'!$A18-Title_RESULTS!$H$7))+L17))","v":-73135.890094496077}]
[{"$f":"+A18+1","v":2023},{"$f":"IF(A19>=(Title_RESULTS!$H$7+Title_RESULTS!$C$17),0,(+'Sheet6(p_6)'!N19-'Sheet6(p_6)'!R19))","v":0},{"$f":"IF(A19>=(Title_RESULTS!$H$7+Title_RESULTS!$C$17),0,(IF(Partcipation!$B19=0,0,((Partcipation!$B19-Partcipation!$B18)*Title_RESULTS!$C$33*(1+Title_RESULTS!$C$35/100)^('Sheet8(F_24)'!$A19-Title_RESULTS!$H$7))/1000)))","v":0},{"$f":"IF(A19>=(Title_RESULTS!$H$7+Title_RESULTS!$C$17),0,(+'Sheet6(p_6)'!$G19))","v":0},{"$f":"IF(A19>=(Title_RESULTS!$H$7+Title_RESULTS!$C$17),0,(IF(Title_RESULTS!$C$31<0,((Partcipation!$B18+(Partcipation!$B19-Partcipation!$B18)/2)*(ABS(Title_RESULTS!$C$31)*(1+Title_RESULTS!$C$32/100)^('Sheet6(p_6)'!$A19-Title_RESULTS!$H$7))/1000)+'f-11B'!$Q18,+'f-11B'!$Q18)))","v":0},{"$f":"IF(A19>=(Title_RESULTS!$H$7+Title_RESULTS!$C$17),0,(SUM(B19:E19)))","v":0},{"$f":"IF(A19>=(Title_RESULTS!$H$7+Title_RESULTS!$C$17),0,(+'Sheet6(p_6)'!$H19))","v":0},{"$f":"IF(A19>=(Title_RESULTS!$H$7+Title_RESULTS!$C$17),0,(+'Sheet6(p_6)'!$I19))","v":0},{"$f":"IF(A19>=(Title_RESULTS!$H$7+Title_RESULTS!$C$17),0,(+'f-11B'!$P18))","v":0},{"$f":"IF(A19>=(Title_RESULTS!$H$7+Title_RESULTS!$C$17),0,(SUM(G19:I19)))","v":0},{"$f":"IF(A19>=(Title_RESULTS!$H$7+Title_RESULTS!$C$17),0,(+F19-J19))","v":0},{"$f":"IF(A18>=(Title_RESULTS!$H$7+Title_RESULTS!$C$17),0,(+$K19/((1+Title_RESULTS!$C$37)^('Sheet8(F_24)'!$A19-Title_RESULTS!$H$7))+L18))","v":-73135.890094496077}]
[2024,{"$f":"IF(A20>=(Title_RESULTS!$H$7+Title_RESULTS!$C$17),0,(+'Sheet6(p_6)'!N20-'Sheet6(p_6)'!R20))","v":0},{"$f":"IF(A20>=(Title_RESULTS!$H$7+Title_RESULTS!$C$17),0,(IF(Partcipation!$B20=0,0,((Partcipation!$B20-Partcipation!$B19)*Title_RESULTS!$C$33*(1+Title_RESULTS!$C$35/100)^('Sheet8(F_24)'!$A20-Title_RESULTS!$H$7))/1000)))","v":0},{"$f":"IF(A20>=(Title_RESULTS!$H$7+Title_RESULTS!$C$17),0,(+'Sheet6(p_6)'!$G20))","v":0},{"$f":"IF(A20>=(Title_RESULTS!$H$7+Title_RESULTS!$C$17),0,(IF(Title_RESULTS!$C$31<0,((Partcipation!$B19+(Partcipation!$B20-Partcipation!$B19)/2)*(ABS(Title_RESULTS!$C$31)*(1+Title_RESULTS!$C$32/100)^('Sheet6(p_6)'!$A20-Title_RESULTS!$H$7))/1000)+'f-11B'!$Q19,+'f-11B'!$Q19)))","v":0},{"$f":"IF(A20>=(Title_RESULTS!$H$7+Title_RESULTS!$C$17),0,(SUM(B20:E20)))","v":0},{"$f":"IF(A20>=(Title_RESULTS!$H$7+Title_RESULTS!$C$17),0,(+'Sheet6(p_6)'!$H20))","v":0},{"$f":"IF(A20>=(Title_RESULTS!$H$7+Title_RESULTS!$C$17),0,(+'Sheet6(p_6)'!$I20))","v":0},{"$f":"IF(A20>=(Title_RESULTS!$H$7+Title_RESULTS!$C$17),0,(+'f-11B'!$P19))","v":0},{"$f":"IF(A20>=(Title_RESULTS!$H$7+Title_RESULTS!$C$17),0,(SUM(G20:I20)))","v":0},{"$f":"IF(A20>=(Title_RESULTS!$H$7+Title_RESULTS!$C$17),0,(+F20-J20))","v":0},{"$f":"IF(A19>=(Title_RESULTS!$H$7+Title_RESULTS!$C$17),0,(+$K20/((1+Title_RESULTS!$C$37)^('Sheet8(F_24)'!$A20-Title_RESULTS!$H$7))+L19))","v":-73135.890094496077}]
[2025,{"$f":"IF(A21>=(Title_RESULTS!$H$7+Title_RESULTS!$C$17),0,(+'Sheet6(p_6)'!N21-'Sheet6(p_6)'!R21))","v":0},{"$f":"IF(A21>=(Title_RESULTS!$H$7+Title_RESULTS!$C$17),0,(IF(Partcipation!$B21=0,0,((Partcipation!$B21-Partcipation!$B20)*Title_RESULTS!$C$33*(1+Title_RESULTS!$C$35/100)^('Sheet8(F_24)'!$A21-Title_RESULTS!$H$7))/1000)))","v":0},{"$f":"IF(A21>=(Title_RESULTS!$H$7+Title_RESULTS!$C$17),0,(+'Sheet6(p_6)'!$G21))","v":0},{"$f":"IF(A21>=(Title_RESULTS!$H$7+Title_RESULTS!$C$17),0,(IF(Title_RESULTS!$C$31<0,((Partcipation!$B20+(Partcipation!$B21-Partcipation!$B20)/2)*(ABS(Title_RESULTS!$C$31)*(1+Title_RESULTS!$C$32/100)^('Sheet6(p_6)'!$A21-Title_RESULTS!$H$7))/1000)+'f-11B'!$Q20,+'f-11B'!$Q20)))","v":0},{"$f":"IF(A21>=(Title_RESULTS!$H$7+Title_RESULTS!$C$17),0,(SUM(B21:E21)))","v":0},{"$f":"IF(A21>=(Title_RESULTS!$H$7+Title_RESULTS!$C$17),0,(+'Sheet6(p_6)'!$H21))","v":0},{"$f":"IF(A21>=(Title_RESULTS!$H$7+Title_RESULTS!$C$17),0,(+'Sheet6(p_6)'!$I21))","v":0},{"$f":"IF(A21>=(Title_RESULTS!$H$7+Title_RESULTS!$C$17),0,(+'f-11B'!$P20))","v":0},{"$f":"IF(A21>=(Title_RESULTS!$H$7+Title_RESULTS!$C$17),0,(SUM(G21:I21)))","v":0},{"$f":"IF(A21>=(Title_RESULTS!$H$7+Title_RESULTS!$C$17),0,(+F21-J21))","v":0},{"$f":"IF(A20>=(Title_RESULTS!$H$7+Title_RESULTS!$C$17),0,(+$K21/((1+Title_RESULTS!$C$37)^('Sheet8(F_24)'!$A21-Title_RESULTS!$H$7))+L20))","v":-73135.890094496077}]
[2026,{"$f":"IF(A22>=(Title_RESULTS!$H$7+Title_RESULTS!$C$17),0,(+'Sheet6(p_6)'!N22-'Sheet6(p_6)'!R22))","v":0},{"$f":"IF(A22>=(Title_RESULTS!$H$7+Title_RESULTS!$C$17),0,(IF(Partcipation!$B22=0,0,((Partcipation!$B22-Partcipation!$B21)*Title_RESULTS!$C$33*(1+Title_RESULTS!$C$35/100)^('Sheet8(F_24)'!$A22-Title_RESULTS!$H$7))/1000)))","v":0},{"$f":"IF(A22>=(Title_RESULTS!$H$7+Title_RESULTS!$C$17),0,(+'Sheet6(p_6)'!$G22))","v":0},{"$f":"IF(A22>=(Title_RESULTS!$H$7+Title_RESULTS!$C$17),0,(IF(Title_RESULTS!$C$31<0,((Partcipation!$B21+(Partcipation!$B22-Partcipation!$B21)/2)*(ABS(Title_RESULTS!$C$31)*(1+Title_RESULTS!$C$32/100)^('Sheet6(p_6)'!$A22-Title_RESULTS!$H$7))/1000)+'f-11B'!$Q21,+'f-11B'!$Q21)))","v":0},{"$f":"IF(A22>=(Title_RESULTS!$H$7+Title_RESULTS!$C$17),0,(SUM(B22:E22)))","v":0},{"$f":"IF(A22>=(Title_RESULTS!$H$7+Title_RESULTS!$C$17),0,(+'Sheet6(p_6)'!$H22))","v":0},{"$f":"IF(A22>=(Title_RESULTS!$H$7+Title_RESULTS!$C$17),0,(+'Sheet6(p_6)'!$I22))","v":0},{"$f":"IF(A22>=(Title_RESULTS!$H$7+Title_RESULTS!$C$17),0,(+'f-11B'!$P21))","v":0},{"$f":"IF(A22>=(Title_RESULTS!$H$7+Title_RESULTS!$C$17),0,(SUM(G22:I22)))","v":0},{"$f":"IF(A22>=(Title_RESULTS!$H$7+Title_RESULTS!$C$17),0,(+F22-J22))","v":0},{"$f":"IF(A21>=(Title_RESULTS!$H$7+Title_RESULTS!$C$17),0,(+$K22/((1+Title_RESULTS!$C$37)^('Sheet8(F_24)'!$A22-Title_RESULTS!$H$7))+L21))","v":-73135.890094496077}]
[2027,{"$f":"IF(A23>=(Title_RESULTS!$H$7+Title_RESULTS!$C$17),0,(+'Sheet6(p_6)'!N23-'Sheet6(p_6)'!R23))","v":0},{"$f":"IF(A23>=(Title_RESULTS!$H$7+Title_RESULTS!$C$17),0,(IF(Partcipation!$B23=0,0,((Partcipation!$B23-Partcipation!$B22)*Title_RESULTS!$C$33*(1+Title_RESULTS!$C$35/100)^('Sheet8(F_24)'!$A23-Title_RESULTS!$H$7))/1000)))","v":0},{"$f":"IF(A23>=(Title_RESULTS!$H$7+Title_RESULTS!$C$17),0,(+'Sheet6(p_6)'!$G23))","v":0},{"$f":"IF(A23>=(Title_RESULTS!$H$7+Title_RESULTS!$C$17),0,(IF(Title_RESULTS!$C$31<0,((Partcipation!$B22+(Partcipation!$B23-Partcipation!$B22)/2)*(ABS(Title_RESULTS!$C$31)*(1+Title_RESULTS!$C$32/100)^('Sheet6(p_6)'!$A23-Title_RESULTS!$H$7))/1000)+'f-11B'!$Q22,+'f-11B'!$Q22)))","v":0},{"$f":"IF(A23>=(Title_RESULTS!$H$7+Title_RESULTS!$C$17),0,(SUM(B23:E23)))","v":0},{"$f":"IF(A23>=(Title_RESULTS!$H$7+Title_RESULTS!$C$17),0,(+'Sheet6(p_6)'!$H23))","v":0},{"$f":"IF(A23>=(Title_RESULTS!$H$7+Title_RESULTS!$C$17),0,(+'Sheet6(p_6)'!$I23))","v":0},{"$f":"IF(A23>=(Title_RESULTS!$H$7+Title_RESULTS!$C$17),0,(+'f-11B'!$P22))","v":0},{"$f":"IF(A23>=(Title_RESULTS!$H$7+Title_RESULTS!$C$17),0,(SUM(G23:I23)))","v":0},{"$f":"IF(A23>=(Title_RESULTS!$H$7+Title_RESULTS!$C$17),0,(+F23-J23))","v":0},{"$f":"IF(A22>=(Title_RESULTS!$H$7+Title_RESULTS!$C$17),0,(+$K23/((1+Title_RESULTS!$C$37)^('Sheet8(F_24)'!$A23-Title_RESULTS!$H$7))+L22))","v":-73135.890094496077}]
[2028,{"$f":"IF(A24>=(Title_RESULTS!$H$7+Title_RESULTS!$C$17),0,(+'Sheet6(p_6)'!N24-'Sheet6(p_6)'!R24))","v":0},{"$f":"IF(A24>=(Title_RESULTS!$H$7+Title_RESULTS!$C$17),0,(IF(Partcipation!$B24=0,0,((Partcipation!$B24-Partcipation!$B23)*Title_RESULTS!$C$33*(1+Title_RESULTS!$C$35/100)^('Sheet8(F_24)'!$A24-Title_RESULTS!$H$7))/1000)))","v":0},{"$f":"IF(A24>=(Title_RESULTS!$H$7+Title_RESULTS!$C$17),0,(+'Sheet6(p_6)'!$G24))","v":0},{"$f":"IF(A24>=(Title_RESULTS!$H$7+Title_RESULTS!$C$17),0,(IF(Title_RESULTS!$C$31<0,((Partcipation!$B23+(Partcipation!$B24-Partcipation!$B23)/2)*(ABS(Title_RESULTS!$C$31)*(1+Title_RESULTS!$C$32/100)^('Sheet6(p_6)'!$A24-Title_RESULTS!$H$7))/1000)+'f-11B'!$Q23,+'f-11B'!$Q23)))","v":0},{"$f":"IF(A24>=(Title_RESULTS!$H$7+Title_RESULTS!$C$17),0,(SUM(B24:E24)))","v":0},{"$f":"IF(A24>=(Title_RESULTS!$H$7+Title_RESULTS!$C$17),0,(+'Sheet6(p_6)'!$H24))","v":0},{"$f":"IF(A24>=(Title_RESULTS!$H$7+Title_RESULTS!$C$17),0,(+'Sheet6(p_6)'!$I24))","v":0},{"$f":"IF(A24>=(Title_RESULTS!$H$7+Title_RESULTS!$C$17),0,(+'f-11B'!$P23))","v":0},{"$f":"IF(A24>=(Title_RESULTS!$H$7+Title_RESULTS!$C$17),0,(SUM(G24:I24)))","v":0},{"$f":"IF(A24>=(Title_RESULTS!$H$7+Title_RESULTS!$C$17),0,(+F24-J24))","v":0},{"$f":"IF(A23>=(Title_RESULTS!$H$7+Title_RESULTS!$C$17),0,(+$K24/((1+Title_RESULTS!$C$37)^('Sheet8(F_24)'!$A24-Title_RESULTS!$H$7))+L23))","v":-73135.890094496077}]
[2029,{"$f":"IF(A25>=(Title_RESULTS!$H$7+Title_RESULTS!$C$17),0,(+'Sheet6(p_6)'!N25-'Sheet6(p_6)'!R25))","v":0},{"$f":"IF(A25>=(Title_RESULTS!$H$7+Title_RESULTS!$C$17),0,(IF(Partcipation!$B25=0,0,((Partcipation!$B25-Partcipation!$B24)*Title_RESULTS!$C$33*(1+Title_RESULTS!$C$35/100)^('Sheet8(F_24)'!$A25-Title_RESULTS!$H$7))/1000)))","v":0},{"$f":"IF(A25>=(Title_RESULTS!$H$7+Title_RESULTS!$C$17),0,(+'Sheet6(p_6)'!$G25))","v":0},{"$f":"IF(A25>=(Title_RESULTS!$H$7+Title_RESULTS!$C$17),0,(IF(Title_RESULTS!$C$31<0,((Partcipation!$B24+(Partcipation!$B25-Partcipation!$B24)/2)*(ABS(Title_RESULTS!$C$31)*(1+Title_RESULTS!$C$32/100)^('Sheet6(p_6)'!$A25-Title_RESULTS!$H$7))/1000)+'f-11B'!$Q24,+'f-11B'!$Q24)))","v":0},{"$f":"IF(A25>=(Title_RESULTS!$H$7+Title_RESULTS!$C$17),0,(SUM(B25:E25)))","v":0},{"$f":"IF(A25>=(Title_RESULTS!$H$7+Title_RESULTS!$C$17),0,(+'Sheet6(p_6)'!$H25))","v":0},{"$f":"IF(A25>=(Title_RESULTS!$H$7+Title_RESULTS!$C$17),0,(+'Sheet6(p_6)'!$I25))","v":0},{"$f":"IF(A25>=(Title_RESULTS!$H$7+Title_RESULTS!$C$17),0,(+'f-11B'!$P24))","v":0},{"$f":"IF(A25>=(Title_RESULTS!$H$7+Title_RESULTS!$C$17),0,(SUM(G25:I25)))","v":0},{"$f":"IF(A25>=(Title_RESULTS!$H$7+Title_RESULTS!$C$17),0,(+F25-J25))","v":0},{"$f":"IF(A24>=(Title_RESULTS!$H$7+Title_RESULTS!$C$17),0,(+$K25/((1+Title_RESULTS!$C$37)^('Sheet8(F_24)'!$A25-Title_RESULTS!$H$7))+L24))","v":-73135.890094496077}]
[2030,{"$f":"IF(A26>=(Title_RESULTS!$H$7+Title_RESULTS!$C$17),0,(+'Sheet6(p_6)'!N26-'Sheet6(p_6)'!R26))","v":0},{"$f":"IF(A26>=(Title_RESULTS!$H$7+Title_RESULTS!$C$17),0,(IF(Partcipation!$B26=0,0,((Partcipation!$B26-Partcipation!$B25)*Title_RESULTS!$C$33*(1+Title_RESULTS!$C$35/100)^('Sheet8(F_24)'!$A26-Title_RESULTS!$H$7))/1000)))","v":0},{"$f":"IF(A26>=(Title_RESULTS!$H$7+Title_RESULTS!$C$17),0,(+'Sheet6(p_6)'!$G26))","v":0},{"$f":"IF(A26>=(Title_RESULTS!$H$7+Title_RESULTS!$C$17),0,(IF(Title_RESULTS!$C$31<0,((Partcipation!$B25+(Partcipation!$B26-Partcipation!$B25)/2)*(ABS(Title_RESULTS!$C$31)*(1+Title_RESULTS!$C$32/100)^('Sheet6(p_6)'!$A26-Title_RESULTS!$H$7))/1000)+'f-11B'!$Q25,+'f-11B'!$Q25)))","v":0},{"$f":"IF(A26>=(Title_RESULTS!$H$7+Title_RESULTS!$C$17),0,(SUM(B26:E26)))","v":0},{"$f":"IF(A26>=(Title_RESULTS!$H$7+Title_RESULTS!$C$17),0,(+'Sheet6(p_6)'!$H26))","v":0},{"$f":"IF(A26>=(Title_RESULTS!$H$7+Title_RESULTS!$C$17),0,(+'Sheet6(p_6)'!$I26))","v":0},{"$f":"IF(A26>=(Title_RESULTS!$H$7+Title_RESULTS!$C$17),0,(+'f-11B'!$P25))","v":0},{"$f":"IF(A26>=(Title_RESULTS!$H$7+Title_RESULTS!$C$17),0,(SUM(G26:I26)))","v":0},{"$f":"IF(A26>=(Title_RESULTS!$H$7+Title_RESULTS!$C$17),0,(+F26-J26))","v":0},{"$f":"IF(A25>=(Title_RESULTS!$H$7+Title_RESULTS!$C$17),0,(+$K26/((1+Title_RESULTS!$C$37)^('Sheet8(F_24)'!$A26-Title_RESULTS!$H$7))+L25))","v":-73135.890094496077}]
[2031,{"$f":"IF(A27>=(Title_RESULTS!$H$7+Title_RESULTS!$C$17),0,(+'Sheet6(p_6)'!N27-'Sheet6(p_6)'!R27))","v":0},{"$f":"IF(A27>=(Title_RESULTS!$H$7+Title_RESULTS!$C$17),0,(IF(Partcipation!$B27=0,0,((Partcipation!$B27-Partcipation!$B26)*Title_RESULTS!$C$33*(1+Title_RESULTS!$C$35/100)^('Sheet8(F_24)'!$A27-Title_RESULTS!$H$7))/1000)))","v":0},{"$f":"IF(A27>=(Title_RESULTS!$H$7+Title_RESULTS!$C$17),0,(+'Sheet6(p_6)'!$G27))","v":0},{"$f":"IF(A27>=(Title_RESULTS!$H$7+Title_RESULTS!$C$17),0,(IF(Title_RESULTS!$C$31<0,((Partcipation!$B26+(Partcipation!$B27-Partcipation!$B26)/2)*(ABS(Title_RESULTS!$C$31)*(1+Title_RESULTS!$C$32/100)^('Sheet6(p_6)'!$A27-Title_RESULTS!$H$7))/1000)+'f-11B'!$Q26,+'f-11B'!$Q26)))","v":0},{"$f":"IF(A27>=(Title_RESULTS!$H$7+Title_RESULTS!$C$17),0,(SUM(B27:E27)))","v":0},{"$f":"IF(A27>=(Title_RESULTS!$H$7+Title_RESULTS!$C$17),0,(+'Sheet6(p_6)'!$H27))","v":0},{"$f":"IF(A27>=(Title_RESULTS!$H$7+Title_RESULTS!$C$17),0,(+'Sheet6(p_6)'!$I27))","v":0},{"$f":"IF(A27>=(Title_RESULTS!$H$7+Title_RESULTS!$C$17),0,(+'f-11B'!$P26))","v":0},{"$f":"IF(A27>=(Title_RESULTS!$H$7+Title_RESULTS!$C$17),0,(SUM(G27:I27)))","v":0},{"$f":"IF(A27>=(Title_RESULTS!$H$7+Title_RESULTS!$C$17),0,(+F27-J27))","v":0},{"$f":"IF(A26>=(Title_RESULTS!$H$7+Title_RESULTS!$C$17),0,(+$K27/((1+Title_RESULTS!$C$37)^('Sheet8(F_24)'!$A27-Title_RESULTS!$H$7))+L26))","v":0}]
[2032,{"$f":"IF(A28>=(Title_RESULTS!$H$7+Title_RESULTS!$C$17),0,(+'Sheet6(p_6)'!N28-'Sheet6(p_6)'!R28))","v":0},{"$f":"IF(A28>=(Title_RESULTS!$H$7+Title_RESULTS!$C$17),0,(IF(Partcipation!$B28=0,0,((Partcipation!$B28-Partcipation!$B27)*Title_RESULTS!$C$33*(1+Title_RESULTS!$C$35/100)^('Sheet8(F_24)'!$A28-Title_RESULTS!$H$7))/1000)))","v":0},{"$f":"IF(A28>=(Title_RESULTS!$H$7+Title_RESULTS!$C$17),0,(+'Sheet6(p_6)'!$G28))","v":0},{"$f":"IF(A28>=(Title_RESULTS!$H$7+Title_RESULTS!$C$17),0,(IF(Title_RESULTS!$C$31<0,((Partcipation!$B27+(Partcipation!$B28-Partcipation!$B27)/2)*(ABS(Title_RESULTS!$C$31)*(1+Title_RESULTS!$C$32/100)^('Sheet6(p_6)'!$A28-Title_RESULTS!$H$7))/1000)+'f-11B'!$Q27,+'f-11B'!$Q27)))","v":0},{"$f":"IF(A28>=(Title_RESULTS!$H$7+Title_RESULTS!$C$17),0,(SUM(B28:E28)))","v":0},{"$f":"IF(A28>=(Title_RESULTS!$H$7+Title_RESULTS!$C$17),0,(+'Sheet6(p_6)'!$H28))","v":0},{"$f":"IF(A28>=(Title_RESULTS!$H$7+Title_RESULTS!$C$17),0,(+'Sheet6(p_6)'!$I28))","v":0},{"$f":"IF(A28>=(Title_RESULTS!$H$7+Title_RESULTS!$C$17),0,(+'f-11B'!$P27))","v":0},{"$f":"IF(A28>=(Title_RESULTS!$H$7+Title_RESULTS!$C$17),0,(SUM(G28:I28)))","v":0},{"$f":"IF(A28>=(Title_RESULTS!$H$7+Title_RESULTS!$C$17),0,(+F28-J28))","v":0},{"$f":"IF(A27>=(Title_RESULTS!$H$7+Title_RESULTS!$C$17),0,(+$K28/((1+Title_RESULTS!$C$37)^('Sheet8(F_24)'!$A28-Title_RESULTS!$H$7))+L27))","v":0}]
[2033,{"$f":"IF(A29>=(Title_RESULTS!$H$7+Title_RESULTS!$C$17),0,(+'Sheet6(p_6)'!N29-'Sheet6(p_6)'!R29))","v":0},{"$f":"IF(A29>=(Title_RESULTS!$H$7+Title_RESULTS!$C$17),0,(IF(Partcipation!$B29=0,0,((Partcipation!$B29-Partcipation!$B28)*Title_RESULTS!$C$33*(1+Title_RESULTS!$C$35/100)^('Sheet8(F_24)'!$A29-Title_RESULTS!$H$7))/1000)))","v":0},{"$f":"IF(A29>=(Title_RESULTS!$H$7+Title_RESULTS!$C$17),0,(+'Sheet6(p_6)'!$G29))","v":0},{"$f":"IF(A29>=(Title_RESULTS!$H$7+Title_RESULTS!$C$17),0,(IF(Title_RESULTS!$C$31<0,((Partcipation!$B28+(Partcipation!$B29-Partcipation!$B28)/2)*(ABS(Title_RESULTS!$C$31)*(1+Title_RESULTS!$C$32/100)^('Sheet6(p_6)'!$A29-Title_RESULTS!$H$7))/1000)+'f-11B'!$Q28,+'f-11B'!$Q28)))","v":0},{"$f":"IF(A29>=(Title_RESULTS!$H$7+Title_RESULTS!$C$17),0,(SUM(B29:E29)))","v":0},{"$f":"IF(A29>=(Title_RESULTS!$H$7+Title_RESULTS!$C$17),0,(+'Sheet6(p_6)'!$H29))","v":0},{"$f":"IF(A29>=(Title_RESULTS!$H$7+Title_RESULTS!$C$17),0,(+'Sheet6(p_6)'!$I29))","v":0},{"$f":"IF(A29>=(Title_RESULTS!$H$7+Title_RESULTS!$C$17),0,(+'f-11B'!$P28))","v":0},{"$f":"IF(A29>=(Title_RESULTS!$H$7+Title_RESULTS!$C$17),0,(SUM(G29:I29)))","v":0},{"$f":"IF(A29>=(Title_RESULTS!$H$7+Title_RESULTS!$C$17),0,(+F29-J29))","v":0},{"$f":"IF(A28>=(Title_RESULTS!$H$7+Title_RESULTS!$C$17),0,(+$K29/((1+Title_RESULTS!$C$37)^('Sheet8(F_24)'!$A29-Title_RESULTS!$H$7))+L28))","v":0}]
[2034,{"$f":"IF(A30>=(Title_RESULTS!$H$7+Title_RESULTS!$C$17),0,(+'Sheet6(p_6)'!N30-'Sheet6(p_6)'!R30))","v":0},{"$f":"IF(A30>=(Title_RESULTS!$H$7+Title_RESULTS!$C$17),0,(IF(Partcipation!$B30=0,0,((Partcipation!$B30-Partcipation!$B29)*Title_RESULTS!$C$33*(1+Title_RESULTS!$C$35/100)^('Sheet8(F_24)'!$A30-Title_RESULTS!$H$7))/1000)))","v":0},{"$f":"IF(A30>=(Title_RESULTS!$H$7+Title_RESULTS!$C$17),0,(+'Sheet6(p_6)'!$G30))","v":0},{"$f":"IF(A30>=(Title_RESULTS!$H$7+Title_RESULTS!$C$17),0,(IF(Title_RESULTS!$C$31<0,((Partcipation!$B29+(Partcipation!$B30-Partcipation!$B29)/2)*(ABS(Title_RESULTS!$C$31)*(1+Title_RESULTS!$C$32/100)^('Sheet6(p_6)'!$A30-Title_RESULTS!$H$7))/1000)+'f-11B'!$Q29,+'f-11B'!$Q29)))","v":0},{"$f":"IF(A30>=(Title_RESULTS!$H$7+Title_RESULTS!$C$17),0,(SUM(B30:E30)))","v":0},{"$f":"IF(A30>=(Title_RESULTS!$H$7+Title_RESULTS!$C$17),0,(+'Sheet6(p_6)'!$H30))","v":0},{"$f":"IF(A30>=(Title_RESULTS!$H$7+Title_RESULTS!$C$17),0,(+'Sheet6(p_6)'!$I30))","v":0},{"$f":"IF(A30>=(Title_RESULTS!$H$7+Title_RESULTS!$C$17),0,(+'f-11B'!$P29))","v":0},{"$f":"IF(A30>=(Title_RESULTS!$H$7+Title_RESULTS!$C$17),0,(SUM(G30:I30)))","v":0},{"$f":"IF(A30>=(Title_RESULTS!$H$7+Title_RESULTS!$C$17),0,(+F30-J30))","v":0},{"$f":"IF(A29>=(Title_RESULTS!$H$7+Title_RESULTS!$C$17),0,(+$K30/((1+Title_RESULTS!$C$37)^('Sheet8(F_24)'!$A30-Title_RESULTS!$H$7))+L29))","v":0}]
[2035,{"$f":"IF(A31>=(Title_RESULTS!$H$7+Title_RESULTS!$C$17),0,(+'Sheet6(p_6)'!N31-'Sheet6(p_6)'!R31))","v":0},{"$f":"IF(A31>=(Title_RESULTS!$H$7+Title_RESULTS!$C$17),0,(IF(Partcipation!$B31=0,0,((Partcipation!$B31-Partcipation!$B30)*Title_RESULTS!$C$33*(1+Title_RESULTS!$C$35/100)^('Sheet8(F_24)'!$A31-Title_RESULTS!$H$7))/1000)))","v":0},{"$f":"IF(A31>=(Title_RESULTS!$H$7+Title_RESULTS!$C$17),0,(+'Sheet6(p_6)'!$G31))","v":0},{"$f":"IF(A31>=(Title_RESULTS!$H$7+Title_RESULTS!$C$17),0,(IF(Title_RESULTS!$C$31<0,((Partcipation!$B30+(Partcipation!$B31-Partcipation!$B30)/2)*(ABS(Title_RESULTS!$C$31)*(1+Title_RESULTS!$C$32/100)^('Sheet6(p_6)'!$A31-Title_RESULTS!$H$7))/1000)+'f-11B'!$Q30,+'f-11B'!$Q30)))","v":0},{"$f":"IF(A31>=(Title_RESULTS!$H$7+Title_RESULTS!$C$17),0,(SUM(B31:E31)))","v":0},{"$f":"IF(A31>=(Title_RESULTS!$H$7+Title_RESULTS!$C$17),0,(+'Sheet6(p_6)'!$H31))","v":0},{"$f":"IF(A31>=(Title_RESULTS!$H$7+Title_RESULTS!$C$17),0,(+'Sheet6(p_6)'!$I31))","v":0},{"$f":"IF(A31>=(Title_RESULTS!$H$7+Title_RESULTS!$C$17),0,(+'f-11B'!$P30))","v":0},{"$f":"IF(A31>=(Title_RESULTS!$H$7+Title_RESULTS!$C$17),0,(SUM(G31:I31)))","v":0},{"$f":"IF(A31>=(Title_RESULTS!$H$7+Title_RESULTS!$C$17),0,(+F31-J31))","v":0},{"$f":"IF(A30>=(Title_RESULTS!$H$7+Title_RESULTS!$C$17),0,(+$K31/((1+Title_RESULTS!$C$37)^('Sheet8(F_24)'!$A31-Title_RESULTS!$H$7))+L30))","v":0}]
[2036,{"$f":"IF(A32>=(Title_RESULTS!$H$7+Title_RESULTS!$C$17),0,(+'Sheet6(p_6)'!N32-'Sheet6(p_6)'!R32))","v":0},{"$f":"IF(A32>=(Title_RESULTS!$H$7+Title_RESULTS!$C$17),0,(IF(Partcipation!$B32=0,0,((Partcipation!$B32-Partcipation!$B31)*Title_RESULTS!$C$33*(1+Title_RESULTS!$C$35/100)^('Sheet8(F_24)'!$A32-Title_RESULTS!$H$7))/1000)))","v":0},{"$f":"IF(A32>=(Title_RESULTS!$H$7+Title_RESULTS!$C$17),0,(+'Sheet6(p_6)'!$G32))","v":0},{"$f":"IF(A32>=(Title_RESULTS!$H$7+Title_RESULTS!$C$17),0,(IF(Title_RESULTS!$C$31<0,((Partcipation!$B31+(Partcipation!$B32-Partcipation!$B31)/2)*(ABS(Title_RESULTS!$C$31)*(1+Title_RESULTS!$C$32/100)^('Sheet6(p_6)'!$A32-Title_RESULTS!$H$7))/1000)+'f-11B'!$Q31,+'f-11B'!$Q31)))","v":0},{"$f":"IF(A32>=(Title_RESULTS!$H$7+Title_RESULTS!$C$17),0,(SUM(B32:E32)))","v":0},{"$f":"IF(A32>=(Title_RESULTS!$H$7+Title_RESULTS!$C$17),0,(+'Sheet6(p_6)'!$H32))","v":0},{"$f":"IF(A32>=(Title_RESULTS!$H$7+Title_RESULTS!$C$17),0,(+'Sheet6(p_6)'!$I32))","v":0},{"$f":"IF(A32>=(Title_RESULTS!$H$7+Title_RESULTS!$C$17),0,(+'f-11B'!$P31))","v":0},{"$f":"IF(A32>=(Title_RESULTS!$H$7+Title_RESULTS!$C$17),0,(SUM(G32:I32)))","v":0},{"$f":"IF(A32>=(Title_RESULTS!$H$7+Title_RESULTS!$C$17),0,(+F32-J32))","v":0},{"$f":"IF(A31>=(Title_RESULTS!$H$7+Title_RESULTS!$C$17),0,(+$K32/((1+Title_RESULTS!$C$37)^('Sheet8(F_24)'!$A32-Title_RESULTS!$H$7))+L31))","v":0}]
[2037,{"$f":"IF(A33>=(Title_RESULTS!$H$7+Title_RESULTS!$C$17),0,(+'Sheet6(p_6)'!N33-'Sheet6(p_6)'!R33))","v":0},{"$f":"IF(A33>=(Title_RESULTS!$H$7+Title_RESULTS!$C$17),0,(IF(Partcipation!$B33=0,0,((Partcipation!$B33-Partcipation!$B32)*Title_RESULTS!$C$33*(1+Title_RESULTS!$C$35/100)^('Sheet8(F_24)'!$A33-Title_RESULTS!$H$7))/1000)))","v":0},{"$f":"IF(A33>=(Title_RESULTS!$H$7+Title_RESULTS!$C$17),0,(+'Sheet6(p_6)'!$G33))","v":0},{"$f":"IF(A33>=(Title_RESULTS!$H$7+Title_RESULTS!$C$17),0,(IF(Title_RESULTS!$C$31<0,((Partcipation!$B32+(Partcipation!$B33-Partcipation!$B32)/2)*(ABS(Title_RESULTS!$C$31)*(1+Title_RESULTS!$C$32/100)^('Sheet6(p_6)'!$A33-Title_RESULTS!$H$7))/1000)+'f-11B'!$Q32,+'f-11B'!$Q32)))","v":0},{"$f":"IF(A33>=(Title_RESULTS!$H$7+Title_RESULTS!$C$17),0,(SUM(B33:E33)))","v":0},{"$f":"IF(A33>=(Title_RESULTS!$H$7+Title_RESULTS!$C$17),0,(+'Sheet6(p_6)'!$H33))","v":0},{"$f":"IF(A33>=(Title_RESULTS!$H$7+Title_RESULTS!$C$17),0,(+'Sheet6(p_6)'!$I33))","v":0},{"$f":"IF(A33>=(Title_RESULTS!$H$7+Title_RESULTS!$C$17),0,(+'f-11B'!$P32))","v":0},{"$f":"IF(A33>=(Title_RESULTS!$H$7+Title_RESULTS!$C$17),0,(SUM(G33:I33)))","v":0},{"$f":"IF(A33>=(Title_RESULTS!$H$7+Title_RESULTS!$C$17),0,(+F33-J33))","v":0},{"$f":"IF(A32>=(Title_RESULTS!$H$7+Title_RESULTS!$C$17),0,(+$K33/((1+Title_RESULTS!$C$37)^('Sheet8(F_24)'!$A33-Title_RESULTS!$H$7))+L32))","v":0}]
[2038,{"$f":"IF(A34>=(Title_RESULTS!$H$7+Title_RESULTS!$C$17),0,(+'Sheet6(p_6)'!N34-'Sheet6(p_6)'!R34))","v":0},{"$f":"IF(A34>=(Title_RESULTS!$H$7+Title_RESULTS!$C$17),0,(IF(Partcipation!$B34=0,0,((Partcipation!$B34-Partcipation!$B33)*Title_RESULTS!$C$33*(1+Title_RESULTS!$C$35/100)^('Sheet8(F_24)'!$A34-Title_RESULTS!$H$7))/1000)))","v":0},{"$f":"IF(A34>=(Title_RESULTS!$H$7+Title_RESULTS!$C$17),0,(+'Sheet6(p_6)'!$G34))","v":0},{"$f":"IF(A34>=(Title_RESULTS!$H$7+Title_RESULTS!$C$17),0,(IF(Title_RESULTS!$C$31<0,((Partcipation!$B33+(Partcipation!$B34-Partcipation!$B33)/2)*(ABS(Title_RESULTS!$C$31)*(1+Title_RESULTS!$C$32/100)^('Sheet6(p_6)'!$A34-Title_RESULTS!$H$7))/1000)+'f-11B'!$Q33,+'f-11B'!$Q33)))","v":0},{"$f":"IF(A34>=(Title_RESULTS!$H$7+Title_RESULTS!$C$17),0,(SUM(B34:E34)))","v":0},{"$f":"IF(A34>=(Title_RESULTS!$H$7+Title_RESULTS!$C$17),0,(+'Sheet6(p_6)'!$H34))","v":0},{"$f":"IF(A34>=(Title_RESULTS!$H$7+Title_RESULTS!$C$17),0,(+'Sheet6(p_6)'!$I34))","v":0},{"$f":"IF(A34>=(Title_RESULTS!$H$7+Title_RESULTS!$C$17),0,(+'f-11B'!$P33))","v":0},{"$f":"IF(A34>=(Title_RESULTS!$H$7+Title_RESULTS!$C$17),0,(SUM(G34:I34)))","v":0},{"$f":"IF(A34>=(Title_RESULTS!$H$7+Title_RESULTS!$C$17),0,(+F34-J34))","v":0},{"$f":"IF(A33>=(Title_RESULTS!$H$7+Title_RESULTS!$C$17),0,(+$K34/((1+Title_RESULTS!$C$37)^('Sheet8(F_24)'!$A34-Title_RESULTS!$H$7))+L33))","v":0}]
[2039,{"$f":"IF(A35>=(Title_RESULTS!$H$7+Title_RESULTS!$C$17),0,(+'Sheet6(p_6)'!N35-'Sheet6(p_6)'!R35))","v":0},{"$f":"IF(A35>=(Title_RESULTS!$H$7+Title_RESULTS!$C$17),0,(IF(Partcipation!$B35=0,0,((Partcipation!$B35-Partcipation!$B34)*Title_RESULTS!$C$33*(1+Title_RESULTS!$C$35/100)^('Sheet8(F_24)'!$A35-Title_RESULTS!$H$7))/1000)))","v":0},{"$f":"IF(A35>=(Title_RESULTS!$H$7+Title_RESULTS!$C$17),0,(+'Sheet6(p_6)'!$G35))","v":0},{"$f":"IF(A35>=(Title_RESULTS!$H$7+Title_RESULTS!$C$17),0,(IF(Title_RESULTS!$C$31<0,((Partcipation!$B34+(Partcipation!$B35-Partcipation!$B34)/2)*(ABS(Title_RESULTS!$C$31)*(1+Title_RESULTS!$C$32/100)^('Sheet6(p_6)'!$A35-Title_RESULTS!$H$7))/1000)+'f-11B'!$Q34,+'f-11B'!$Q34)))","v":0},{"$f":"IF(A35>=(Title_RESULTS!$H$7+Title_RESULTS!$C$17),0,(SUM(B35:E35)))","v":0},{"$f":"IF(A35>=(Title_RESULTS!$H$7+Title_RESULTS!$C$17),0,(+'Sheet6(p_6)'!$H35))","v":0},{"$f":"IF(A35>=(Title_RESULTS!$H$7+Title_RESULTS!$C$17),0,(+'Sheet6(p_6)'!$I35))","v":0},{"$f":"IF(A35>=(Title_RESULTS!$H$7+Title_RESULTS!$C$17),0,(+'f-11B'!$P34))","v":0},{"$f":"IF(A35>=(Title_RESULTS!$H$7+Title_RESULTS!$C$17),0,(SUM(G35:I35)))","v":0},{"$f":"IF(A35>=(Title_RESULTS!$H$7+Title_RESULTS!$C$17),0,(+F35-J35))","v":0},{"$f":"IF(A34>=(Title_RESULTS!$H$7+Title_RESULTS!$C$17),0,(+$K35/((1+Title_RESULTS!$C$37)^('Sheet8(F_24)'!$A35-Title_RESULTS!$H$7))+L34))","v":0}]
[2040,{"$f":"IF(A36>=(Title_RESULTS!$H$7+Title_RESULTS!$C$17),0,(+'Sheet6(p_6)'!N36-'Sheet6(p_6)'!R36))","v":0},{"$f":"IF(A36>=(Title_RESULTS!$H$7+Title_RESULTS!$C$17),0,(IF(Partcipation!$B36=0,0,((Partcipation!$B36-Partcipation!$B35)*Title_RESULTS!$C$33*(1+Title_RESULTS!$C$35/100)^('Sheet8(F_24)'!$A36-Title_RESULTS!$H$7))/1000)))","v":0},{"$f":"IF(A36>=(Title_RESULTS!$H$7+Title_RESULTS!$C$17),0,(+'Sheet6(p_6)'!$G36))","v":0},{"$f":"IF(A36>=(Title_RESULTS!$H$7+Title_RESULTS!$C$17),0,(IF(Title_RESULTS!$C$31<0,((Partcipation!$B35+(Partcipation!$B36-Partcipation!$B35)/2)*(ABS(Title_RESULTS!$C$31)*(1+Title_RESULTS!$C$32/100)^('Sheet6(p_6)'!$A36-Title_RESULTS!$H$7))/1000)+'f-11B'!$Q35,+'f-11B'!$Q35)))","v":0},{"$f":"IF(A36>=(Title_RESULTS!$H$7+Title_RESULTS!$C$17),0,(SUM(B36:E36)))","v":0},{"$f":"IF(A36>=(Title_RESULTS!$H$7+Title_RESULTS!$C$17),0,(+'Sheet6(p_6)'!$H36))","v":0},{"$f":"IF(A36>=(Title_RESULTS!$H$7+Title_RESULTS!$C$17),0,(+'Sheet6(p_6)'!$I36))","v":0},{"$f":"IF(A36>=(Title_RESULTS!$H$7+Title_RESULTS!$C$17),0,(+'f-11B'!$P35))","v":0},{"$f":"IF(A36>=(Title_RESULTS!$H$7+Title_RESULTS!$C$17),0,(SUM(G36:I36)))","v":0},{"$f":"IF(A36>=(Title_RESULTS!$H$7+Title_RESULTS!$C$17),0,(+F36-J36))","v":0},{"$f":"IF(A35>=(Title_RESULTS!$H$7+Title_RESULTS!$C$17),0,(+$K36/((1+Title_RESULTS!$C$37)^('Sheet8(F_24)'!$A36-Title_RESULTS!$H$7))+L35))","v":0}]
[2041,{"$f":"IF(A37>=(Title_RESULTS!$H$7+Title_RESULTS!$C$17),0,(+'Sheet6(p_6)'!N37-'Sheet6(p_6)'!R37))","v":0},{"$f":"IF(A37>=(Title_RESULTS!$H$7+Title_RESULTS!$C$17),0,(IF(Partcipation!$B37=0,0,((Partcipation!$B37-Partcipation!$B36)*Title_RESULTS!$C$33*(1+Title_RESULTS!$C$35/100)^('Sheet8(F_24)'!$A37-Title_RESULTS!$H$7))/1000)))","v":0},{"$f":"IF(A37>=(Title_RESULTS!$H$7+Title_RESULTS!$C$17),0,(+'Sheet6(p_6)'!$G37))","v":0},{"$f":"IF(A37>=(Title_RESULTS!$H$7+Title_RESULTS!$C$17),0,(IF(Title_RESULTS!$C$31<0,((Partcipation!$B36+(Partcipation!$B37-Partcipation!$B36)/2)*(ABS(Title_RESULTS!$C$31)*(1+Title_RESULTS!$C$32/100)^('Sheet6(p_6)'!$A37-Title_RESULTS!$H$7))/1000)+'f-11B'!$Q36,+'f-11B'!$Q36)))","v":0},{"$f":"IF(A37>=(Title_RESULTS!$H$7+Title_RESULTS!$C$17),0,(SUM(B37:E37)))","v":0},{"$f":"IF(A37>=(Title_RESULTS!$H$7+Title_RESULTS!$C$17),0,(+'Sheet6(p_6)'!$H37))","v":0},{"$f":"IF(A37>=(Title_RESULTS!$H$7+Title_RESULTS!$C$17),0,(+'Sheet6(p_6)'!$I37))","v":0},{"$f":"IF(A37>=(Title_RESULTS!$H$7+Title_RESULTS!$C$17),0,(+'f-11B'!$P36))","v":0},{"$f":"IF(A37>=(Title_RESULTS!$H$7+Title_RESULTS!$C$17),0,(SUM(G37:I37)))","v":0},{"$f":"IF(A37>=(Title_RESULTS!$H$7+Title_RESULTS!$C$17),0,(+F37-J37))","v":0},{"$f":"IF(A36>=(Title_RESULTS!$H$7+Title_RESULTS!$C$17),0,(+$K37/((1+Title_RESULTS!$C$37)^('Sheet8(F_24)'!$A37-Title_RESULTS!$H$7))+L36))","v":0}]
[2042,{"$f":"IF(A38>=(Title_RESULTS!$H$7+Title_RESULTS!$C$17),0,(+'Sheet6(p_6)'!N38-'Sheet6(p_6)'!R38))","v":0},{"$f":"IF(A38>=(Title_RESULTS!$H$7+Title_RESULTS!$C$17),0,(IF(Partcipation!$B38=0,0,((Partcipation!$B38-Partcipation!$B37)*Title_RESULTS!$C$33*(1+Title_RESULTS!$C$35/100)^('Sheet8(F_24)'!$A38-Title_RESULTS!$H$7))/1000)))","v":0},{"$f":"IF(A38>=(Title_RESULTS!$H$7+Title_RESULTS!$C$17),0,(+'Sheet6(p_6)'!$G38))","v":0},{"$f":"IF(A38>=(Title_RESULTS!$H$7+Title_RESULTS!$C$17),0,(IF(Title_RESULTS!$C$31<0,((Partcipation!$B37+(Partcipation!$B38-Partcipation!$B37)/2)*(ABS(Title_RESULTS!$C$31)*(1+Title_RESULTS!$C$32/100)^('Sheet6(p_6)'!$A38-Title_RESULTS!$H$7))/1000)+'f-11B'!$Q37,+'f-11B'!$Q37)))","v":0},{"$f":"IF(A38>=(Title_RESULTS!$H$7+Title_RESULTS!$C$17),0,(SUM(B38:E38)))","v":0},{"$f":"IF(A38>=(Title_RESULTS!$H$7+Title_RESULTS!$C$17),0,(+'Sheet6(p_6)'!$H38))","v":0},{"$f":"IF(A38>=(Title_RESULTS!$H$7+Title_RESULTS!$C$17),0,(+'Sheet6(p_6)'!$I38))","v":0},{"$f":"IF(A38>=(Title_RESULTS!$H$7+Title_RESULTS!$C$17),0,(+'f-11B'!$P37))","v":0},{"$f":"IF(A38>=(Title_RESULTS!$H$7+Title_RESULTS!$C$17),0,(SUM(G38:I38)))","v":0},{"$f":"IF(A38>=(Title_RESULTS!$H$7+Title_RESULTS!$C$17),0,(+F38-J38))","v":0},{"$f":"IF(A37>=(Title_RESULTS!$H$7+Title_RESULTS!$C$17),0,(+$K38/((1+Title_RESULTS!$C$37)^('Sheet8(F_24)'!$A38-Title_RESULTS!$H$7))+L37))","v":0}]
[2043,{"$f":"IF(A39>=(Title_RESULTS!$H$7+Title_RESULTS!$C$17),0,(+'Sheet6(p_6)'!N39-'Sheet6(p_6)'!R39))","v":0},{"$f":"IF(A39>=(Title_RESULTS!$H$7+Title_RESULTS!$C$17),0,(IF(Partcipation!$B39=0,0,((Partcipation!$B39-Partcipation!$B38)*Title_RESULTS!$C$33*(1+Title_RESULTS!$C$35/100)^('Sheet8(F_24)'!$A39-Title_RESULTS!$H$7))/1000)))","v":0},{"$f":"IF(A39>=(Title_RESULTS!$H$7+Title_RESULTS!$C$17),0,(+'Sheet6(p_6)'!$G39))","v":0},{"$f":"IF(A39>=(Title_RESULTS!$H$7+Title_RESULTS!$C$17),0,(IF(Title_RESULTS!$C$31<0,((Partcipation!$B38+(Partcipation!$B39-Partcipation!$B38)/2)*(ABS(Title_RESULTS!$C$31)*(1+Title_RESULTS!$C$32/100)^('Sheet6(p_6)'!$A39-Title_RESULTS!$H$7))/1000)+'f-11B'!$Q38,+'f-11B'!$Q38)))","v":0},{"$f":"IF(A39>=(Title_RESULTS!$H$7+Title_RESULTS!$C$17),0,(SUM(B39:E39)))","v":0},{"$f":"IF(A39>=(Title_RESULTS!$H$7+Title_RESULTS!$C$17),0,(+'Sheet6(p_6)'!$H39))","v":0},{"$f":"IF(A39>=(Title_RESULTS!$H$7+Title_RESULTS!$C$17),0,(+'Sheet6(p_6)'!$I39))","v":0},{"$f":"IF(A39>=(Title_RESULTS!$H$7+Title_RESULTS!$C$17),0,(+'f-11B'!$P38))","v":0},{"$f":"IF(A39>=(Title_RESULTS!$H$7+Title_RESULTS!$C$17),0,(SUM(G39:I39)))","v":0},{"$f":"IF(A39>=(Title_RESULTS!$H$7+Title_RESULTS!$C$17),0,(+F39-J39))","v":0},{"$f":"IF(A38>=(Title_RESULTS!$H$7+Title_RESULTS!$C$17),0,(+$K39/((1+Title_RESULTS!$C$37)^('Sheet8(F_24)'!$A39-Title_RESULTS!$H$7))+L38))","v":0}]
[2044,{"$f":"IF(A40>=(Title_RESULTS!$H$7+Title_RESULTS!$C$17),0,(+'Sheet6(p_6)'!N40-'Sheet6(p_6)'!R40))","v":0},{"$f":"IF(A40>=(Title_RESULTS!$H$7+Title_RESULTS!$C$17),0,(IF(Partcipation!$B40=0,0,((Partcipation!$B40-Partcipation!$B39)*Title_RESULTS!$C$33*(1+Title_RESULTS!$C$35/100)^('Sheet8(F_24)'!$A40-Title_RESULTS!$H$7))/1000)))","v":0},{"$f":"IF(A40>=(Title_RESULTS!$H$7+Title_RESULTS!$C$17),0,(+'Sheet6(p_6)'!$G40))","v":0},{"$f":"IF(A40>=(Title_RESULTS!$H$7+Title_RESULTS!$C$17),0,(IF(Title_RESULTS!$C$31<0,((Partcipation!$B39+(Partcipation!$B40-Partcipation!$B39)/2)*(ABS(Title_RESULTS!$C$31)*(1+Title_RESULTS!$C$32/100)^('Sheet6(p_6)'!$A40-Title_RESULTS!$H$7))/1000)+'f-11B'!$Q39,+'f-11B'!$Q39)))","v":0},{"$f":"IF(A40>=(Title_RESULTS!$H$7+Title_RESULTS!$C$17),0,(SUM(B40:E40)))","v":0},{"$f":"IF(A40>=(Title_RESULTS!$H$7+Title_RESULTS!$C$17),0,(+'Sheet6(p_6)'!$H40))","v":0},{"$f":"IF(A40>=(Title_RESULTS!$H$7+Title_RESULTS!$C$17),0,(+'Sheet6(p_6)'!$I40))","v":0},{"$f":"IF(A40>=(Title_RESULTS!$H$7+Title_RESULTS!$C$17),0,(+'f-11B'!$P39))","v":0},{"$f":"IF(A40>=(Title_RESULTS!$H$7+Title_RESULTS!$C$17),0,(SUM(G40:I40)))","v":0},{"$f":"IF(A40>=(Title_RESULTS!$H$7+Title_RESULTS!$C$17),0,(+F40-J40))","v":0},{"$f":"IF(A39>=(Title_RESULTS!$H$7+Title_RESULTS!$C$17),0,(+$K40/((1+Title_RESULTS!$C$37)^('Sheet8(F_24)'!$A40-Title_RESULTS!$H$7))+L39))","v":0}]
[]
["NOMINAL",{"$f":"SUM(B16:B41)","v":0},0,0,0,0,78272.989499999996,0,0,78272.989499999996,-78272.989499999996]
[]
["NPV:",{"$f":"NPV(Title_RESULTS!$C$37,'Sheet8(F_24)'!B17:B41)+'Sheet8(F_24)'!B16","v":0},{"$f":"NPV(Title_RESULTS!$C$37,'Sheet8(F_24)'!C17:C41)+'Sheet8(F_24)'!C16","v":0},{"$f":"NPV(Title_RESULTS!$C$37,'Sheet8(F_24)'!D17:D41)+'Sheet8(F_24)'!D16","v":0},{"$f":"NPV(Title_RESULTS!$C$37,'Sheet8(F_24)'!E17:E41)+'Sheet8(F_24)'!E16","v":0},{"$f":"NPV(Title_RESULTS!$C$37,'Sheet8(F_24)'!F17:F41)+'Sheet8(F_24)'!F16","v":0},{"$f":"NPV(Title_RESULTS!$C$37,'Sheet8(F_24)'!G17:G41)+'Sheet8(F_24)'!G16","v":73135.890094496077},{"$f":"NPV(Title_RESULTS!$C$37,'Sheet8(F_24)'!H17:H41)+'Sheet8(F_24)'!H16","v":0},{"$f":"NPV(Title_RESULTS!$C$37,'Sheet8(F_24)'!I17:I41)+'Sheet8(F_24)'!I16","v":0},{"$f":"NPV(Title_RESULTS!$C$37,'Sheet8(F_24)'!J17:J41)+'Sheet8(F_24)'!J16","v":73135.890094496077},{"$f":"NPV(Title_RESULTS!$C$37,'Sheet8(F_24)'!K17:K41)+'Sheet8(F_24)'!K16","v":-73135.890094496077}]
[]
["In service year of gen unit:",null,null,{"$f":"+Title_RESULTS!H8","v":2023},null,{"$f":"+F44/J44","v":0}]
["Discount rate:",null,null,{"$f":"+Title_RESULTS!C37","v":7.0800000000000002E-2}]

{"sheet":"Sheet9(F_25)","index":19,"n_rows":46,"n_cols":14,"rows_kept":46,"cut":false,"hidden":false,"merged":[]}
[null,null,null,null,null,"     RATE IMPACT TEST",null,null,null,null,null,null,null,"PSC FORM CE 2.5"]
[null,null,null,null,null,"  PROGRAM:",{"$f":"+Input!C3","v":"Storage with other DSM (EE and DR)"},null,null,null,null,null,null,"Page 1 of 1"]
[null,null,null,null,null,null,null,null,null,null,null,null,null,{"$f":"+Title_RESULTS!I4","v":"2019-05-14T07:55:54.360"}]
[]
[]
[]
[]
["(1)","(2)","(3)","(4)","(5)","(6)","(7)","(8)","(9)","(10)","(11)","(12)","(13)","(14)"]
[]
[null,null,null,null,null,null,null,"AVOIDED",null,null,null,null,"NET","CUMULATIVE"]
[null,"INCREASED","UTILITY",null,null,null,null,"GEN UNIT","AVOIDED",null,null,null,"BENEFITS","DISCOUNTED"]
[null,"SUPPLY","PROGRAM",null,"REVENUE","OTHER","TOTAL","UNIT & FUEL","T & D","REVENUE","OTHER","TOTAL","TO ALL","NET"]
[null,"COSTS","COSTS","INCENTIVES","LOSSES","COSTS","COSTS","BENEFITS","BENEFITS","GAINS","BENEFITS","BENEFITS","CUSTOMERS","BENEFIT"]
[]
["YEAR","$(000)","$(000)","$(000)","$(000)","$(000)","$(000)","$(000)","$(000)","$(000)","$(000)","$(000)","$(000)","$(000)"]
[{"$f":"+Title_RESULTS!H7","v":2020},{"$f":"IF(A16>=(Title_RESULTS!$H$7+Title_RESULTS!$C$17),0,(+'Sheet7(F_23)'!$B16))","v":0},{"$f":"IF(A16>=(Title_RESULTS!$H$7+Title_RESULTS!$C$17),0,(+'Sheet6(p_6)'!$D16))","v":0},{"$f":"IF(A16>=(Title_RESULTS!$H$7+Title_RESULTS!$C$17),0,(+'Sheet6(p_6)'!$G16))","v":0},{"$f":"+'Sheet6(p_6)'!M16","v":0},{"$f":"IF(A16>=(Title_RESULTS!$H$7+Title_RESULTS!$C$17),0,(+'f-11B'!$R15))","v":0},{"$f":"IF(A16>=(Title_RESULTS!$H$7+Title_RESULTS!$C$17),0,(SUM(B16:F16)))","v":0},{"$f":"IF(A16>=(Title_RESULTS!$H$7+Title_RESULTS!$C$17),0,(+'Sheet3(F_21)'!$J16+'Sheet4(F_22)'!$H16))","v":0},{"$f":"IF(A16>=(Title_RESULTS!$H$7+Title_RESULTS!$C$17),0,(+'Sheet4(F_22)'!$D16+'Sheet4(F_22)'!$G16))","v":0},{"$f":"IF(A16>=(Title_RESULTS!$H$7+Title_RESULTS!$C$17),0,(+'Sheet6(p_6)'!$R16))","v":0},{"$f":"IF(A16>=(Title_RESULTS!$H$7+Title_RESULTS!$C$17),0,(+'f-11B'!$S15))","v":0},{"$f":"IF(A16>=(Title_RESULTS!$H$7+Title_RESULTS!$C$17),0,(SUM(H16:K16)))","v":0},{"$f":"IF(A16>=(Title_RESULTS!$H$7+Title_RESULTS!$C$17),0,(+L16-G16))","v":0},{"$f":"IF(A16>=(Title_RESULTS!$H$7+Title_RESULTS!$C$17),0,(+$M16/((1+Title_RESULTS!$C$37)^('Sheet9(F_25)'!$A16-Title_RESULTS!$H$7))))","v":0}]
[{"$f":"+A16+1","v":2021},{"$f":"IF(A17>=(Title_RESULTS!$H$7+Title_RESULTS!$C$17),0,(+'Sheet7(F_23)'!$B17))","v":0},{"$f":"IF(A17>=(Title_RESULTS!$H$7+Title_RESULTS!$C$17),0,(+'Sheet6(p_6)'!$D17))","v":0},{"$f":"IF(A17>=(Title_RESULTS!$H$7+Title_RESULTS!$C$17),0,(+'Sheet6(p_6)'!$G17))","v":0},{"$f":"+'Sheet6(p_6)'!M17","v":0},{"$f":"IF(A17>=(Title_RESULTS!$H$7+Title_RESULTS!$C$17),0,(+'f-11B'!$R16))","v":0},{"$f":"IF(A17>=(Title_RESULTS!$H$7+Title_RESULTS!$C$17),0,(SUM(B17:F17)))","v":0},{"$f":"IF(A17>=(Title_RESULTS!$H$7+Title_RESULTS!$C$17),0,(+'Sheet3(F_21)'!$J17+'Sheet4(F_22)'!$H17))","v":0},{"$f":"IF(A17>=(Title_RESULTS!$H$7+Title_RESULTS!$C$17),0,(+'Sheet4(F_22)'!$D17+'Sheet4(F_22)'!$G17))","v":42.612716595673277},{"$f":"IF(A17>=(Title_RESULTS!$H$7+Title_RESULTS!$C$17),0,(+'Sheet6(p_6)'!$R17))","v":0},{"$f":"IF(A17>=(Title_RESULTS!$H$7+Title_RESULTS!$C$17),0,(+'f-11B'!$S16))","v":0},{"$f":"IF(A17>=(Title_RESULTS!$H$7+Title_RESULTS!$C$17),0,(SUM(H17:K17)))","v":42.612716595673277},{"$f":"IF(A17>=(Title_RESULTS!$H$7+Title_RESULTS!$C$17),0,(+L17-G17))","v":42.612716595673277},{"$f":"(IF(A16>=(Title_RESULTS!$H$7+Title_RESULTS!$C$17),0,(+$M17/((1+Title_RESULTS!$C$37)^('Sheet9(F_25)'!$A17-Title_RESULTS!$H$7))+N16)))","v":39.795215348966451}]
[{"$f":"+A17+1","v":2022},{"$f":"IF(A18>=(Title_RESULTS!$H$7+Title_RESULTS!$C$17),0,(+'Sheet7(F_23)'!$B18))","v":0},{"$f":"IF(A18>=(Title_RESULTS!$H$7+Title_RESULTS!$C$17),0,(+'Sheet6(p_6)'!$D18))","v":0},{"$f":"IF(A18>=(Title_RESULTS!$H$7+Title_RESULTS!$C$17),0,(+'Sheet6(p_6)'!$G18))","v":0},{"$f":"+'Sheet6(p_6)'!M18","v":0},{"$f":"IF(A18>=(Title_RESULTS!$H$7+Title_RESULTS!$C$17),0,(+'f-11B'!$R17))","v":0},{"$f":"IF(A18>=(Title_RESULTS!$H$7+Title_RESULTS!$C$17),0,(SUM(B18:F18)))","v":0},{"$f":"IF(A18>=(Title_RESULTS!$H$7+Title_RESULTS!$C$17),0,(+'Sheet3(F_21)'!$J18+'Sheet4(F_22)'!$H18))","v":0},{"$f":"IF(A18>=(Title_RESULTS!$H$7+Title_RESULTS!$C$17),0,(+'Sheet4(F_22)'!$D18+'Sheet4(F_22)'!$G18))","v":43.635421793969428},{"$f":"IF(A18>=(Title_RESULTS!$H$7+Title_RESULTS!$C$17),0,(+'Sheet6(p_6)'!$R18))","v":0},{"$f":"IF(A18>=(Title_RESULTS!$H$7+Title_RESULTS!$C$17),0,(+'f-11B'!$S17))","v":0},{"$f":"IF(A18>=(Title_RESULTS!$H$7+Title_RESULTS!$C$17),0,(SUM(H18:K18)))","v":43.635421793969428},{"$f":"IF(A18>=(Title_RESULTS!$H$7+Title_RESULTS!$C$17),0,(+L18-G18))","v":43.635421793969428},{"$f":"(IF(A17>=(Title_RESULTS!$H$7+Title_RESULTS!$C$17),0,(+$M18/((1+Title_RESULTS!$C$37)^('Sheet9(F_25)'!$A18-Title_RESULTS!$H$7))+N17)))","v":77.851155316599659}]
[{"$f":"+A18+1","v":2023},{"$f":"IF(A19>=(Title_RESULTS!$H$7+Title_RESULTS!$C$17),0,(+'Sheet7(F_23)'!$B19))","v":0},{"$f":"IF(A19>=(Title_RESULTS!$H$7+Title_RESULTS!$C$17),0,(+'Sheet6(p_6)'!$D19))","v":0},{"$f":"IF(A19>=(Title_RESULTS!$H$7+Title_RESULTS!$C$17),0,(+'Sheet6(p_6)'!$G19))","v":0},{"$f":"+'Sheet6(p_6)'!M19","v":0},{"$f":"IF(A19>=(Title_RESULTS!$H$7+Title_RESULTS!$C$17),0,(+'f-11B'!$R18))","v":0},{"$f":"IF(A19>=(Title_RESULTS!$H$7+Title_RESULTS!$C$17),0,(SUM(B19:F19)))","v":0},{"$f":"IF(A19>=(Title_RESULTS!$H$7+Title_RESULTS!$C$17),0,(+'Sheet3(F_21)'!$J19+'Sheet4(F_22)'!$H19))","v":134.08033029242523},{"$f":"IF(A19>=(Title_RESULTS!$H$7+Title_RESULTS!$C$17),0,(+'Sheet4(F_22)'!$D19+'Sheet4(F_22)'!$G19))","v":44.682671917024692},{"$f":"IF(A19>=(Title_RESULTS!$H$7+Title_RESULTS!$C$17),0,(+'Sheet6(p_6)'!$R19))","v":0},{"$f":"IF(A19>=(Title_RESULTS!$H$7+Title_RESULTS!$C$17),0,(+'f-11B'!$S18))","v":0},{"$f":"IF(A19>=(Title_RESULTS!$H$7+Title_RESULTS!$C$17),0,(SUM(H19:K19)))","v":178.76300220944992},{"$f":"IF(A19>=(Title_RESULTS!$H$7+Title_RESULTS!$C$17),0,(+L19-G19))","v":178.76300220944992},{"$f":"(IF(A18>=(Title_RESULTS!$H$7+Title_RESULTS!$C$17),0,(+$M19/((1+Title_RESULTS!$C$37)^('Sheet9(F_25)'!$A19-Title_RESULTS!$H$7))+N18)))","v":223.44819745457835}]
[2024,{"$f":"IF(A20>=(Title_RESULTS!$H$7+Title_RESULTS!$C$17),0,(+'Sheet7(F_23)'!$B20))","v":0},{"$f":"IF(A20>=(Title_RESULTS!$H$7+Title_RESULTS!$C$17),0,(+'Sheet6(p_6)'!$D20))","v":0},{"$f":"IF(A20>=(Title_RESULTS!$H$7+Title_RESULTS!$C$17),0,(+'Sheet6(p_6)'!$G20))","v":0},{"$f":"+'Sheet6(p_6)'!M20","v":0},{"$f":"IF(A20>=(Title_RESULTS!$H$7+Title_RESULTS!$C$17),0,(+'f-11B'!$R19))","v":0},{"$f":"IF(A20>=(Title_RESULTS!$H$7+Title_RESULTS!$C$17),0,(SUM(B20:F20)))","v":0},{"$f":"IF(A20>=(Title_RESULTS!$H$7+Title_RESULTS!$C$17),0,(+'Sheet3(F_21)'!$J20+'Sheet4(F_22)'!$H20))","v":137.65557627337185},{"$f":"IF(A20>=(Title_RESULTS!$H$7+Title_RESULTS!$C$17),0,(+'Sheet4(F_22)'!$D20+'Sheet4(F_22)'!$G20))","v":45.755056043033285},{"$f":"IF(A20>=(Title_RESULTS!$H$7+Title_RESULTS!$C$17),0,(+'Sheet6(p_6)'!$R20))","v":0},{"$f":"IF(A20>=(Title_RESULTS!$H$7+Title_RESULTS!$C$17),0,(+'f-11B'!$S19))","v":0},{"$f":"IF(A20>=(Title_RESULTS!$H$7+Title_RESULTS!$C$17),0,(SUM(H20:K20)))","v":183.41063231640513},{"$f":"IF(A20>=(Title_RESULTS!$H$7+Title_RESULTS!$C$17),0,(+L20-G20))","v":183.41063231640513},{"$f":"(IF(A19>=(Title_RESULTS!$H$7+Title_RESULTS!$C$17),0,(+$M20/((1+Title_RESULTS!$C$37)^('Sheet9(F_25)'!$A20-Title_RESULTS!$H$7))+N19)))","v":362.95361010325246}]
[2025,{"$f":"IF(A21>=(Title_RESULTS!$H$7+Title_RESULTS!$C$17),0,(+'Sheet7(F_23)'!$B21))","v":0},{"$f":"IF(A21>=(Title_RESULTS!$H$7+Title_RESULTS!$C$17),0,(+'Sheet6(p_6)'!$D21))","v":0},{"$f":"IF(A21>=(Title_RESULTS!$H$7+Title_RESULTS!$C$17),0,(+'Sheet6(p_6)'!$G21))","v":0},{"$f":"+'Sheet6(p_6)'!M21","v":0},{"$f":"IF(A21>=(Title_RESULTS!$H$7+Title_RESULTS!$C$17),0,(+'f-11B'!$R20))","v":0},{"$f":"IF(A21>=(Title_RESULTS!$H$7+Title_RESULTS!$C$17),0,(SUM(B21:F21)))","v":0},{"$f":"IF(A21>=(Title_RESULTS!$H$7+Title_RESULTS!$C$17),0,(+'Sheet3(F_21)'!$J21+'Sheet4(F_22)'!$H21))","v":141.56693336375827},{"$f":"IF(A21>=(Title_RESULTS!$H$7+Title_RESULTS!$C$17),0,(+'Sheet4(F_22)'!$D21+'Sheet4(F_22)'!$G21))","v":46.853177388066086},{"$f":"IF(A21>=(Title_RESULTS!$H$7+Title_RESULTS!$C$17),0,(+'Sheet6(p_6)'!$R21))","v":0},{"$f":"IF(A21>=(Title_RESULTS!$H$7+Title_RESULTS!$C$17),0,(+'f-11B'!$S20))","v":0},{"$f":"IF(A21>=(Title_RESULTS!$H$7+Title_RESULTS!$C$17),0,(SUM(H21:K21)))","v":188.42011075182435},{"$f":"IF(A21>=(Title_RESULTS!$H$7+Title_RESULTS!$C$17),0,(+L21-G21))","v":188.42011075182435},{"$f":"(IF(A20>=(Title_RESULTS!$H$7+Title_RESULTS!$C$17),0,(+$M21/((1+Title_RESULTS!$C$37)^('Sheet9(F_25)'!$A21-Title_RESULTS!$H$7))+N20)))","v":496.79346039175573}]
[2026,{"$f":"IF(A22>=(Title_RESULTS!$H$7+Title_RESULTS!$C$17),0,(+'Sheet7(F_23)'!$B22))","v":0},{"$f":"IF(A22>=(Title_RESULTS!$H$7+Title_RESULTS!$C$17),0,(+'Sheet6(p_6)'!$D22))","v":0},{"$f":"IF(A22>=(Title_RESULTS!$H$7+Title_RESULTS!$C$17),0,(+'Sheet6(p_6)'!$G22))","v":0},{"$f":"+'Sheet6(p_6)'!M22","v":0},{"$f":"IF(A22>=(Title_RESULTS!$H$7+Title_RESULTS!$C$17),0,(+'f-11B'!$R21))","v":0},{"$f":"IF(A22>=(Title_RESULTS!$H$7+Title_RESULTS!$C$17),0,(SUM(B22:F22)))","v":0},{"$f":"IF(A22>=(Title_RESULTS!$H$7+Title_RESULTS!$C$17),0,(+'Sheet3(F_21)'!$J22+'Sheet4(F_22)'!$H22))","v":145.94747343597868},{"$f":"IF(A22>=(Title_RESULTS!$H$7+Title_RESULTS!$C$17),0,(+'Sheet4(F_22)'!$D22+'Sheet4(F_22)'!$G22))","v":47.977653645379668},{"$f":"IF(A22>=(Title_RESULTS!$H$7+Title_RESULTS!$C$17),0,(+'Sheet6(p_6)'!$R22))","v":0},{"$f":"IF(A22>=(Title_RESULTS!$H$7+Title_RESULTS!$C$17),0,(+'f-11B'!$S21))","v":0},{"$f":"IF(A22>=(Title_RESULTS!$H$7+Title_RESULTS!$C$17),0,(SUM(H22:K22)))","v":193.92512708135834},{"$f":"IF(A22>=(Title_RESULTS!$H$7+Title_RESULTS!$C$17),0,(+L22-G22))","v":193.92512708135834},{"$f":"(IF(A21>=(Title_RESULTS!$H$7+Title_RESULTS!$C$17),0,(+$M22/((1+Title_RESULTS!$C$37)^('Sheet9(F_25)'!$A22-Title_RESULTS!$H$7))+N21)))","v":625.43579397771657}]
[2027,{"$f":"IF(A23>=(Title_RESULTS!$H$7+Title_RESULTS!$C$17),0,(+'Sheet7(F_23)'!$B23))","v":0},{"$f":"IF(A23>=(Title_RESULTS!$H$7+Title_RESULTS!$C$17),0,(+'Sheet6(p_6)'!$D23))","v":0},{"$f":"IF(A23>=(Title_RESULTS!$H$7+Title_RESULTS!$C$17),0,(+'Sheet6(p_6)'!$G23))","v":0},{"$f":"+'Sheet6(p_6)'!M23","v":0},{"$f":"IF(A23>=(Title_RESULTS!$H$7+Title_RESULTS!$C$17),0,(+'f-11B'!$R22))","v":0},{"$f":"IF(A23>=(Title_RESULTS!$H$7+Title_RESULTS!$C$17),0,(SUM(B23:F23)))","v":0},{"$f":"IF(A23>=(Title_RESULTS!$H$7+Title_RESULTS!$C$17),0,(+'Sheet3(F_21)'!$J23+'Sheet4(F_22)'!$H23))","v":149.87639439299232},{"$f":"IF(A23>=(Title_RESULTS!$H$7+Title_RESULTS!$C$17),0,(+'Sheet4(F_22)'!$D23+'Sheet4(F_22)'!$G23))","v":49.129117332868788},{"$f":"IF(A23>=(Title_RESULTS!$H$7+Title_RESULTS!$C$17),0,(+'Sheet6(p_6)'!$R23))","v":0},{"$f":"IF(A23>=(Title_RESULTS!$H$7+Title_RESULTS!$C$17),0,(+'f-11B'!$S22))","v":0},{"$f":"IF(A23>=(Title_RESULTS!$H$7+Title_RESULTS!$C$17),0,(SUM(H23:K23)))","v":199.00551172586111},{"$f":"IF(A23>=(Title_RESULTS!$H$7+Title_RESULTS!$C$17),0,(+L23-G23))","v":199.00551172586111},{"$f":"(IF(A22>=(Title_RESULTS!$H$7+Title_RESULTS!$C$17),0,(+$M23/((1+Title_RESULTS!$C$37)^('Sheet9(F_25)'!$A23-Title_RESULTS!$H$7))+N22)))","v":748.71975155059192}]
[2028,{"$f":"IF(A24>=(Title_RESULTS!$H$7+Title_RESULTS!$C$17),0,(+'Sheet7(F_23)'!$B24))","v":0},{"$f":"IF(A24>=(Title_RESULTS!$H$7+Title_RESULTS!$C$17),0,(+'Sheet6(p_6)'!$D24))","v":0},{"$f":"IF(A24>=(Title_RESULTS!$H$7+Title_RESULTS!$C$17),0,(+'Sheet6(p_6)'!$G24))","v":0},{"$f":"+'Sheet6(p_6)'!M24","v":0},{"$f":"IF(A24>=(Title_RESULTS!$H$7+Title_RESULTS!$C$17),0,(+'f-11B'!$R23))","v":0},{"$f":"IF(A24>=(Title_RESULTS!$H$7+Title_RESULTS!$C$17),0,(SUM(B24:F24)))","v":0},{"$f":"IF(A24>=(Title_RESULTS!$H$7+Title_RESULTS!$C$17),0,(+'Sheet3(F_21)'!$J24+'Sheet4(F_22)'!$H24))","v":152.30421978303411},{"$f":"IF(A24>=(Title_RESULTS!$H$7+Title_RESULTS!$C$17),0,(+'Sheet4(F_22)'!$D24+'Sheet4(F_22)'!$G24))","v":50.308216148857639},{"$f":"IF(A24>=(Title_RESULTS!$H$7+Title_RESULTS!$C$17),0,(+'Sheet6(p_6)'!$R24))","v":0},{"$f":"IF(A24>=(Title_RESULTS!$H$7+Title_RESULTS!$C$17),0,(+'f-11B'!$S23))","v":0},{"$f":"IF(A24>=(Title_RESULTS!$H$7+Title_RESULTS!$C$17),0,(SUM(H24:K24)))","v":202.61243593189175},{"$f":"IF(A24>=(Title_RESULTS!$H$7+Title_RESULTS!$C$17),0,(+L24-G24))","v":202.61243593189175},{"$f":"(IF(A23>=(Title_RESULTS!$H$7+Title_RESULTS!$C$17),0,(+$M24/((1+Title_RESULTS!$C$37)^('Sheet9(F_25)'!$A24-Title_RESULTS!$H$7))+N23)))","v":865.93907159069227}]
[2029,{"$f":"IF(A25>=(Title_RESULTS!$H$7+Title_RESULTS!$C$17),0,(+'Sheet7(F_23)'!$B25))","v":0},{"$f":"IF(A25>=(Title_RESULTS!$H$7+Title_RESULTS!$C$17),0,(+'Sheet6(p_6)'!$D25))","v":0},{"$f":"IF(A25>=(Title_RESULTS!$H$7+Title_RESULTS!$C$17),0,(+'Sheet6(p_6)'!$G25))","v":0},{"$f":"+'Sheet6(p_6)'!M25","v":0},{"$f":"IF(A25>=(Title_RESULTS!$H$7+Title_RESULTS!$C$17),0,(+'f-11B'!$R24))","v":0},{"$f":"IF(A25>=(Title_RESULTS!$H$7+Title_RESULTS!$C$17),0,(SUM(B25:F25)))","v":0},{"$f":"IF(A25>=(Title_RESULTS!$H$7+Title_RESULTS!$C$17),0,(+'Sheet3(F_21)'!$J25+'Sheet4(F_22)'!$H25))","v":156.44133952527372},{"$f":"IF(A25>=(Title_RESULTS!$H$7+Title_RESULTS!$C$17),0,(+'Sheet4(F_22)'!$D25+'Sheet4(F_22)'!$G25))","v":51.515613336430221},{"$f":"IF(A25>=(Title_RESULTS!$H$7+Title_RESULTS!$C$17),0,(+'Sheet6(p_6)'!$R25))","v":0},{"$f":"IF(A25>=(Title_RESULTS!$H$7+Title_RESULTS!$C$17),0,(+'f-11B'!$S24))","v":0},{"$f":"IF(A25>=(Title_RESULTS!$H$7+Title_RESULTS!$C$17),0,(SUM(H25:K25)))","v":207.95695286170394},{"$f":"IF(A25>=(Title_RESULTS!$H$7+Title_RESULTS!$C$17),0,(+L25-G25))","v":207.95695286170394},{"$f":"(IF(A24>=(Title_RESULTS!$H$7+Title_RESULTS!$C$17),0,(+$M25/((1+Title_RESULTS!$C$37)^('Sheet9(F_25)'!$A25-Title_RESULTS!$H$7))+N24)))","v":978.29556653858333}]
[2030,{"$f":"IF(A26>=(Title_RESULTS!$H$7+Title_RESULTS!$C$17),0,(+'Sheet7(F_23)'!$B26))","v":0},{"$f":"IF(A26>=(Title_RESULTS!$H$7+Title_RESULTS!$C$17),0,(+'Sheet6(p_6)'!$D26))","v":0},{"$f":"IF(A26>=(Title_RESULTS!$H$7+Title_RESULTS!$C$17),0,(+'Sheet6(p_6)'!$G26))","v":0},{"$f":"+'Sheet6(p_6)'!M26","v":0},{"$f":"IF(A26>=(Title_RESULTS!$H$7+Title_RESULTS!$C$17),0,(+'f-11B'!$R25))","v":0},{"$f":"IF(A26>=(Title_RESULTS!$H$7+Title_RESULTS!$C$17),0,(SUM(B26:F26)))","v":0},{"$f":"IF(A26>=(Title_RESULTS!$H$7+Title_RESULTS!$C$17),0,(+'Sheet3(F_21)'!$J26+'Sheet4(F_22)'!$H26))","v":0},{"$f":"IF(A26>=(Title_RESULTS!$H$7+Title_RESULTS!$C$17),0,(+'Sheet4(F_22)'!$D26+'Sheet4(F_22)'!$G26))","v":0},{"$f":"IF(A26>=(Title_RESULTS!$H$7+Title_RESULTS!$C$17),0,(+'Sheet6(p_6)'!$R26))","v":0},{"$f":"IF(A26>=(Title_RESULTS!$H$7+Title_RESULTS!$C$17),0,(+'f-11B'!$S25))","v":0},{"$f":"IF(A26>=(Title_RESULTS!$H$7+Title_RESULTS!$C$17),0,(SUM(H26:K26)))","v":0},{"$f":"IF(A26>=(Title_RESULTS!$H$7+Title_RESULTS!$C$17),0,(+L26-G26))","v":0},{"$f":"(IF(A25>=(Title_RESULTS!$H$7+Title_RESULTS!$C$17),0,(+$M26/((1+Title_RESULTS!$C$37)^('Sheet9(F_25)'!$A26-Title_RESULTS!$H$7))+N25)))","v":978.29556653858333}]
[2031,{"$f":"IF(A27>=(Title_RESULTS!$H$7+Title_RESULTS!$C$17),0,(+'Sheet7(F_23)'!$B27))","v":0},{"$f":"IF(A27>=(Title_RESULTS!$H$7+Title_RESULTS!$C$17),0,(+'Sheet6(p_6)'!$D27))","v":0},{"$f":"IF(A27>=(Title_RESULTS!$H$7+Title_RESULTS!$C$17),0,(+'Sheet6(p_6)'!$G27))","v":0},{"$f":"+'Sheet6(p_6)'!M27","v":0},{"$f":"IF(A27>=(Title_RESULTS!$H$7+Title_RESULTS!$C$17),0,(+'f-11B'!$R26))","v":0},{"$f":"IF(A27>=(Title_RESULTS!$H$7+Title_RESULTS!$C$17),0,(SUM(B27:F27)))","v":0},{"$f":"IF(A27>=(Title_RESULTS!$H$7+Title_RESULTS!$C$17),0,(+'Sheet3(F_21)'!$J27+'Sheet4(F_22)'!$H27))","v":0},{"$f":"IF(A27>=(Title_RESULTS!$H$7+Title_RESULTS!$C$17),0,(+'Sheet4(F_22)'!$D27+'Sheet4(F_22)'!$G27))","v":0},{"$f":"IF(A27>=(Title_RESULTS!$H$7+Title_RESULTS!$C$17),0,(+'Sheet6(p_6)'!$R27))","v":0},{"$f":"IF(A27>=(Title_RESULTS!$H$7+Title_RESULTS!$C$17),0,(+'f-11B'!$S26))","v":0},{"$f":"IF(A27>=(Title_RESULTS!$H$7+Title_RESULTS!$C$17),0,(SUM(H27:K27)))","v":0},{"$f":"IF(A27>=(Title_RESULTS!$H$7+Title_RESULTS!$C$17),0,(+L27-G27))","v":0},{"$f":"(IF(A26>=(Title_RESULTS!$H$7+Title_RESULTS!$C$17),0,(+$M27/((1+Title_RESULTS!$C$37)^('Sheet9(F_25)'!$A27-Title_RESULTS!$H$7))+N26)))","v":0}]
[2032,{"$f":"IF(A28>=(Title_RESULTS!$H$7+Title_RESULTS!$C$17),0,(+'Sheet7(F_23)'!$B28))","v":0},{"$f":"IF(A28>=(Title_RESULTS!$H$7+Title_RESULTS!$C$17),0,(+'Sheet6(p_6)'!$D28))","v":0},{"$f":"IF(A28>=(Title_RESULTS!$H$7+Title_RESULTS!$C$17),0,(+'Sheet6(p_6)'!$G28))","v":0},{"$f":"+'Sheet6(p_6)'!M28","v":0},{"$f":"IF(A28>=(Title_RESULTS!$H$7+Title_RESULTS!$C$17),0,(+'f-11B'!$R27))","v":0},{"$f":"IF(A28>=(Title_RESULTS!$H$7+Title_RESULTS!$C$17),0,(SUM(B28:F28)))","v":0},{"$f":"IF(A28>=(Title_RESULTS!$H$7+Title_RESULTS!$C$17),0,(+'Sheet3(F_21)'!$J28+'Sheet4(F_22)'!$H28))","v":0},{"$f":"IF(A28>=(Title_RESULTS!$H$7+Title_RESULTS!$C$17),0,(+'Sheet4(F_22)'!$D28+'Sheet4(F_22)'!$G28))","v":0},{"$f":"IF(A28>=(Title_RESULTS!$H$7+Title_RESULTS!$C$17),0,(+'Sheet6(p_6)'!$R28))","v":0},{"$f":"IF(A28>=(Title_RESULTS!$H$7+Title_RESULTS!$C$17),0,(+'f-11B'!$S27))","v":0},{"$f":"IF(A28>=(Title_RESULTS!$H$7+Title_RESULTS!$C$17),0,(SUM(H28:K28)))","v":0},{"$f":"IF(A28>=(Title_RESULTS!$H$7+Title_RESULTS!$C$17),0,(+L28-G28))","v":0},{"$f":"(IF(A27>=(Title_RESULTS!$H$7+Title_RESULTS!$C$17),0,(+$M28/((1+Title_RESULTS!$C$37)^('Sheet9(F_25)'!$A28-Title_RESULTS!$H$7))+N27)))","v":0}]
[2033,{"$f":"IF(A29>=(Title_RESULTS!$H$7+Title_RESULTS!$C$17),0,(+'Sheet7(F_23)'!$B29))","v":0},{"$f":"IF(A29>=(Title_RESULTS!$H$7+Title_RESULTS!$C$17),0,(+'Sheet6(p_6)'!$D29))","v":0},{"$f":"IF(A29>=(Title_RESULTS!$H$7+Title_RESULTS!$C$17),0,(+'Sheet6(p_6)'!$G29))","v":0},{"$f":"+'Sheet6(p_6)'!M29","v":0},{"$f":"IF(A29>=(Title_RESULTS!$H$7+Title_RESULTS!$C$17),0,(+'f-11B'!$R28))","v":0},{"$f":"IF(A29>=(Title_RESULTS!$H$7+Title_RESULTS!$C$17),0,(SUM(B29:F29)))","v":0},{"$f":"IF(A29>=(Title_RESULTS!$H$7+Title_RESULTS!$C$17),0,(+'Sheet3(F_21)'!$J29+'Sheet4(F_22)'!$H29))","v":0},{"$f":"IF(A29>=(Title_RESULTS!$H$7+Title_RESULTS!$C$17),0,(+'Sheet4(F_22)'!$D29+'Sheet4(F_22)'!$G29))","v":0},{"$f":"IF(A29>=(Title_RESULTS!$H$7+Title_RESULTS!$C$17),0,(+'Sheet6(p_6)'!$R29))","v":0},{"$f":"IF(A29>=(Title_RESULTS!$H$7+Title_RESULTS!$C$17),0,(+'f-11B'!$S28))","v":0},{"$f":"IF(A29>=(Title_RESULTS!$H$7+Title_RESULTS!$C$17),0,(SUM(H29:K29)))","v":0},{"$f":"IF(A29>=(Title_RESULTS!$H$7+Title_RESULTS!$C$17),0,(+L29-G29))","v":0},{"$f":"(IF(A28>=(Title_RESULTS!$H$7+Title_RESULTS!$C$17),0,(+$M29/((1+Title_RESULTS!$C$37)^('Sheet9(F_25)'!$A29-Title_RESULTS!$H$7))+N28)))","v":0}]
[2034,{"$f":"IF(A30>=(Title_RESULTS!$H$7+Title_RESULTS!$C$17),0,(+'Sheet7(F_23)'!$B30))","v":0},{"$f":"IF(A30>=(Title_RESULTS!$H$7+Title_RESULTS!$C$17),0,(+'Sheet6(p_6)'!$D30))","v":0},{"$f":"IF(A30>=(Title_RESULTS!$H$7+Title_RESULTS!$C$17),0,(+'Sheet6(p_6)'!$G30))","v":0},{"$f":"+'Sheet6(p_6)'!M30","v":0},{"$f":"IF(A30>=(Title_RESULTS!$H$7+Title_RESULTS!$C$17),0,(+'f-11B'!$R29))","v":0},{"$f":"IF(A30>=(Title_RESULTS!$H$7+Title_RESULTS!$C$17),0,(SUM(B30:F30)))","v":0},{"$f":"IF(A30>=(Title_RESULTS!$H$7+Title_RESULTS!$C$17),0,(+'Sheet3(F_21)'!$J30+'Sheet4(F_22)'!$H30))","v":0},{"$f":"IF(A30>=(Title_RESULTS!$H$7+Title_RESULTS!$C$17),0,(+'Sheet4(F_22)'!$D30+'Sheet4(F_22)'!$G30))","v":0},{"$f":"IF(A30>=(Title_RESULTS!$H$7+Title_RESULTS!$C$17),0,(+'Sheet6(p_6)'!$R30))","v":0},{"$f":"IF(A30>=(Title_RESULTS!$H$7+Title_RESULTS!$C$17),0,(+'f-11B'!$S29))","v":0},{"$f":"IF(A30>=(Title_RESULTS!$H$7+Title_RESULTS!$C$17),0,(SUM(H30:K30)))","v":0},{"$f":"IF(A30>=(Title_RESULTS!$H$7+Title_RESULTS!$C$17),0,(+L30-G30))","v":0},{"$f":"(IF(A29>=(Title_RESULTS!$H$7+Title_RESULTS!$C$17),0,(+$M30/((1+Title_RESULTS!$C$37)^('Sheet9(F_25)'!$A30-Title_RESULTS!$H$7))+N29)))","v":0}]
[2035,{"$f":"IF(A31>=(Title_RESULTS!$H$7+Title_RESULTS!$C$17),0,(+'Sheet7(F_23)'!$B31))","v":0},{"$f":"IF(A31>=(Title_RESULTS!$H$7+Title_RESULTS!$C$17),0,(+'Sheet6(p_6)'!$D31))","v":0},{"$f":"IF(A31>=(Title_RESULTS!$H$7+Title_RESULTS!$C$17),0,(+'Sheet6(p_6)'!$G31))","v":0},{"$f":"+'Sheet6(p_6)'!M31","v":0},{"$f":"IF(A31>=(Title_RESULTS!$H$7+Title_RESULTS!$C$17),0,(+'f-11B'!$R30))","v":0},{"$f":"IF(A31>=(Title_RESULTS!$H$7+Title_RESULTS!$C$17),0,(SUM(B31:F31)))","v":0},{"$f":"IF(A31>=(Title_RESULTS!$H$7+Title_RESULTS!$C$17),0,(+'Sheet3(F_21)'!$J31+'Sheet4(F_22)'!$H31))","v":0},{"$f":"IF(A31>=(Title_RESULTS!$H$7+Title_RESULTS!$C$17),0,(+'Sheet4(F_22)'!$D31+'Sheet4(F_22)'!$G31))","v":0},{"$f":"IF(A31>=(Title_RESULTS!$H$7+Title_RESULTS!$C$17),0,(+'Sheet6(p_6)'!$R31))","v":0},{"$f":"IF(A31>=(Title_RESULTS!$H$7+Title_RESULTS!$C$17),0,(+'f-11B'!$S30))","v":0},{"$f":"IF(A31>=(Title_RESULTS!$H$7+Title_RESULTS!$C$17),0,(SUM(H31:K31)))","v":0},{"$f":"IF(A31>=(Title_RESULTS!$H$7+Title_RESULTS!$C$17),0,(+L31-G31))","v":0},{"$f":"(IF(A30>=(Title_RESULTS!$H$7+Title_RESULTS!$C$17),0,(+$M31/((1+Title_RESULTS!$C$37)^('Sheet9(F_25)'!$A31-Title_RESULTS!$H$7))+N30)))","v":0}]
[2036,{"$f":"IF(A32>=(Title_RESULTS!$H$7+Title_RESULTS!$C$17),0,(+'Sheet7(F_23)'!$B32))","v":0},{"$f":"IF(A32>=(Title_RESULTS!$H$7+Title_RESULTS!$C$17),0,(+'Sheet6(p_6)'!$D32))","v":0},{"$f":"IF(A32>=(Title_RESULTS!$H$7+Title_RESULTS!$C$17),0,(+'Sheet6(p_6)'!$G32))","v":0},{"$f":"+'Sheet6(p_6)'!M32","v":0},{"$f":"IF(A32>=(Title_RESULTS!$H$7+Title_RESULTS!$C$17),0,(+'f-11B'!$R31))","v":0},{"$f":"IF(A32>=(Title_RESULTS!$H$7+Title_RESULTS!$C$17),0,(SUM(B32:F32)))","v":0},{"$f":"IF(A32>=(Title_RESULTS!$H$7+Title_RESULTS!$C$17),0,(+'Sheet3(F_21)'!$J32+'Sheet4(F_22)'!$H32))","v":0},{"$f":"IF(A32>=(Title_RESULTS!$H$7+Title_RESULTS!$C$17),0,(+'Sheet4(F_22)'!$D32+'Sheet4(F_22)'!$G32))","v":0},{"$f":"IF(A32>=(Title_RESULTS!$H$7+Title_RESULTS!$C$17),0,(+'Sheet6(p_6)'!$R32))","v":0},{"$f":"IF(A32>=(Title_RESULTS!$H$7+Title_RESULTS!$C$17),0,(+'f-11B'!$S31))","v":0},{"$f":"IF(A32>=(Title_RESULTS!$H$7+Title_RESULTS!$C$17),0,(SUM(H32:K32)))","v":0},{"$f":"IF(A32>=(Title_RESULTS!$H$7+Title_RESULTS!$C$17),0,(+L32-G32))","v":0},{"$f":"(IF(A31>=(Title_RESULTS!$H$7+Title_RESULTS!$C$17),0,(+$M32/((1+Title_RESULTS!$C$37)^('Sheet9(F_25)'!$A32-Title_RESULTS!$H$7))+N31)))","v":0}]
[2037,{"$f":"IF(A33>=(Title_RESULTS!$H$7+Title_RESULTS!$C$17),0,(+'Sheet7(F_23)'!$B33))","v":0},{"$f":"IF(A33>=(Title_RESULTS!$H$7+Title_RESULTS!$C$17),0,(+'Sheet6(p_6)'!$D33))","v":0},{"$f":"IF(A33>=(Title_RESULTS!$H$7+Title_RESULTS!$C$17),0,(+'Sheet6(p_6)'!$G33))","v":0},{"$f":"+'Sheet6(p_6)'!M33","v":0},{"$f":"IF(A33>=(Title_RESULTS!$H$7+Title_RESULTS!$C$17),0,(+'f-11B'!$R32))","v":0},{"$f":"IF(A33>=(Title_RESULTS!$H$7+Title_RESULTS!$C$17),0,(SUM(B33:F33)))","v":0},{"$f":"IF(A33>=(Title_RESULTS!$H$7+Title_RESULTS!$C$17),0,(+'Sheet3(F_21)'!$J33+'Sheet4(F_22)'!$H33))","v":0},{"$f":"IF(A33>=(Title_RESULTS!$H$7+Title_RESULTS!$C$17),0,(+'Sheet4(F_22)'!$D33+'Sheet4(F_22)'!$G33))","v":0},{"$f":"IF(A33>=(Title_RESULTS!$H$7+Title_RESULTS!$C$17),0,(+'Sheet6(p_6)'!$R33))","v":0},{"$f":"IF(A33>=(Title_RESULTS!$H$7+Title_RESULTS!$C$17),0,(+'f-11B'!$S32))","v":0},{"$f":"IF(A33>=(Title_RESULTS!$H$7+Title_RESULTS!$C$17),0,(SUM(H33:K33)))","v":0},{"$f":"IF(A33>=(Title_RESULTS!$H$7+Title_RESULTS!$C$17),0,(+L33-G33))","v":0},{"$f":"(IF(A32>=(Title_RESULTS!$H$7+Title_RESULTS!$C$17),0,(+$M33/((1+Title_RESULTS!$C$37)^('Sheet9(F_25)'!$A33-Title_RESULTS!$H$7))+N32)))","v":0}]
[2038,{"$f":"IF(A34>=(Title_RESULTS!$H$7+Title_RESULTS!$C$17),0,(+'Sheet7(F_23)'!$B34))","v":0},{"$f":"IF(A34>=(Title_RESULTS!$H$7+Title_RESULTS!$C$17),0,(+'Sheet6(p_6)'!$D34))","v":0},{"$f":"IF(A34>=(Title_RESULTS!$H$7+Title_RESULTS!$C$17),0,(+'Sheet6(p_6)'!$G34))","v":0},{"$f":"+'Sheet6(p_6)'!M34","v":0},{"$f":"IF(A34>=(Title_RESULTS!$H$7+Title_RESULTS!$C$17),0,(+'f-11B'!$R33))","v":0},{"$f":"IF(A34>=(Title_RESULTS!$H$7+Title_RESULTS!$C$17),0,(SUM(B34:F34)))","v":0},{"$f":"IF(A34>=(Title_RESULTS!$H$7+Title_RESULTS!$C$17),0,(+'Sheet3(F_21)'!$J34+'Sheet4(F_22)'!$H34))","v":0},{"$f":"IF(A34>=(Title_RESULTS!$H$7+Title_RESULTS!$C$17),0,(+'Sheet4(F_22)'!$D34+'Sheet4(F_22)'!$G34))","v":0},{"$f":"IF(A34>=(Title_RESULTS!$H$7+Title_RESULTS!$C$17),0,(+'Sheet6(p_6)'!$R34))","v":0},{"$f":"IF(A34>=(Title_RESULTS!$H$7+Title_RESULTS!$C$17),0,(+'f-11B'!$S33))","v":0},{"$f":"IF(A34>=(Title_RESULTS!$H$7+Title_RESULTS!$C$17),0,(SUM(H34:K34)))","v":0},{"$f":"IF(A34>=(Title_RESULTS!$H$7+Title_RESULTS!$C$17),0,(+L34-G34))","v":0},{"$f":"(IF(A33>=(Title_RESULTS!$H$7+Title_RESULTS!$C$17),0,(+$M34/((1+Title_RESULTS!$C$37)^('Sheet9(F_25)'!$A34-Title_RESULTS!$H$7))+N33)))","v":0}]
[2039,{"$f":"IF(A35>=(Title_RESULTS!$H$7+Title_RESULTS!$C$17),0,(+'Sheet7(F_23)'!$B35))","v":0},{"$f":"IF(A35>=(Title_RESULTS!$H$7+Title_RESULTS!$C$17),0,(+'Sheet6(p_6)'!$D35))","v":0},{"$f":"IF(A35>=(Title_RESULTS!$H$7+Title_RESULTS!$C$17),0,(+'Sheet6(p_6)'!$G35))","v":0},{"$f":"+'Sheet6(p_6)'!M35","v":0},{"$f":"IF(A35>=(Title_RESULTS!$H$7+Title_RESULTS!$C$17),0,(+'f-11B'!$R34))","v":0},{"$f":"IF(A35>=(Title_RESULTS!$H$7+Title_RESULTS!$C$17),0,(SUM(B35:F35)))","v":0},{"$f":"IF(A35>=(Title_RESULTS!$H$7+Title_RESULTS!$C$17),0,(+'Sheet3(F_21)'!$J35+'Sheet4(F_22)'!$H35))","v":0},{"$f":"IF(A35>=(Title_RESULTS!$H$7+Title_RESULTS!$C$17),0,(+'Sheet4(F_22)'!$D35+'Sheet4(F_22)'!$G35))","v":0},{"$f":"IF(A35>=(Title_RESULTS!$H$7+Title_RESULTS!$C$17),0,(+'Sheet6(p_6)'!$R35))","v":0},{"$f":"IF(A35>=(Title_RESULTS!$H$7+Title_RESULTS!$C$17),0,(+'f-11B'!$S34))","v":0},{"$f":"IF(A35>=(Title_RESULTS!$H$7+Title_RESULTS!$C$17),0,(SUM(H35:K35)))","v":0},{"$f":"IF(A35>=(Title_RESULTS!$H$7+Title_RESULTS!$C$17),0,(+L35-G35))","v":0},{"$f":"(IF(A34>=(Title_RESULTS!$H$7+Title_RESULTS!$C$17),0,(+$M35/((1+Title_RESULTS!$C$37)^('Sheet9(F_25)'!$A35-Title_RESULTS!$H$7))+N34)))","v":0}]
[2040,{"$f":"IF(A36>=(Title_RESULTS!$H$7+Title_RESULTS!$C$17),0,(+'Sheet7(F_23)'!$B36))","v":0},{"$f":"IF(A36>=(Title_RESULTS!$H$7+Title_RESULTS!$C$17),0,(+'Sheet6(p_6)'!$D36))","v":0},{"$f":"IF(A36>=(Title_RESULTS!$H$7+Title_RESULTS!$C$17),0,(+'Sheet6(p_6)'!$G36))","v":0},{"$f":"+'Sheet6(p_6)'!M36","v":0},{"$f":"IF(A36>=(Title_RESULTS!$H$7+Title_RESULTS!$C$17),0,(+'f-11B'!$R35))","v":0},{"$f":"IF(A36>=(Title_RESULTS!$H$7+Title_RESULTS!$C$17),0,(SUM(B36:F36)))","v":0},{"$f":"IF(A36>=(Title_RESULTS!$H$7+Title_RESULTS!$C$17),0,(+'Sheet3(F_21)'!$J36+'Sheet4(F_22)'!$H36))","v":0},{"$f":"IF(A36>=(Title_RESULTS!$H$7+Title_RESULTS!$C$17),0,(+'Sheet4(F_22)'!$D36+'Sheet4(F_22)'!$G36))","v":0},{"$f":"IF(A36>=(Title_RESULTS!$H$7+Title_RESULTS!$C$17),0,(+'Sheet6(p_6)'!$R36))","v":0},{"$f":"IF(A36>=(Title_RESULTS!$H$7+Title_RESULTS!$C$17),0,(+'f-11B'!$S35))","v":0},{"$f":"IF(A36>=(Title_RESULTS!$H$7+Title_RESULTS!$C$17),0,(SUM(H36:K36)))","v":0},{"$f":"IF(A36>=(Title_RESULTS!$H$7+Title_RESULTS!$C$17),0,(+L36-G36))","v":0},{"$f":"(IF(A35>=(Title_RESULTS!$H$7+Title_RESULTS!$C$17),0,(+$M36/((1+Title_RESULTS!$C$37)^('Sheet9(F_25)'!$A36-Title_RESULTS!$H$7))+N35)))","v":0}]
[2041,{"$f":"IF(A37>=(Title_RESULTS!$H$7+Title_RESULTS!$C$17),0,(+'Sheet7(F_23)'!$B37))","v":0},{"$f":"IF(A37>=(Title_RESULTS!$H$7+Title_RESULTS!$C$17),0,(+'Sheet6(p_6)'!$D37))","v":0},{"$f":"IF(A37>=(Title_RESULTS!$H$7+Title_RESULTS!$C$17),0,(+'Sheet6(p_6)'!$G37))","v":0},{"$f":"+'Sheet6(p_6)'!M37","v":0},{"$f":"IF(A37>=(Title_RESULTS!$H$7+Title_RESULTS!$C$17),0,(+'f-11B'!$R36))","v":0},{"$f":"IF(A37>=(Title_RESULTS!$H$7+Title_RESULTS!$C$17),0,(SUM(B37:F37)))","v":0},{"$f":"IF(A37>=(Title_RESULTS!$H$7+Title_RESULTS!$C$17),0,(+'Sheet3(F_21)'!$J37+'Sheet4(F_22)'!$H37))","v":0},{"$f":"IF(A37>=(Title_RESULTS!$H$7+Title_RESULTS!$C$17),0,(+'Sheet4(F_22)'!$D37+'Sheet4(F_22)'!$G37))","v":0},{"$f":"IF(A37>=(Title_RESULTS!$H$7+Title_RESULTS!$C$17),0,(+'Sheet6(p_6)'!$R37))","v":0},{"$f":"IF(A37>=(Title_RESULTS!$H$7+Title_RESULTS!$C$17),0,(+'f-11B'!$S36))","v":0},{"$f":"IF(A37>=(Title_RESULTS!$H$7+Title_RESULTS!$C$17),0,(SUM(H37:K37)))","v":0},{"$f":"IF(A37>=(Title_RESULTS!$H$7+Title_RESULTS!$C$17),0,(+L37-G37))","v":0},{"$f":"(IF(A36>=(Title_RESULTS!$H$7+Title_RESULTS!$C$17),0,(+$M37/((1+Title_RESULTS!$C$37)^('Sheet9(F_25)'!$A37-Title_RESULTS!$H$7))+N36)))","v":0}]
[2042,{"$f":"IF(A38>=(Title_RESULTS!$H$7+Title_RESULTS!$C$17),0,(+'Sheet7(F_23)'!$B38))","v":0},{"$f":"IF(A38>=(Title_RESULTS!$H$7+Title_RESULTS!$C$17),0,(+'Sheet6(p_6)'!$D38))","v":0},{"$f":"IF(A38>=(Title_RESULTS!$H$7+Title_RESULTS!$C$17),0,(+'Sheet6(p_6)'!$G38))","v":0},{"$f":"+'Sheet6(p_6)'!M38","v":0},{"$f":"IF(A38>=(Title_RESULTS!$H$7+Title_RESULTS!$C$17),0,(+'f-11B'!$R37))","v":0},{"$f":"IF(A38>=(Title_RESULTS!$H$7+Title_RESULTS!$C$17),0,(SUM(B38:F38)))","v":0},{"$f":"IF(A38>=(Title_RESULTS!$H$7+Title_RESULTS!$C$17),0,(+'Sheet3(F_21)'!$J38+'Sheet4(F_22)'!$H38))","v":0},{"$f":"IF(A38>=(Title_RESULTS!$H$7+Title_RESULTS!$C$17),0,(+'Sheet4(F_22)'!$D38+'Sheet4(F_22)'!$G38))","v":0},{"$f":"IF(A38>=(Title_RESULTS!$H$7+Title_RESULTS!$C$17),0,(+'Sheet6(p_6)'!$R38))","v":0},{"$f":"IF(A38>=(Title_RESULTS!$H$7+Title_RESULTS!$C$17),0,(+'f-11B'!$S37))","v":0},{"$f":"IF(A38>=(Title_RESULTS!$H$7+Title_RESULTS!$C$17),0,(SUM(H38:K38)))","v":0},{"$f":"IF(A38>=(Title_RESULTS!$H$7+Title_RESULTS!$C$17),0,(+L38-G38))","v":0},{"$f":"(IF(A37>=(Title_RESULTS!$H$7+Title_RESULTS!$C$17),0,(+$M38/((1+Title_RESULTS!$C$37)^('Sheet9(F_25)'!$A38-Title_RESULTS!$H$7))+N37)))","v":0}]
[2043,{"$f":"IF(A39>=(Title_RESULTS!$H$7+Title_RESULTS!$C$17),0,(+'Sheet7(F_23)'!$B39))","v":0},{"$f":"IF(A39>=(Title_RESULTS!$H$7+Title_RESULTS!$C$17),0,(+'Sheet6(p_6)'!$D39))","v":0},{"$f":"IF(A39>=(Title_RESULTS!$H$7+Title_RESULTS!$C$17),0,(+'Sheet6(p_6)'!$G39))","v":0},{"$f":"+'Sheet6(p_6)'!M39","v":0},{"$f":"IF(A39>=(Title_RESULTS!$H$7+Title_RESULTS!$C$17),0,(+'f-11B'!$R38))","v":0},{"$f":"IF(A39>=(Title_RESULTS!$H$7+Title_RESULTS!$C$17),0,(SUM(B39:F39)))","v":0},{"$f":"IF(A39>=(Title_RESULTS!$H$7+Title_RESULTS!$C$17),0,(+'Sheet3(F_21)'!$J39+'Sheet4(F_22)'!$H39))","v":0},{"$f":"IF(A39>=(Title_RESULTS!$H$7+Title_RESULTS!$C$17),0,(+'Sheet4(F_22)'!$D39+'Sheet4(F_22)'!$G39))","v":0},{"$f":"IF(A39>=(Title_RESULTS!$H$7+Title_RESULTS!$C$17),0,(+'Sheet6(p_6)'!$R39))","v":0},{"$f":"IF(A39>=(Title_RESULTS!$H$7+Title_RESULTS!$C$17),0,(+'f-11B'!$S38))","v":0},{"$f":"IF(A39>=(Title_RESULTS!$H$7+Title_RESULTS!$C$17),0,(SUM(H39:K39)))","v":0},{"$f":"IF(A39>=(Title_RESULTS!$H$7+Title_RESULTS!$C$17),0,(+L39-G39))","v":0},{"$f":"(IF(A38>=(Title_RESULTS!$H$7+Title_RESULTS!$C$17),0,(+$M39/((1+Title_RESULTS!$C$37)^('Sheet9(F_25)'!$A39-Title_RESULTS!$H$7))+N38)))","v":0}]
[2044,{"$f":"IF(A40>=(Title_RESULTS!$H$7+Title_RESULTS!$C$17),0,(+'Sheet7(F_23)'!$B40))","v":0},{"$f":"IF(A40>=(Title_RESULTS!$H$7+Title_RESULTS!$C$17),0,(+'Sheet6(p_6)'!$D40))","v":0},{"$f":"IF(A40>=(Title_RESULTS!$H$7+Title_RESULTS!$C$17),0,(+'Sheet6(p_6)'!$G40))","v":0},{"$f":"+'Sheet6(p_6)'!M40","v":0},{"$f":"IF(A40>=(Title_RESULTS!$H$7+Title_RESULTS!$C$17),0,(+'f-11B'!$R39))","v":0},{"$f":"IF(A40>=(Title_RESULTS!$H$7+Title_RESULTS!$C$17),0,(SUM(B40:F40)))","v":0},{"$f":"IF(A40>=(Title_RESULTS!$H$7+Title_RESULTS!$C$17),0,(+'Sheet3(F_21)'!$J40+'Sheet4(F_22)'!$H40))","v":0},{"$f":"IF(A40>=(Title_RESULTS!$H$7+Title_RESULTS!$C$17),0,(+'Sheet4(F_22)'!$D40+'Sheet4(F_22)'!$G40))","v":0},{"$f":"IF(A40>=(Title_RESULTS!$H$7+Title_RESULTS!$C$17),0,(+'Sheet6(p_6)'!$R40))","v":0},{"$f":"IF(A40>=(Title_RESULTS!$H$7+Title_RESULTS!$C$17),0,(+'f-11B'!$S39))","v":0},{"$f":"IF(A40>=(Title_RESULTS!$H$7+Title_RESULTS!$C$17),0,(SUM(H40:K40)))","v":0},{"$f":"IF(A40>=(Title_RESULTS!$H$7+Title_RESULTS!$C$17),0,(+L40-G40))","v":0},{"$f":"(IF(A39>=(Title_RESULTS!$H$7+Title_RESULTS!$C$17),0,(+$M40/((1+Title_RESULTS!$C$37)^('Sheet9(F_25)'!$A40-Title_RESULTS!$H$7))+N39)))","v":0}]
[]
["NOMINAL",{"$f":"SUM(B16:B41)","v":0},0,0,0,0,0,1017.8722670668343,422.46964420130314,0,0,1440.3419112681372,1440.3419112681372]
[]
["NPV:",{"$f":"NPV(Title_RESULTS!$C$37,'Sheet9(F_25)'!B17:B41)+'Sheet9(F_25)'!B16","v":0},{"$f":"NPV(Title_RESULTS!$C$37,'Sheet9(F_25)'!C17:C41)+'Sheet9(F_25)'!C16","v":0},{"$f":"NPV(Title_RESULTS!$C$37,'Sheet9(F_25)'!D17:D41)+'Sheet9(F_25)'!D16","v":0},{"$f":"NPV(Title_RESULTS!$C$37,'Sheet9(F_25)'!E17:E41)+'Sheet9(F_25)'!E16","v":0},{"$f":"NPV(Title_RESULTS!$C$37,'Sheet9(F_25)'!F17:F41)+'Sheet9(F_25)'!F16","v":0},{"$f":"NPV(Title_RESULTS!$C$37,'Sheet9(F_25)'!G17:G41)+'Sheet9(F_25)'!G16","v":0},{"$f":"NPV(Title_RESULTS!$C$37,'Sheet9(F_25)'!H17:H41)+'Sheet9(F_25)'!H16","v":676.76802749716126},{"$f":"NPV(Title_RESULTS!$C$37,'Sheet9(F_25)'!I17:I41)+'Sheet9(F_25)'!I16","v":301.52753904142219},{"$f":"NPV(Title_RESULTS!$C$37,'Sheet9(F_25)'!J17:J41)+'Sheet9(F_25)'!J16","v":0},{"$f":"NPV(Title_RESULTS!$C$37,'Sheet9(F_25)'!K17:K41)+'Sheet9(F_25)'!K16","v":0},{"$f":"NPV(Title_RESULTS!$C$37,'Sheet9(F_25)'!L17:L41)+'Sheet9(F_25)'!L16","v":978.29556653858333},{"$f":"NPV(Title_RESULTS!$C$37,'Sheet9(F_25)'!M17:M41)+'Sheet9(F_25)'!M16","v":978.29556653858333}]
[]
["Discount rate:",null,null,{"$f":"+Title_RESULTS!C37","v":7.0800000000000002E-2},null,"      Benefit/Cost Ratio - [col (12)/col (7)]:",null,null,null,{"$f":"+L44/G44","v":{"$error":"#DIV/0!"}}]

{"sheet":"Value of Defferal","index":20,"n_rows":64,"n_cols":16,"rows_kept":64,"cut":false,"hidden":false,"merged":[]}
["GEN:",null,null,null,null,null,null,null,"COMPUTATION OF CONSTRUCTION CASH FLOW AND PLANT",null,null,null,null,null,"Do Not Print"]
["COMPUTATION OF GENERATION COSTS & REV. REQUIREMENTS",null,null,null,null,null,null,null,"IN-SERVICE COSTS FOR AVOIDED TRANS & DIST PLANT"]
["IN-SERVICE AVOIDED GEN. PLANT ($000) =",null,null,null,{"$f":"'f-11B'!J29*'Sheet3(F_21)'!G5/1000","v":1060.495803394625},null,null,null,"-----------------------------------------------"]
["------------------------------------------",null,null,null,null,"GENERATION",null,null,"TRAN:","Avoided Trans. =",null,{"$f":"(+Title_RESULTS!H11*'Sheet3(F_21)'!G5)/1000*(1+Title_RESULTS!H13/100)^(Title_RESULTS!H9-Title_RESULTS!H7)","v":61.861785599999997}]
[null,null,null,null,"COMPUTATION OF VALUE DEFERRAL PAYMENTS",null,null,null,null,"Avoided Dist.  =",null,{"$f":"(Title_RESULTS!$H$12*Title_RESULTS!$C$7*Partcipation!$C$26)/1000*(1+Title_RESULTS!H13/100)^(Title_RESULTS!H9-Title_RESULTS!H7)","v":133.50434652079693},null,null,"TRANSMISSION & DIST."]
[null,null,null,null,null,null,null,null,null,null,null,null,null,"COMPUTATION OF VALUE DEFERRAL CREDITS"]
[null,null,null,null,"ip=",{"$f":"+Title_RESULTS!$H$13/100","v":2.4E-2}," Esc. rate",null,null,null,null,null,null,"ip=",{"$f":"+Title_RESULTS!$H$13/100","v":2.4E-2}," Esc. rate"]
[null,"  Gen",null,null,"r=",{"$f":"+Title_RESULTS!$C$37","v":7.0800000000000002E-2}," Disc rate",null,"  TRAN",null,null,null,null,"r=",{"$f":"+Title_RESULTS!$C$37","v":7.0800000000000002E-2}," Disc rate"]
[null,"Offset Cost",{"$f":"IF(Title_RESULTS!$C$22=1,5,3)","v":5},null,"l=",{"$f":"+Title_RESULTS!C18","v":25}," Econ life",null,"Offset Cost",null,{"$f":"IF(Title_RESULTS!$C$22=1,7,3)","v":7},null,null,"l=",{"$f":"Title_RESULTS!C19","v":25}," Econ life"]
[null,"Offset Factor",{"$f":"IF(Title_RESULTS!$C$22=1,4,2)","v":4},null,"c=",1," Risk factor",null,"Offset Factor",null,{"$f":"IF(Title_RESULTS!$C$22=1,5,1)","v":5},null,null,"c=",1," Risk factor"]
[]
[null,null,null,null,"k=",{"$f":"+Title_RESULTS!C20","v":1.5213000000000001}," K factor",null,"  DIST",null,null,null,null,"k=",{"$f":"Title_RESULTS!C21","v":1.5213000000000001}," K factor"]
[null,null,null,null,"     Ratio=",{"$f":"+(1+F7)/(1+F8)","v":0.95629435935748974},"calculated ratio",null,"Offset Cost",null,{"$f":"IF(Title_RESULTS!$C$22=1,8,4)","v":8},null,null,"Ratio=",{"$f":"+(1+O7)/(1+O8)","v":0.95629435935748974},"calculated ratio"]
[null,null,null,null,null,null,null,null,"Offset Factor",null,{"$f":"IF(Title_RESULTS!$C$22=1,5,1)","v":5}]
[null,null,null,null,"     VALUE of DEFERRAL ",null,null,null,null,null,null,null,null,"VALUE DEFERRAL STARTING"]
[null,null,null,null,"Factor =",{"$f":"+F12*F10*((1-F13)/(1-F13^F9))","v":9.8822303554518626E-2},null,null,null,null,null,null,null,"FACTOR =",{"$f":"+O12*O10*((1-O13)/(1-O13^O9))","v":9.8822303554518626E-2}]
[]
[null,null,null,null,null,"AVOIDED",null,null,null,null,"TRANS","DIST",null,null,"AVOIDED","AVOIDED"]
[null,null,"CARRYING","ANNUAL","Value","GEN.",null,null,null,"CARRYING","ANNUAL","ANNUAL",null,null,"TRANS.","DIST"]
[null,null,"CHARGE","REV REQ","of Def","V OF D",null,null,null,"CHARGE","REV REQ","REV REQ",null,null,"V OF D","V OF D"]
["N","Year","%","COSTS(000)","Factors","($000)",null,"N","Year","%","COSTS(000)","COSTS(000)",null,"Factors","($000)","$(000)"]
["--","----","------","------","------","-----",null,null,null,"------","------","------"]
[1,{"$f":"+Title_RESULTS!H7","v":2020},{"$f":"IF(B23>=Title_RESULTS!$H$8,VLOOKUP(B23,'Revenue Requirements'!$B$9:$C$39,2),0)","v":0},{"$f":"$E$3*C23","v":0},0,{"$f":"$E$3*E23","v":0},null,1,{"$f":"Title_RESULTS!H7","v":2020},{"$f":"IF(I23>=Title_RESULTS!$H$8,VLOOKUP(I23,'Revenue Requirements'!$B$9:$D$39,2),0)","v":0},{"$f":"$L$4*J23","v":0},{"$f":"$L$5*J23","v":0},null,0,{"$f":"$L$4*N23","v":0},{"$f":"N23*$L$5","v":0}]
[2,{"$f":"+B23+1","v":2021},{"$f":"IF(B24>=Title_RESULTS!$H$8,VLOOKUP(B24,'Revenue Requirements'!$B$9:$C$39,2),0)","v":0},{"$f":"$E$3*C24","v":0},{"$f":"IF(B24=Title_RESULTS!$H$8,$F$16,+E23*(1+$F$7))","v":0},{"$f":"$E$3*E24","v":0},null,2,{"$f":"I23+1","v":2021},{"$f":"IF(I24>=Title_RESULTS!$H$8,VLOOKUP(I24,'Revenue Requirements'!$B$9:$D$39,2),0)","v":0},{"$f":"$L$4*J24","v":0},{"$f":"$L$5*J24","v":0},null,{"$f":"IF(+B24=Title_RESULTS!$H$9,'Value of Defferal'!$O$16,+'Value of Defferal'!N23*(1+'Value of Defferal'!$F$7))","v":9.8822303554518626E-2},{"$f":"$L$4*N24","v":6.1133241549877493},{"$f":"N24*$L$5","v":13.193207057725838}]
[3,{"$f":"+B24+1","v":2022},{"$f":"IF(B25>=Title_RESULTS!$H$8,VLOOKUP(B25,'Revenue Requirements'!$B$9:$C$39,2),0)","v":0},0,{"$f":"IF(B25=Title_RESULTS!$H$8,$F$16,+E24*(1+$F$7))","v":0},0,null,3,{"$f":"I24+1","v":2022},{"$f":"IF(I25>=Title_RESULTS!$H$8,VLOOKUP(I25,'Revenue Requirements'!$B$9:$D$39,2),0)","v":0},0,0,null,{"$f":"IF(+B25=Title_RESULTS!$H$9,'Value of Defferal'!$O$16,+'Value of Defferal'!N24*(1+'Value of Defferal'!$F$7))","v":0.10119403883982707},{"$f":"$L$4*N25","v":6.260043934707455},13.509844027111257]
[4,2023,{"$f":"IF(B26>=Title_RESULTS!$H$8,VLOOKUP(B26,'Revenue Requirements'!$B$9:$C$39,2),0)","v":0.13759066226231162},145.91431991546867,{"$f":"IF(B26=Title_RESULTS!$H$8,$F$16,+E25*(1+$F$7))","v":9.8822303554518626E-2},104.80063820135673,null,4,2023,{"$f":"IF(I26>=Title_RESULTS!$H$8,VLOOKUP(I26,'Revenue Requirements'!$B$9:$D$39,2),0)","v":0.13759066226231162},8.5116040494331315,18.368951452693587,null,{"$f":"IF(+B26=Title_RESULTS!$H$9,'Value of Defferal'!$O$16,+'Value of Defferal'!N25*(1+'Value of Defferal'!$F$7))","v":0.10362269577198292},6.4102849891404334,13.834080283761926]
[5,2024,{"$f":"IF(B27>=Title_RESULTS!$H$8,VLOOKUP(B27,'Revenue Requirements'!$B$9:$C$39,2),0)","v":0.13352762595002862},141.60548695725259,{"$f":"IF(B27=Title_RESULTS!$H$8,$F$16,+E26*(1+$F$7))","v":0.10119403883982707},107.3158535181893,null,5,2024,{"$f":"IF(I27>=Title_RESULTS!$H$8,VLOOKUP(I27,'Revenue Requirements'!$B$9:$D$39,2),0)","v":0.13352762595002862},8.2602573681976672,17.826518444931978,null,{"$f":"IF(+B27=Title_RESULTS!$H$9,'Value of Defferal'!$O$16,+'Value of Defferal'!N26*(1+'Value of Defferal'!$F$7))","v":0.10610964047051051},6.5641318288798036,14.166098210572214]
[6,2025,{"$f":"IF(B28>=Title_RESULTS!$H$8,VLOOKUP(B28,'Revenue Requirements'!$B$9:$C$39,2),0)","v":0.12904206349335909},136.84856679609007,{"$f":"IF(B28=Title_RESULTS!$H$8,$F$16,+E27*(1+$F$7))","v":0.10362269577198292},109.89143400262584,null,6,2025,{"$f":"IF(I28>=Title_RESULTS!$H$8,VLOOKUP(I28,'Revenue Requirements'!$B$9:$D$39,2),0)","v":0.12904206349335909},7.9827724652077663,17.227676360376091,null,{"$f":"IF(+B28=Title_RESULTS!$H$9,'Value of Defferal'!$O$16,+'Value of Defferal'!N27*(1+'Value of Defferal'!$F$7))","v":0.10865627184180277},6.7216709927729195,14.506084567625946]
[7,2026,{"$f":"IF(B29>=Title_RESULTS!$H$8,VLOOKUP(B29,'Revenue Requirements'!$B$9:$C$39,2),0)","v":0.12477133475235652},132.31947688882002,{"$f":"IF(B29=Title_RESULTS!$H$8,$F$16,+E28*(1+$F$7))","v":0.10610964047051051},112.52882841868886,null,7,2026,{"$f":"IF(I29>=Title_RESULTS!$H$8,VLOOKUP(I29,'Revenue Requirements'!$B$9:$D$39,2),0)","v":0.12477133475235652},7.7185775594761079,16.657515510640959,null,{"$f":"IF(+B29=Title_RESULTS!$H$9,'Value of Defferal'!$O$16,+'Value of Defferal'!N28*(1+'Value of Defferal'!$F$7))","v":0.11126402236600604},6.8829910965994694,14.85423059724897]
[8,2027,{"$f":"IF(B30>=Title_RESULTS!$H$8,VLOOKUP(B30,'Revenue Requirements'!$B$9:$C$39,2),0)","v":0.12069389684472964},127.99537109917955,{"$f":"IF(B30=Title_RESULTS!$H$8,$F$16,+E29*(1+$F$7))","v":0.10865627184180277},115.22952030073739,null,8,2027,{"$f":"IF(I30>=Title_RESULTS!$H$8,VLOOKUP(I30,'Revenue Requirements'!$B$9:$D$39,2),0)","v":0.12069389684472964},7.4663399698371817,16.113159827304106,null,{"$f":"IF(+B30=Title_RESULTS!$H$9,'Value of Defferal'!$O$16,+'Value of Defferal'!N29*(1+'Value of Defferal'!$F$7))","v":0.11393435890279018},7.0481828829178568,15.210732131582944]
[9,2028,{"$f":"IF(B31>=Title_RESULTS!$H$8,VLOOKUP(B31,'Revenue Requirements'!$B$9:$C$39,2),0)","v":0.11679058731716964},123.85592772585191,{"$f":"IF(B31=Title_RESULTS!$H$8,$F$16,+E30*(1+$F$7))","v":0.11126402236600604},117.99502878795509,null,9,2028,{"$f":"IF(I31>=Title_RESULTS!$H$8,VLOOKUP(I31,'Revenue Requirements'!$B$9:$D$39,2),0)","v":0.11679058731716964},7.2248742727128272,15.592051039558806,null,{"$f":"IF(+B31=Title_RESULTS!$H$9,'Value of Defferal'!$O$16,+'Value of Defferal'!N30*(1+'Value of Defferal'!$F$7))","v":0.11666878351645714},7.2173392721078855,15.575789702740934]
[10,2029,{"$f":"IF(B32>=Title_RESULTS!$H$8,VLOOKUP(B32,'Revenue Requirements'!$B$9:$C$39,2),0)","v":0.11300879868916421},119.84535675652664,{"$f":"IF(B32=Title_RESULTS!$H$8,$F$16,+E31*(1+$F$7))","v":0.11393435890279018},120.82690947886601,null,10,2029,{"$f":"IF(I32>=Title_RESULTS!$H$8,VLOOKUP(I32,'Revenue Requirements'!$B$9:$D$39,2),0)","v":0.11300879868916421},6.990926075422637,15.087165820097161,null,{"$f":"IF(+B32=Title_RESULTS!$H$9,'Value of Defferal'!$O$16,+'Value of Defferal'!N31*(1+'Value of Defferal'!$F$7))","v":0.11946883432085212},7.3905554146384747,15.949608655606719]
[11,2030,{"$f":"IF(B33>=Title_RESULTS!$H$8,VLOOKUP(B33,'Revenue Requirements'!$B$9:$C$39,2),0)","v":0.109265930075022},115.87606029857137,{"$f":"IF(B33=Title_RESULTS!$H$8,$F$16,+E32*(1+$F$7))","v":0.11666878351645714},123.7267553063588,null,11,2030,{"$f":"IF(I33>=Title_RESULTS!$H$8,VLOOKUP(I33,'Revenue Requirements'!$B$9:$D$39,2),0)","v":0.109265930075022},6.7593855396856029,14.587476591652903,null,{"$f":"IF(+B33=Title_RESULTS!$H$9,'Value of Defferal'!$O$16,+'Value of Defferal'!N32*(1+'Value of Defferal'!$F$7))","v":0.12233608634455258},7.5679287445897989,16.33239926334128]
[12,2031,{"$f":"IF(B34>=Title_RESULTS!$H$8,VLOOKUP(B34,'Revenue Requirements'!$B$9:$C$39,2),0)","v":0.10552306146087977},111.90676384061608,{"$f":"IF(B34=Title_RESULTS!$H$8,$F$16,+E33*(1+$F$7))","v":0.11946883432085212},126.69619743371142,null,12,2031,{"$f":"IF(I34>=Title_RESULTS!$H$8,VLOOKUP(I34,'Revenue Requirements'!$B$9:$D$39,2),0)","v":0.10552306146087977},6.5278450039485669,14.087787363208644,null,{"$f":"IF(+B34=Title_RESULTS!$H$9,'Value of Defferal'!$O$16,+'Value of Defferal'!N33*(1+'Value of Defferal'!$F$7))","v":0.12527215241682185},7.7495590344599545,16.724376845661475]
[13,2032,{"$f":"IF(B35>=Title_RESULTS!$H$8,VLOOKUP(B35,'Revenue Requirements'!$B$9:$C$39,2),0)","v":0.10178019284673755},107.9374673826608,{"$f":"IF(B35=Title_RESULTS!$H$8,$F$16,+E34*(1+$F$7))","v":0.12233608634455258},129.73690617212048,null,13,2032,{"$f":"IF(I35>=Title_RESULTS!$H$8,VLOOKUP(I35,'Revenue Requirements'!$B$9:$D$39,2),0)","v":0.10178019284673755},6.2963044682115319,13.588098134764387,null,{"$f":"IF(+B35=Title_RESULTS!$H$9,'Value of Defferal'!$O$16,+'Value of Defferal'!N34*(1+'Value of Defferal'!$F$7))","v":0.12827868407482557},7.9355484512869934,17.125761889957346]
[14,2033,{"$f":"IF(B36>=Title_RESULTS!$H$8,VLOOKUP(B36,'Revenue Requirements'!$B$9:$C$39,2),0)","v":9.8037324232595341E-2},103.96817092470553,{"$f":"IF(B36=Title_RESULTS!$H$8,$F$16,+E35*(1+$F$7))","v":0.12527215241682185},132.85059192025142,null,14,2033,{"$f":"IF(I36>=Title_RESULTS!$H$8,VLOOKUP(I36,'Revenue Requirements'!$B$9:$D$39,2),0)","v":9.8037324232595341E-2},6.0647639324744969,13.088408906320129,null,{"$f":"IF(+B36=Title_RESULTS!$H$9,'Value of Defferal'!$O$16,+'Value of Defferal'!N35*(1+'Value of Defferal'!$F$7))","v":0.13135737249262139},8.1260016141178824,17.536780175316323]
[15,2034,{"$f":"IF(B37>=Title_RESULTS!$H$8,VLOOKUP(B37,'Revenue Requirements'!$B$9:$C$39,2),0)","v":9.4294455618453107E-2},99.998874466750237,{"$f":"IF(B37>Title_RESULTS!$H$8-1+Title_RESULTS!$C$18,0,+E36*(1+$F$7))","v":0.12827868407482557},136.03900612633743,null,15,2034,{"$f":"IF(I37>=Title_RESULTS!$H$8,VLOOKUP(I37,'Revenue Requirements'!$B$9:$D$39,2),0)","v":9.4294455618453107E-2},5.8332233967374609,12.58871967787587,null,{"$f":"IF(+B37=Title_RESULTS!$H$9,'Value of Defferal'!$O$16,+'Value of Defferal'!N36*(1+'Value of Defferal'!$F$7))","v":0.13450994943244429},8.3210256528567097,17.957662899523914]
[16,2035,{"$f":"IF(B38>=Title_RESULTS!$H$8,VLOOKUP(B38,'Revenue Requirements'!$B$9:$C$39,2),0)","v":9.0551587004310874E-2},96.029578008794942,{"$f":"IF(B38>Title_RESULTS!$H$8-1+Title_RESULTS!$C$18,0,+E37*(1+$F$7))","v":0.13135737249262139},139.30394227336953,null,16,2035,{"$f":"IF(I38>=Title_RESULTS!$H$8,VLOOKUP(I38,'Revenue Requirements'!$B$9:$D$39,2),0)","v":9.0551587004310874E-2},5.601682861000425,12.089030449431611,null,{"$f":"IF(+B38=Title_RESULTS!$H$9,'Value of Defferal'!$O$16,+'Value of Defferal'!N37*(1+'Value of Defferal'!$F$7))","v":0.13773818821882297},8.5207302685252717,18.38864680911249]
[17,2036,{"$f":"IF(B39>=Title_RESULTS!$H$8,VLOOKUP(B39,'Revenue Requirements'!$B$9:$C$39,2),0)","v":8.680871839016864E-2},92.060281550839647,{"$f":"IF(B39>Title_RESULTS!$H$8-1+Title_RESULTS!$C$18,0,+E38*(1+$F$7))","v":0.13450994943244429},142.6472368879304,null,17,2036,{"$f":"IF(I39>=Title_RESULTS!$H$8,VLOOKUP(I39,'Revenue Requirements'!$B$9:$D$39,2),0)","v":8.680871839016864E-2},5.3701423252633891,11.58934122098735,null,{"$f":"IF(+B39>Title_RESULTS!$H$9+Title_RESULTS!$C$19-1,0,+'Value of Defferal'!N38*(1+'Value of Defferal'!$F$7))","v":0.14104390473607473},8.7252277949698787,18.82997433253119]
[18,2037,{"$f":"IF(B40>=Title_RESULTS!$H$8,VLOOKUP(B40,'Revenue Requirements'!$B$9:$C$39,2),0)","v":8.3065849776026449E-2},88.090985092884395,{"$f":"IF(B40>Title_RESULTS!$H$8-1+Title_RESULTS!$C$18,0,+E39*(1+$F$7))","v":0.13773818821882297},146.07077057324074,null,18,2037,{"$f":"IF(I40>=Title_RESULTS!$H$8,VLOOKUP(I40,'Revenue Requirements'!$B$9:$D$39,2),0)","v":8.3065849776026449E-2},5.1386017895263558,11.089651992543097,null,{"$f":"IF(+B40>Title_RESULTS!$H$9+Title_RESULTS!$C$19-1,0,+'Value of Defferal'!N39*(1+'Value of Defferal'!$F$7))","v":0.14442895844974052},8.9346332620491555,19.281893716511942]
[19,2038,{"$f":"IF(B41>=Title_RESULTS!$H$8,VLOOKUP(B41,'Revenue Requirements'!$B$9:$C$39,2),0)","v":7.9674451501144328E-2},84.494421454732134,{"$f":"IF(B41>Title_RESULTS!$H$8-1+Title_RESULTS!$C$18,0,+E40*(1+$F$7))","v":0.14104390473607473},149.57646906699853,null,19,2038,{"$f":"IF(I41>=Title_RESULTS!$H$8,VLOOKUP(I41,'Revenue Requirements'!$B$9:$D$39,2),0)","v":7.9674451501144328E-2},4.9288038365613884,10.636885582063201,null,{"$f":"IF(+B41>Title_RESULTS!$H$9+Title_RESULTS!$C$19-1,0,+'Value of Defferal'!N40*(1+'Value of Defferal'!$F$7))","v":0.14789525345253429},9.1490644603383355,19.744659165708228]
[20,2039,{"$f":"IF(B42>=Title_RESULTS!$H$8,VLOOKUP(B42,'Revenue Requirements'!$B$9:$C$39,2),0)","v":7.6985874883333333E-2},81.643197234438659,{"$f":"IF(B42>Title_RESULTS!$H$8-1+Title_RESULTS!$C$18,0,+E41*(1+$F$7))","v":0.14442895844974052},153.16630432460647,null,20,2039,{"$f":"IF(I42>=Title_RESULTS!$H$8,VLOOKUP(I42,'Revenue Requirements'!$B$9:$D$39,2),0)","v":7.6985874883333333E-2},4.7624836862611915,10.27794891763125,null,{"$f":"IF(+B42>Title_RESULTS!$H$9+Title_RESULTS!$C$19-1,0,+'Value of Defferal'!N41*(1+'Value of Defferal'!$F$7))","v":0.15144473953539511},9.3686420073864554,20.218530985685224]
[21,2040,{"$f":"IF(B43>=Title_RESULTS!$H$8,VLOOKUP(B43,'Revenue Requirements'!$B$9:$C$39,2),0)","v":7.4648649583333337E-2},79.164579612200924,{"$f":"IF(B43>Title_RESULTS!$H$8-1+Title_RESULTS!$C$18,0,+E42*(1+$F$7))","v":0.14789525345253429},156.84229562839704,null,21,2040,{"$f":"IF(I43>=Title_RESULTS!$H$8,VLOOKUP(I43,'Revenue Requirements'!$B$9:$D$39,2),0)","v":7.4648649583333337E-2},4.6178987558536964,9.965919181282878,null,{"$f":"IF(+B43>Title_RESULTS!$H$9+Title_RESULTS!$C$19-1,0,+'Value of Defferal'!N42*(1+'Value of Defferal'!$F$7))","v":0.1550794132842446},9.5934894155637309,20.703775729341668]
[22,2041,{"$f":"IF(B44>=Title_RESULTS!$H$8,VLOOKUP(B44,'Revenue Requirements'!$B$9:$C$39,2),0)","v":7.2311424283333356E-2},76.685961989963204,{"$f":"IF(B44>Title_RESULTS!$H$8-1+Title_RESULTS!$C$18,0,+E43*(1+$F$7))","v":0.15144473953539511},160.60651072347858,null,22,2041,{"$f":"IF(I44>=Title_RESULTS!$H$8,VLOOKUP(I44,'Revenue Requirements'!$B$9:$D$39,2),0)","v":7.2311424283333356E-2},4.4733138254462013,9.6538894449345065,null,{"$f":"IF(+B44>Title_RESULTS!$H$9+Title_RESULTS!$C$19-1,0,+'Value of Defferal'!N43*(1+'Value of Defferal'!$F$7))","v":0.15880131920306648},9.8237331615372607,21.200666346845871]
[23,2042,{"$f":"IF(B45>=Title_RESULTS!$H$8,VLOOKUP(B45,'Revenue Requirements'!$B$9:$C$39,2),0)","v":6.9974198983333333E-2},74.20734436772544,{"$f":"IF(B45>Title_RESULTS!$H$8-1+Title_RESULTS!$C$18,0,+E44*(1+$F$7))","v":0.1550794132842446},164.46106698084205,null,23,2042,{"$f":"IF(I45>=Title_RESULTS!$H$8,VLOOKUP(I45,'Revenue Requirements'!$B$9:$D$39,2),0)","v":6.9974198983333333E-2},4.3287288950387044,9.3418597085861297,null,{"$f":"IF(+B45>Title_RESULTS!$H$9+Title_RESULTS!$C$19-1,0,+'Value of Defferal'!N44*(1+'Value of Defferal'!$F$7))","v":0.16261255086394008},10.059502757414156,21.709482339170172]
[24,2043,{"$f":"IF(B46>=Title_RESULTS!$H$8,VLOOKUP(B46,'Revenue Requirements'!$B$9:$C$39,2),0)","v":6.7636973683333337E-2},71.728726745487691,{"$f":"IF(B46>Title_RESULTS!$H$8-1+Title_RESULTS!$C$18,0,+E45*(1+$F$7))","v":0.15880131920306648},168.40813258838227,null,24,2043,{"$f":"IF(I46>=Title_RESULTS!$H$8,VLOOKUP(I46,'Revenue Requirements'!$B$9:$D$39,2),0)","v":6.7636973683333337E-2},4.1841439646312093,9.0298299722377564,null,{"$f":"IF(+B46>Title_RESULTS!$H$9+Title_RESULTS!$C$19-1,0,+'Value of Defferal'!N45*(1+'Value of Defferal'!$F$7))","v":0.16651525208467466},10.300930823592097,22.230509915310257]
[25,2044,{"$f":"IF(B47>=Title_RESULTS!$H$8,VLOOKUP(B47,'Revenue Requirements'!$B$9:$C$39,2),0)","v":6.5299748383333356E-2},69.25010912324997,{"$f":"IF(B47>Title_RESULTS!$H$8-1+Title_RESULTS!$C$18,0,+E46*(1+$F$7))","v":0.16261255086394008},172.44992777050345,null,25,2044,{"$f":"IF(I47>=Title_RESULTS!$H$8,VLOOKUP(I47,'Revenue Requirements'!$B$9:$D$39,2),0)","v":6.5299748383333356E-2},4.0395590342237142,8.7178002358893849,null,{"$f":"IF(+B47>Title_RESULTS!$H$9+Title_RESULTS!$C$19-1,0,+'Value of Defferal'!N46*(1+'Value of Defferal'!$F$7))","v":0.17051161813470686},10.548153163358307,22.764042153277707]
[26,2045,{"$f":"IF(B48>=Title_RESULTS!$H$8,VLOOKUP(B48,'Revenue Requirements'!$B$9:$C$39,2),0)","v":6.296252308333336E-2},66.771491501012235,{"$f":"IF(B48>Title_RESULTS!$H$8-1+Title_RESULTS!$C$18,0,+E47*(1+$F$7))","v":0.16651525208467466},176.58872603699555,null,26,2045,{"$f":"IF(I48>=Title_RESULTS!$H$8,VLOOKUP(I48,'Revenue Requirements'!$B$9:$D$39,2),0)","v":6.296252308333336E-2},3.8949741038162191,8.4057704995410116,null,{"$f":"IF(+B48>Title_RESULTS!$H$9+Title_RESULTS!$C$19-1,0,+'Value of Defferal'!N47*(1+'Value of Defferal'!$F$7))","v":0.17460389696993983},10.801308839278907,23.310379164956373]
[27,2046,{"$f":"IF(B49>=Title_RESULTS!$H$8,VLOOKUP(B49,'Revenue Requirements'!$B$9:$C$39,2),0)","v":6.0625297783333344E-2},64.292873878774472,{"$f":"IF(B49>Title_RESULTS!$H$8-1+Title_RESULTS!$C$18,0,+E48*(1+$F$7))","v":0.17051161813470686},180.82685546188347,null,27,2046,{"$f":"IF(I49>=Title_RESULTS!$H$8,VLOOKUP(I49,'Revenue Requirements'!$B$9:$D$39,2),0)","v":6.0625297783333344E-2},3.7503891734087222,8.0937407631926366,null,{"$f":"IF(+B49>Title_RESULTS!$H$9+Title_RESULTS!$C$19-1,0,+'Value of Defferal'!N48*(1+'Value of Defferal'!$F$7))","v":0},0,0]
[28,2047,{"$f":"IF(B50>=Title_RESULTS!$H$8,VLOOKUP(B50,'Revenue Requirements'!$B$9:$C$39,2),0)","v":5.8288072483333349E-2},61.814256256536737,{"$f":"IF(B50>Title_RESULTS!$H$8-1+Title_RESULTS!$C$18,0,+E49*(1+$F$7))","v":0.17460389696993983},185.16669999296866,null,28,2047,{"$f":"IF(I50>=Title_RESULTS!$H$8,VLOOKUP(I50,'Revenue Requirements'!$B$9:$D$39,2),0)","v":5.8288072483333349E-2},3.6058042430012271,7.7817110268442642,null,{"$f":"IF(+B50>Title_RESULTS!$H$9+Title_RESULTS!$C$19-1,0,+'Value of Defferal'!N49*(1+'Value of Defferal'!$F$7))","v":0},0,0]
[29,2048,{"$f":"IF(B51>=Title_RESULTS!$H$8,VLOOKUP(B51,'Revenue Requirements'!$B$9:$C$39,2),0)","v":5.595084718333336E-2},59.335638634299002,{"$f":"IF(B51>Title_RESULTS!$H$8-1+Title_RESULTS!$C$18,0,+E50*(1+$F$7))","v":0},0,null,29,2048,{"$f":"IF(I51>=Title_RESULTS!$H$8,VLOOKUP(I51,'Revenue Requirements'!$B$9:$D$39,2),0)","v":5.595084718333336E-2},3.4612193125937321,7.4696812904958918,null,{"$f":"IF(+B51>Title_RESULTS!$H$9+Title_RESULTS!$C$19-1,0,+'Value of Defferal'!N50*(1+'Value of Defferal'!$F$7))","v":0},0,0]
[30,2049,{"$f":"IF(B52>=Title_RESULTS!$H$8,VLOOKUP(B52,'Revenue Requirements'!$B$9:$C$39,2),0)","v":0},0,{"$f":"IF(B52>Title_RESULTS!$H$8-1+Title_RESULTS!$C$18,0,+E51*(1+$F$7))","v":0},0,null,30,2049,{"$f":"IF(I52>=Title_RESULTS!$H$8,VLOOKUP(I52,'Revenue Requirements'!$B$9:$D$39,2),0)","v":0},0,0,null,{"$f":"IF(+B52>Title_RESULTS!$H$9+Title_RESULTS!$C$19-1,0,+'Value of Defferal'!N51*(1+'Value of Defferal'!$F$7))","v":0},0,0]
[31,2050,{"$f":"IF(B53>=Title_RESULTS!$H$8,VLOOKUP(B53,'Revenue Requirements'!$B$9:$C$39,2),0)","v":0},0,{"$f":"IF(B53>Title_RESULTS!$H$8-1+Title_RESULTS!$C$18,0,+E52*(1+$F$7))","v":0},0,null,31,2050,{"$f":"IF(I53>=Title_RESULTS!$H$8,VLOOKUP(I53,'Revenue Requirements'!$B$9:$D$39,2),0)","v":0},0,0,null,{"$f":"IF(+B53>Title_RESULTS!$H$9+Title_RESULTS!$C$19-1,0,+'Value of Defferal'!N52*(1+'Value of Defferal'!$F$7))","v":0},0,0]
[32,2051,{"$f":"IF(B54>=Title_RESULTS!$H$8,VLOOKUP(B54,'Revenue Requirements'!$B$9:$C$39,2),0)","v":0},0,{"$f":"IF(B54>Title_RESULTS!$H$8-1+Title_RESULTS!$C$18,0,+E53*(1+$F$7))","v":0},0,null,32,2051,{"$f":"IF(I54>=Title_RESULTS!$H$8,VLOOKUP(I54,'Revenue Requirements'!$B$9:$D$39,2),0)","v":0},0,0,null,{"$f":"IF(+B54>Title_RESULTS!$H$9+Title_RESULTS!$C$19-1,0,+'Value of Defferal'!N53*(1+'Value of Defferal'!$F$7))","v":0},0,0]
[33,2052,{"$f":"IF(B55>=Title_RESULTS!$H$8,VLOOKUP(B55,'Revenue Requirements'!$B$9:$C$39,2),0)","v":0},0,{"$f":"IF(B55>Title_RESULTS!$H$8-1+Title_RESULTS!$C$18,0,+E54*(1+$F$7))","v":0},0,null,33,2052,{"$f":"IF(I55>=Title_RESULTS!$H$8,VLOOKUP(I55,'Revenue Requirements'!$B$9:$D$39,2),0)","v":0},0,0,null,{"$f":"IF(+B55>Title_RESULTS!$H$9+Title_RESULTS!$C$19-1,0,+'Value of Defferal'!N54*(1+'Value of Defferal'!$F$7))","v":0},0,0]
[34,2053,{"$f":"IF(B56>=Title_RESULTS!$H$8,VLOOKUP(B56,'Revenue Requirements'!$B$9:$C$39,2),0)","v":0},0,{"$f":"IF(B56>Title_RESULTS!$H$8-1+Title_RESULTS!$C$18,0,+E55*(1+$F$7))","v":0},0,null,34,2053,{"$f":"IF(I56>=Title_RESULTS!$H$8,VLOOKUP(I56,'Revenue Requirements'!$B$9:$D$39,2),0)","v":0},0,0,null,{"$f":"IF(+B56>Title_RESULTS!$H$9+Title_RESULTS!$C$19-1,0,+'Value of Defferal'!N55*(1+'Value of Defferal'!$F$7))","v":0},0,0]
[35,2054,{"$f":"IF(B57>=Title_RESULTS!$H$8,VLOOKUP(B57,'Revenue Requirements'!$B$9:$C$39,2),0)","v":0},0,{"$f":"IF(B57>Title_RESULTS!$H$8-1+Title_RESULTS!$C$18,0,+E56*(1+$F$7))","v":0},0,null,35,2054,{"$f":"IF(I57>=Title_RESULTS!$H$8,VLOOKUP(I57,'Revenue Requirements'!$B$9:$D$39,2),0)","v":0},0,0,null,{"$f":"IF(+B57>Title_RESULTS!$H$9+Title_RESULTS!$C$19-1,0,+'Value of Defferal'!N56*(1+'Value of Defferal'!$F$7))","v":0},0,0]
[36,2055,{"$f":"IF(B58>=Title_RESULTS!$H$8,VLOOKUP(B58,'Revenue Requirements'!$B$9:$C$39,2),0)","v":0},0,{"$f":"IF(B58>Title_RESULTS!$H$8-1+Title_RESULTS!$C$18,0,+E57*(1+$F$7))","v":0},0,null,36,2055,{"$f":"IF(I58>=Title_RESULTS!$H$8,VLOOKUP(I58,'Revenue Requirements'!$B$9:$D$39,2),0)","v":0},0,0,null,{"$f":"IF(+B58>Title_RESULTS!$H$9+Title_RESULTS!$C$19-1,0,+'Value of Defferal'!N57*(1+'Value of Defferal'!$F$7))","v":0},0,0]
[37,2056,{"$f":"IF(B59>=Title_RESULTS!$H$8,VLOOKUP(B59,'Revenue Requirements'!$B$9:$C$39,2),0)","v":0},0,{"$f":"IF(B59>Title_RESULTS!$H$8-1+Title_RESULTS!$C$18,0,+E58*(1+$F$7))","v":0},0,null,37,2056,{"$f":"IF(I59>=Title_RESULTS!$H$8,VLOOKUP(I59,'Revenue Requirements'!$B$9:$D$39,2),0)","v":0},0,0,null,{"$f":"IF(+B59>Title_RESULTS!$H$9+Title_RESULTS!$C$19-1,0,+'Value of Defferal'!N58*(1+'Value of Defferal'!$F$7))","v":0},0,0]
[38,2057,{"$f":"IF(B60>=Title_RESULTS!$H$8,VLOOKUP(B60,'Revenue Requirements'!$B$9:$C$39,2),0)","v":0},0,{"$f":"IF(B60>Title_RESULTS!$H$8-1+Title_RESULTS!$C$18,0,+E59*(1+$F$7))","v":0},0,null,38,2057,{"$f":"IF(I60>=Title_RESULTS!$H$8,VLOOKUP(I60,'Revenue Requirements'!$B$9:$D$39,2),0)","v":0},0,0,null,{"$f":"IF(+B60>Title_RESULTS!$H$9+Title_RESULTS!$C$19-1,0,+'Value of Defferal'!N59*(1+'Value of Defferal'!$F$7))","v":0},0,0]
[39,2058,{"$f":"IF(B61>=Title_RESULTS!$H$8,VLOOKUP(B61,'Revenue Requirements'!$B$9:$C$39,2),0)","v":0},0,{"$f":"IF(B61>Title_RESULTS!$H$8-1+Title_RESULTS!$C$18,0,+E60*(1+$F$7))","v":0},0,null,39,2058,{"$f":"IF(I61>=Title_RESULTS!$H$8,VLOOKUP(I61,'Revenue Requirements'!$B$9:$D$39,2),0)","v":0},0,0,null,{"$f":"IF(+B61>Title_RESULTS!$H$9+Title_RESULTS!$C$19-1,0,+'Value of Defferal'!N60*(1+'Value of Defferal'!$F$7))","v":0},0,0]
[null,null,null,"-----",null,"-----",null,null,null,null,"-----",null,null,null,"----"]
[null,null,"NOMINAL",{"$f":"SUM(D23:D61)","v":2533.6412885034329},null,{"$f":"SUM(F23:F61)","v":3533.7526079767954},null,null,null,"NOMINAL",{"$f":"SUM(K23:K61)","v":147.79461990797117},null,null,null,{"$f":"SUM(O23:O61)","v":206.13400401807692}]
[null,null,"NPV",{"$f":"NPV(+Title_RESULTS!$C$37,'Value of Defferal'!D24:D61)+'Value of Defferal'!D23","v":1131.2861585175719},null,{"$f":"NPV(+Title_RESULTS!$C$37,'Value of Defferal'!F24:F61)+'Value of Defferal'!F23","v":1314.0101864986698},null,null,null,"NPV",{"$f":"NPV(+Title_RESULTS!$C$37,'Value of Defferal'!K24:K61)+'Value of Defferal'!K23","v":65.991191635503213},null,null,null,{"$f":"NPV(+Title_RESULTS!$C$37,'Value of Defferal'!O24:O61)+'Value of Defferal'!O23","v":87.887873023235002}]

{"sheet":"Residential","index":21,"n_rows":548,"n_cols":41,"rows_kept":548,"cut":false,"hidden":false,"merged":[]}
[null,null,null,null,null,null,null,null,null,0,null,"Incentive %",null,null,"Participation",null,{"$f":"+#REF!+#REF!","v":{"$error":"#REF!"}},{"$f":"+Q1+#REF!","v":{"$error":"#REF!"}},{"$f":"+R1+#REF!","v":{"$error":"#REF!"}}]
["(1)                                                                                           Measure","(2)                                       Summer Peak Per Cust (KW)","(3)                            Winter Peak Per Cust (KW)","Blended (Do not use)","(4)                    Annual energy Per Cust","(5 )service Life(Yrs)","(6)                         Utility Non Recurring","(7) Measure cost","O&M","Incentive","Adj. Factor",2020,{"$f":"+L2+1","v":2021},{"$f":"+M2+1","v":2022},2023,2024,2025,2026,2027,2028,2029,2030,2031,2032,2033,2034,2035,2036,2037,2038,2039,2040,2041,2042,2043,2044,2045,2046,2047,2048,2049]
["Storage",0,6.9149423963274417E-4,null,0,10,null,25500,null,{"$f":"+$J$1*H3","v":0},1,1000,1000,1000,0,0,0,0,0,0,0,0,0,0,0,0,0,0,0,0,0,0,0,0,0,0,0,0,0,0,0]
["Storage",0,0.12087140822384257,null,0,10,null,25500,null,0,1,1000,1000,1000,0,0,0,0,0,0,0,0,0,0,0,0,0,0,0,0,0,0,0,0,0,0,0,0,0,0,0]
["Storage with other DSM (EE and DR)",0.26991195823744263,0.29582713186933052,null,0,10,null,25500,null,0,1,1000,1000,1000,0,0,0,0,0,0,0,0,0,0,0,0,0,0,0,0,0,0,0,0,0,0,0,0,0,0,0]
["Storage with other DSM (EE and DR)",0.52760041438717875,0.46801031725376879,null,0,10,null,25500,null,0,1,1000,1000,1000,0,0,0,0,0,0,0,0,0,0,0,0,0,0,0,0,0,0,0,0,0,0,0,0,0,0,0]
[null,null,null,null,null,null,null,null,null,0,1,1000,1000,1000,0,0,0,0,0,0,0,0,0,0,0,0,0,0,0,0,0,0,0,0,0,0,0,0,0,0,0]
[null,null,null,null,null,null,null,null,null,0,1,1000,1000,1000,0,0,0,0,0,0,0,0,0,0,0,0,0,0,0,0,0,0,0,0,0,0,0,0,0,0,0]
[null,null,null,null,null,null,null,null,null,0,1,1000,1000,1000,0,0,0,0,0,0,0,0,0,0,0,0,0,0,0,0,0,0,0,0,0,0,0,0,0,0,0]
[null,null,null,null,null,null,null,null,null,0,1,1000,1000,1000,0,0,0,0,0,0,0,0,0,0,0,0,0,0,0,0,0,0,0,0,0,0,0,0,0,0,0]
[null,null,null,null,null,null,null,null,null,0,1,1000,1000,1000,0,0,0,0,0,0,0,0,0,0,0,0,0,0,0,0,0,0,0,0,0,0,0,0,0,0,0]
[null,null,null,null,null,null,null,null,null,0,1,1000,1000,1000,0,0,0,0,0,0,0,0,0,0,0,0,0,0,0,0,0,0,0,0,0,0,0,0,0,0,0]
[null,null,null,null,null,null,null,null,null,0,1,1000,1000,1000,0,0,0,0,0,0,0,0,0,0,0,0,0,0,0,0,0,0,0,0,0,0,0,0,0,0,0]
[null,null,null,null,null,null,null,null,null,0,1,1000,1000,1000,0,0,0,0,0,0,0,0,0,0,0,0,0,0,0,0,0,0,0,0,0,0,0,0,0,0,0]
[null,null,null,null,null,null,null,null,null,0,1,1000,1000,1000,0,0,0,0,0,0,0,0,0,0,0,0,0,0,0,0,0,0,0,0,0,0,0,0,0,0,0]
[null,null,null,null,null,null,null,null,null,0,1,1000,1000,1000,0,0,0,0,0,0,0,0,0,0,0,0,0,0,0,0,0,0,0,0,0,0,0,0,0,0,0]
[null,null,null,null,null,null,null,null,null,0,1,1000,1000,1000,0,0,0,0,0,0,0,0,0,0,0,0,0,0,0,0,0,0,0,0,0,0,0,0,0,0,0]
[null,null,null,null,null,null,null,null,null,0,1,1000,1000,1000,0,0,0,0,0,0,0,0,0,0,0,0,0,0,0,0,0,0,0,0,0,0,0,0,0,0,0]
[null,null,null,null,null,null,null,null,null,0,1,1000,1000,1000,0,0,0,0,0,0,0,0,0,0,0,0,0,0,0,0,0,0,0,0,0,0,0,0,0,0,0]
[null,null,null,null,null,null,null,null,null,0,1,1000,1000,1000,0,0,0,0,0,0,0,0,0,0,0,0,0,0,0,0,0,0,0,0,0,0,0,0,0,0,0]
[null,null,null,null,null,null,null,null,null,0,1,1000,1000,1000,0,0,0,0,0,0,0,0,0,0,0,0,0,0,0,0,0,0,0,0,0,0,0,0,0,0,0]
[null,null,null,null,null,null,null,null,null,0,1,1000,1000,1000,0,0,0,0,0,0,0,0,0,0,0,0,0,0,0,0,0,0,0,0,0,0,0,0,0,0,0]
[null,null,null,null,null,null,null,null,null,0,1,1000,1000,1000,0,0,0,0,0,0,0,0,0,0,0,0,0,0,0,0,0,0,0,0,0,0,0,0,0,0,0]
[null,null,null,null,null,null,null,null,null,0,1,1000,1000,1000,0,0,0,0,0,0,0,0,0,0,0,0,0,0,0,0,0,0,0,0,0,0,0,0,0,0,0]
[null,null,null,null,null,null,null,null,null,0,1,1000,1000,1000,0,0,0,0,0,0,0,0,0,0,0,0,0,0,0,0,0,0,0,0,0,0,0,0,0,0,0]
[null,null,null,null,null,null,null,null,null,0,1,1000,1000,1000,0,0,0,0,0,0,0,0,0,0,0,0,0,0,0,0,0,0,0,0,0,0,0,0,0,0,0]
[null,null,null,null,null,null,null,null,null,0,1,1000,1000,1000,0,0,0,0,0,0,0,0,0,0,0,0,0,0,0,0,0,0,0,0,0,0,0,0,0,0,0]
[null,null,null,null,null,null,null,null,null,0,1,1000,1000,1000,0,0,0,0,0,0,0,0,0,0,0,0,0,0,0,0,0,0,0,0,0,0,0,0,0,0,0]
[null,null,null,null,null,null,null,null,null,0,1,1000,1000,1000,0,0,0,0,0,0,0,0,0,0,0,0,0,0,0,0,0,0,0,0,0,0,0,0,0,0,0]
[null,null,null,null,null,null,null,null,null,0,1,1000,1000,1000,0,0,0,0,0,0,0,0,0,0,0,0,0,0,0,0,0,0,0,0,0,0,0,0,0,0,0]
[null,null,null,null,null,null,null,null,null,0,1,1000,1000,1000,0,0,0,0,0,0,0,0,0,0,0,0,0,0,0,0,0,0,0,0,0,0,0,0,0,0,0]
[null,null,null,null,null,null,null,null,null,0,1,1000,1000,1000,0,0,0,0,0,0,0,0,0,0,0,0,0,0,0,0,0,0,0,0,0,0,0,0,0,0,0]
[null,null,null,null,null,null,null,null,null,0,1,1000,1000,1000,0,0,0,0,0,0,0,0,0,0,0,0,0,0,0,0,0,0,0,0,0,0,0,0,0,0,0]
[null,null,null,null,null,null,null,null,null,0,1,1000,1000,1000,0,0,0,0,0,0,0,0,0,0,0,0,0,0,0,0,0,0,0,0,0,0,0,0,0,0,0]
[null,null,null,null,null,null,null,null,null,0,1,1000,1000,1000,0,0,0,0,0,0,0,0,0,0,0,0,0,0,0,0,0,0,0,0,0,0,0,0,0,0,0]
[null,null,null,null,null,null,null,null,null,0,1,1000,1000,1000,0,0,0,0,0,0,0,0,0,0,0,0,0,0,0,0,0,0,0,0,0,0,0,0,0,0,0]
[null,null,null,null,null,null,null,null,null,0,1,1000,1000,1000,0,0,0,0,0,0,0,0,0,0,0,0,0,0,0,0,0,0,0,0,0,0,0,0,0,0,0]
[null,null,null,null,null,null,null,null,null,0,1,1000,1000,1000,0,0,0,0,0,0,0,0,0,0,0,0,0,0,0,0,0,0,0,0,0,0,0,0,0,0,0]
[null,null,null,null,null,null,null,null,null,0,1,1000,1000,1000,0,0,0,0,0,0,0,0,0,0,0,0,0,0,0,0,0,0,0,0,0,0,0,0,0,0,0]
[null,null,null,null,null,null,null,null,null,0,1,1000,1000,1000,0,0,0,0,0,0,0,0,0,0,0,0,0,0,0,0,0,0,0,0,0,0,0,0,0,0,0]
[null,null,null,null,null,null,null,null,null,0,1,1000,1000,1000,0,0,0,0,0,0,0,0,0,0,0,0,0,0,0,0,0,0,0,0,0,0,0,0,0,0,0]
[null,null,null,null,null,null,null,null,null,0,1,1000,1000,1000,0,0,0,0,0,0,0,0,0,0,0,0,0,0,0,0,0,0,0,0,0,0,0,0,0,0,0]
[null,null,null,null,null,null,null,null,null,0,1,1000,1000,1000,0,0,0,0,0,0,0,0,0,0,0,0,0,0,0,0,0,0,0,0,0,0,0,0,0,0,0]
[null,null,null,null,null,null,null,null,null,0,1,1000,1000,1000,0,0,0,0,0,0,0,0,0,0,0,0,0,0,0,0,0,0,0,0,0,0,0,0,0,0,0]
[null,null,null,null,null,null,null,null,null,0,1,1000,1000,1000,0,0,0,0,0,0,0,0,0,0,0,0,0,0,0,0,0,0,0,0,0,0,0,0,0,0,0]
[null,null,null,null,null,null,null,null,null,0,1,1000,1000,1000,0,0,0,0,0,0,0,0,0,0,0,0,0,0,0,0,0,0,0,0,0,0,0,0,0,0,0]
[null,null,null,null,null,null,null,null,null,0,1,1000,1000,1000,0,0,0,0,0,0,0,0,0,0,0,0,0,0,0,0,0,0,0,0,0,0,0,0,0,0,0]
[null,null,null,null,null,null,null,null,null,0,1,1000,1000,1000,0,0,0,0,0,0,0,0,0,0,0,0,0,0,0,0,0,0,0,0,0,0,0,0,0,0,0]
[null,null,null,null,null,null,null,null,null,0,1,1000,1000,1000,0,0,0,0,0,0,0,0,0,0,0,0,0,0,0,0,0,0,0,0,0,0,0,0,0,0,0]
[null,null,null,null,null,null,null,null,null,0,1,1000,1000,1000,0,0,0,0,0,0,0,0,0,0,0,0,0,0,0,0,0,0,0,0,0,0,0,0,0,0,0]
[null,null,null,null,null,null,null,null,null,0,1,1000,1000,1000,0,0,0,0,0,0,0,0,0,0,0,0,0,0,0,0,0,0,0,0,0,0,0,0,0,0,0]
[null,null,null,null,null,null,null,null,null,0,1,1000,1000,1000,0,0,0,0,0,0,0,0,0,0,0,0,0,0,0,0,0,0,0,0,0,0,0,0,0,0,0]
[null,null,null,null,null,null,null,null,null,0,1,1000,1000,1000,0,0,0,0,0,0,0,0,0,0,0,0,0,0,0,0,0,0,0,0,0,0,0,0,0,0,0]
[null,null,null,null,null,null,null,null,null,0,1,1000,1000,1000,0,0,0,0,0,0,0,0,0,0,0,0,0,0,0,0,0,0,0,0,0,0,0,0,0,0,0]
[null,null,null,null,null,null,null,null,null,0,1,1000,1000,1000,0,0,0,0,0,0,0,0,0,0,0,0,0,0,0,0,0,0,0,0,0,0,0,0,0,0,0]
[null,null,null,null,null,null,null,null,null,0,1,1000,1000,1000,0,0,0,0,0,0,0,0,0,0,0,0,0,0,0,0,0,0,0,0,0,0,0,0,0,0,0]
[null,null,null,null,null,null,null,null,null,0,1,1000,1000,1000,0,0,0,0,0,0,0,0,0,0,0,0,0,0,0,0,0,0,0,0,0,0,0,0,0,0,0]
[null,null,null,null,null,null,null,null,null,0,1,1000,1000,1000,0,0,0,0,0,0,0,0,0,0,0,0,0,0,0,0,0,0,0,0,0,0,0,0,0,0,0]
[null,null,null,null,null,null,null,null,null,0,1,1000,1000,1000,0,0,0,0,0,0,0,0,0,0,0,0,0,0,0,0,0,0,0,0,0,0,0,0,0,0,0]
[null,null,null,null,null,null,null,null,null,0,1,1000,1000,1000,0,0,0,0,0,0,0,0,0,0,0,0,0,0,0,0,0,0,0,0,0,0,0,0,0,0,0]
[null,null,null,null,null,null,null,null,null,0,1,1000,1000,1000,0,0,0,0,0,0,0,0,0,0,0,0,0,0,0,0,0,0,0,0,0,0,0,0,0,0,0]
[null,null,null,null,null,null,null,null,null,0,1,1000,1000,1000,0,0,0,0,0,0,0,0,0,0,0,0,0,0,0,0,0,0,0,0,0,0,0,0,0,0,0]
[null,null,null,null,null,null,null,null,null,0,1,1000,1000,1000,0,0,0,0,0,0,0,0,0,0,0,0,0,0,0,0,0,0,0,0,0,0,0,0,0,0,0]
[null,null,null,null,null,null,null,null,null,0,1,1000,1000,1000,0,0,0,0,0,0,0,0,0,0,0,0,0,0,0,0,0,0,0,0,0,0,0,0,0,0,0]
[null,null,null,null,null,null,null,null,null,0,1,1000,1000,1000,0,0,0,0,0,0,0,0,0,0,0,0,0,0,0,0,0,0,0,0,0,0,0,0,0,0,0]
[null,null,null,null,null,null,null,null,null,0,1,1000,1000,1000,0,0,0,0,0,0,0,0,0,0,0,0,0,0,0,0,0,0,0,0,0,0,0,0,0,0,0]
[null,null,null,null,null,null,null,null,null,0,1,1000,1000,1000,0,0,0,0,0,0,0,0,0,0,0,0,0,0,0,0,0,0,0,0,0,0,0,0,0,0,0]
[null,null,null,null,null,null,null,null,null,{"$f":"+$J$1*H68","v":0},1,1000,1000,1000,0,0,0,0,0,0,0,0,0,0,0,0,0,0,0,0,0,0,0,0,0,0,0,0,0,0,0]
[null,null,null,null,null,null,null,null,null,0,1,1000,1000,1000,0,0,0,0,0,0,0,0,0,0,0,0,0,0,0,0,0,0,0,0,0,0,0,0,0,0,0]
[null,null,null,null,null,null,null,null,null,0,1,1000,1000,1000,0,0,0,0,0,0,0,0,0,0,0,0,0,0,0,0,0,0,0,0,0,0,0,0,0,0,0]
[null,null,null,null,null,null,null,null,null,0,1,1000,1000,1000,0,0,0,0,0,0,0,0,0,0,0,0,0,0,0,0,0,0,0,0,0,0,0,0,0,0,0]
[null,null,null,null,null,null,null,null,null,0,1,1000,1000,1000,0,0,0,0,0,0,0,0,0,0,0,0,0,0,0,0,0,0,0,0,0,0,0,0,0,0,0]
[null,null,null,null,null,null,null,null,null,0,1,1000,1000,1000,0,0,0,0,0,0,0,0,0,0,0,0,0,0,0,0,0,0,0,0,0,0,0,0,0,0,0]
[null,null,null,null,null,null,null,null,null,0,1,1000,1000,1000,0,0,0,0,0,0,0,0,0,0,0,0,0,0,0,0,0,0,0,0,0,0,0,0,0,0,0]
[null,null,null,null,null,null,null,null,null,0,1,1000,1000,1000,0,0,0,0,0,0,0,0,0,0,0,0,0,0,0,0,0,0,0,0,0,0,0,0,0,0,0]
[null,null,null,null,null,null,null,null,null,0,1,1000,1000,1000,0,0,0,0,0,0,0,0,0,0,0,0,0,0,0,0,0,0,0,0,0,0,0,0,0,0,0]
[null,null,null,null,null,null,null,null,null,0,1,1000,1000,1000,0,0,0,0,0,0,0,0,0,0,0,0,0,0,0,0,0,0,0,0,0,0,0,0,0,0,0]
[null,null,null,null,null,null,null,null,null,0,1,1000,1000,1000,0,0,0,0,0,0,0,0,0,0,0,0,0,0,0,0,0,0,0,0,0,0,0,0,0,0,0]
[null,null,null,null,null,null,null,null,null,0,1,1000,1000,1000,0,0,0,0,0,0,0,0,0,0,0,0,0,0,0,0,0,0,0,0,0,0,0,0,0,0,0]
[null,null,null,null,null,null,null,null,null,0,1,1000,1000,1000,0,0,0,0,0,0,0,0,0,0,0,0,0,0,0,0,0,0,0,0,0,0,0,0,0,0,0]
[null,null,null,null,null,null,null,null,null,0,1,1000,1000,1000,0,0,0,0,0,0,0,0,0,0,0,0,0,0,0,0,0,0,0,0,0,0,0,0,0,0,0]
[null,null,null,null,null,null,null,null,null,0,1,1000,1000,1000,0,0,0,0,0,0,0,0,0,0,0,0,0,0,0,0,0,0,0,0,0,0,0,0,0,0,0]
[null,null,null,null,null,null,null,null,null,0,1,1000,1000,1000,0,0,0,0,0,0,0,0,0,0,0,0,0,0,0,0,0,0,0,0,0,0,0,0,0,0,0]
[null,null,null,null,null,null,null,null,null,0,1,1000,1000,1000,0,0,0,0,0,0,0,0,0,0,0,0,0,0,0,0,0,0,0,0,0,0,0,0,0,0,0]
[null,null,null,null,null,null,null,null,null,0,1,1000,1000,1000,0,0,0,0,0,0,0,0,0,0,0,0,0,0,0,0,0,0,0,0,0,0,0,0,0,0,0]
[null,null,null,null,null,null,null,null,null,0,1,1000,1000,1000,0,0,0,0,0,0,0,0,0,0,0,0,0,0,0,0,0,0,0,0,0,0,0,0,0,0,0]
[null,null,null,null,null,null,null,null,null,0,1,1000,1000,1000,0,0,0,0,0,0,0,0,0,0,0,0,0,0,0,0,0,0,0,0,0,0,0,0,0,0,0]
[null,null,null,null,null,null,null,null,null,0,1,1000,1000,1000,0,0,0,0,0,0,0,0,0,0,0,0,0,0,0,0,0,0,0,0,0,0,0,0,0,0,0]
[null,null,null,null,null,null,null,null,null,0,1,1000,1000,1000,0,0,0,0,0,0,0,0,0,0,0,0,0,0,0,0,0,0,0,0,0,0,0,0,0,0,0]
[null,null,null,null,null,null,null,null,null,0,1,1000,1000,1000,0,0,0,0,0,0,0,0,0,0,0,0,0,0,0,0,0,0,0,0,0,0,0,0,0,0,0]
[null,null,null,null,null,null,null,null,null,0,1,1000,1000,1000,0,0,0,0,0,0,0,0,0,0,0,0,0,0,0,0,0,0,0,0,0,0,0,0,0,0,0]
[null,null,null,null,null,null,null,null,null,0,1,1000,1000,1000,0,0,0,0,0,0,0,0,0,0,0,0,0,0,0,0,0,0,0,0,0,0,0,0,0,0,0]
[null,null,null,null,null,null,null,null,null,0,1,1000,1000,1000,0,0,0,0,0,0,0,0,0,0,0,0,0,0,0,0,0,0,0,0,0,0,0,0,0,0,0]
[null,null,null,null,null,null,null,null,null,0,1,1000,1000,1000,0,0,0,0,0,0,0,0,0,0,0,0,0,0,0,0,0,0,0,0,0,0,0,0,0,0,0]
[null,null,null,null,null,null,null,null,null,0,1,1000,1000,1000,0,0,0,0,0,0,0,0,0,0,0,0,0,0,0,0,0,0,0,0,0,0,0,0,0,0,0]
[null,null,null,null,null,null,null,null,null,0,1,1000,1000,1000,0,0,0,0,0,0,0,0,0,0,0,0,0,0,0,0,0,0,0,0,0,0,0,0,0,0,0]
[null,null,null,null,null,null,null,null,null,0,1,1000,1000,1000,0,0,0,0,0,0,0,0,0,0,0,0,0,0,0,0,0,0,0,0,0,0,0,0,0,0,0]
[null,null,null,null,null,null,null,null,null,0,1,1000,1000,1000,0,0,0,0,0,0,0,0,0,0,0,0,0,0,0,0,0,0,0,0,0,0,0,0,0,0,0]
[null,null,null,null,null,null,null,null,null,0,1,1000,1000,1000,0,0,0,0,0,0,0,0,0,0,0,0,0,0,0,0,0,0,0,0,0,0,0,0,0,0,0]
[null,null,null,null,null,null,null,null,null,0,1,1000,1000,1000,0,0,0,0,0,0,0,0,0,0,0,0,0,0,0,0,0,0,0,0,0,0,0,0,0,0,0]
[null,null,null,null,null,null,null,null,null,0,1,1000,1000,1000,0,0,0,0,0,0,0,0,0,0,0,0,0,0,0,0,0,0,0,0,0,0,0,0,0,0,0]
[null,null,null,null,null,null,null,null,null,0,1,1000,1000,1000,0,0,0,0,0,0,0,0,0,0,0,0,0,0,0,0,0,0,0,0,0,0,0,0,0,0,0]
[null,null,null,null,null,null,null,null,null,0,1,1000,1000,1000,0,0,0,0,0,0,0,0,0,0,0,0,0,0,0,0,0,0,0,0,0,0,0,0,0,0,0]
[null,null,null,null,null,null,null,null,null,0,1,1000,1000,1000,0,0,0,0,0,0,0,0,0,0,0,0,0,0,0,0,0,0,0,0,0,0,0,0,0,0,0]
[null,null,null,null,null,null,null,null,null,0,1,1000,1000,1000,0,0,0,0,0,0,0,0,0,0,0,0,0,0,0,0,0,0,0,0,0,0,0,0,0,0,0]
[null,null,null,null,null,null,null,null,null,0,1,1000,1000,1000,0,0,0,0,0,0,0,0,0,0,0,0,0,0,0,0,0,0,0,0,0,0,0,0,0,0,0]
[null,null,null,null,null,null,null,null,null,0,1,1000,1000,1000,0,0,0,0,0,0,0,0,0,0,0,0,0,0,0,0,0,0,0,0,0,0,0,0,0,0,0]
[null,null,null,null,null,null,null,null,null,0,1,1000,1000,1000,0,0,0,0,0,0,0,0,0,0,0,0,0,0,0,0,0,0,0,0,0,0,0,0,0,0,0]
[null,null,null,null,null,null,null,null,null,0,1,1000,1000,1000,0,0,0,0,0,0,0,0,0,0,0,0,0,0,0,0,0,0,0,0,0,0,0,0,0,0,0]
[null,null,null,null,null,null,null,null,null,0,1,1000,1000,1000,0,0,0,0,0,0,0,0,0,0,0,0,0,0,0,0,0,0,0,0,0,0,0,0,0,0,0]
[null,null,null,null,null,null,null,null,null,0,1,1000,1000,1000,0,0,0,0,0,0,0,0,0,0,0,0,0,0,0,0,0,0,0,0,0,0,0,0,0,0,0]
[null,null,null,null,null,null,null,null,null,0,1,1000,1000,1000,0,0,0,0,0,0,0,0,0,0,0,0,0,0,0,0,0,0,0,0,0,0,0,0,0,0,0]
[null,null,null,null,null,null,null,null,null,0,1,1000,1000,1000,0,0,0,0,0,0,0,0,0,0,0,0,0,0,0,0,0,0,0,0,0,0,0,0,0,0,0]
[null,null,null,null,null,null,null,null,null,0,1,1000,1000,1000,0,0,0,0,0,0,0,0,0,0,0,0,0,0,0,0,0,0,0,0,0,0,0,0,0,0,0]
[null,null,null,null,null,null,null,null,null,0,1,1000,1000,1000,0,0,0,0,0,0,0,0,0,0,0,0,0,0,0,0,0,0,0,0,0,0,0,0,0,0,0]
[null,null,null,null,null,null,null,null,null,0,1,1000,1000,1000,0,0,0,0,0,0,0,0,0,0,0,0,0,0,0,0,0,0,0,0,0,0,0,0,0,0,0]
[null,null,null,null,null,null,null,null,null,0,1,1000,1000,1000,0,0,0,0,0,0,0,0,0,0,0,0,0,0,0,0,0,0,0,0,0,0,0,0,0,0,0]
[null,null,null,null,null,null,null,null,null,0,1,1000,1000,1000,0,0,0,0,0,0,0,0,0,0,0,0,0,0,0,0,0,0,0,0,0,0,0,0,0,0,0]
[null,null,null,null,null,null,null,null,null,0,1,1000,1000,1000,0,0,0,0,0,0,0,0,0,0,0,0,0,0,0,0,0,0,0,0,0,0,0,0,0,0,0]
[null,null,null,null,null,null,null,null,null,0,1,1000,1000,1000,0,0,0,0,0,0,0,0,0,0,0,0,0,0,0,0,0,0,0,0,0,0,0,0,0,0,0]
[null,null,null,null,null,null,null,null,null,0,1,1000,1000,1000,0,0,0,0,0,0,0,0,0,0,0,0,0,0,0,0,0,0,0,0,0,0,0,0,0,0,0]
[null,null,null,null,null,null,null,null,null,0,1,1000,1000,1000,0,0,0,0,0,0,0,0,0,0,0,0,0,0,0,0,0,0,0,0,0,0,0,0,0,0,0]
[null,null,null,null,null,null,null,null,null,0,1,1000,1000,1000,0,0,0,0,0,0,0,0,0,0,0,0,0,0,0,0,0,0,0,0,0,0,0,0,0,0,0]
[null,null,null,null,null,null,null,null,null,0,1,1000,1000,1000,0,0,0,0,0,0,0,0,0,0,0,0,0,0,0,0,0,0,0,0,0,0,0,0,0,0,0]
[null,null,null,null,null,null,null,null,null,0,1,1000,1000,1000,0,0,0,0,0,0,0,0,0,0,0,0,0,0,0,0,0,0,0,0,0,0,0,0,0,0,0]
[null,null,null,null,null,null,null,null,null,0,1,1000,1000,1000,0,0,0,0,0,0,0,0,0,0,0,0,0,0,0,0,0,0,0,0,0,0,0,0,0,0,0]
[null,null,null,null,null,null,null,null,null,0,1,1000,1000,1000,0,0,0,0,0,0,0,0,0,0,0,0,0,0,0,0,0,0,0,0,0,0,0,0,0,0,0]
[null,null,null,null,null,null,null,null,null,0,1,1000,1000,1000,0,0,0,0,0,0,0,0,0,0,0,0,0,0,0,0,0,0,0,0,0,0,0,0,0,0,0]
[null,null,null,null,null,null,null,null,null,0,1,1000,1000,1000,0,0,0,0,0,0,0,0,0,0,0,0,0,0,0,0,0,0,0,0,0,0,0,0,0,0,0]
[null,null,null,null,null,null,null,null,null,0,1,1000,1000,1000,0,0,0,0,0,0,0,0,0,0,0,0,0,0,0,0,0,0,0,0,0,0,0,0,0,0,0]
[null,null,null,null,null,null,null,null,null,0,1,1000,1000,1000,0,0,0,0,0,0,0,0,0,0,0,0,0,0,0,0,0,0,0,0,0,0,0,0,0,0,0]
[null,null,null,null,null,null,null,null,null,{"$f":"+$J$1*H132","v":0},1,1000,1000,1000,0,0,0,0,0,0,0,0,0,0,0,0,0,0,0,0,0,0,0,0,0,0,0,0,0,0,0]
[null,null,null,null,null,null,null,null,null,0,1,1000,1000,1000,0,0,0,0,0,0,0,0,0,0,0,0,0,0,0,0,0,0,0,0,0,0,0,0,0,0,0]
[null,null,null,null,null,null,null,null,null,0,1,1000,1000,1000,0,0,0,0,0,0,0,0,0,0,0,0,0,0,0,0,0,0,0,0,0,0,0,0,0,0,0]
[null,null,null,null,null,null,null,null,null,0,1,1000,1000,1000,0,0,0,0,0,0,0,0,0,0,0,0,0,0,0,0,0,0,0,0,0,0,0,0,0,0,0]
[null,null,null,null,null,null,null,null,null,0,1,1000,1000,1000,0,0,0,0,0,0,0,0,0,0,0,0,0,0,0,0,0,0,0,0,0,0,0,0,0,0,0]
[null,null,null,null,null,null,null,null,null,0,1,1000,1000,1000,0,0,0,0,0,0,0,0,0,0,0,0,0,0,0,0,0,0,0,0,0,0,0,0,0,0,0]
[null,null,null,null,null,null,null,null,null,0,1,1000,1000,1000,0,0,0,0,0,0,0,0,0,0,0,0,0,0,0,0,0,0,0,0,0,0,0,0,0,0,0]
[null,null,null,null,null,null,null,null,null,0,1,1000,1000,1000,0,0,0,0,0,0,0,0,0,0,0,0,0,0,0,0,0,0,0,0,0,0,0,0,0,0,0]
[null,null,null,null,null,null,null,null,null,0,1,1000,1000,1000,0,0,0,0,0,0,0,0,0,0,0,0,0,0,0,0,0,0,0,0,0,0,0,0,0,0,0]
[null,null,null,null,null,null,null,null,null,0,1,1000,1000,1000,0,0,0,0,0,0,0,0,0,0,0,0,0,0,0,0,0,0,0,0,0,0,0,0,0,0,0]
[null,null,null,null,null,null,null,null,null,0,1,1000,1000,1000,0,0,0,0,0,0,0,0,0,0,0,0,0,0,0,0,0,0,0,0,0,0,0,0,0,0,0]
[null,null,null,null,null,null,null,null,null,0,1,1000,1000,1000,0,0,0,0,0,0,0,0,0,0,0,0,0,0,0,0,0,0,0,0,0,0,0,0,0,0,0]
[null,null,null,null,null,null,null,null,null,0,1,1000,1000,1000,0,0,0,0,0,0,0,0,0,0,0,0,0,0,0,0,0,0,0,0,0,0,0,0,0,0,0]
[null,null,null,null,null,null,null,null,null,0,1,1000,1000,1000,0,0,0,0,0,0,0,0,0,0,0,0,0,0,0,0,0,0,0,0,0,0,0,0,0,0,0]
[null,null,null,null,null,null,null,null,null,0,1,1000,1000,1000,0,0,0,0,0,0,0,0,0,0,0,0,0,0,0,0,0,0,0,0,0,0,0,0,0,0,0]
[null,null,null,null,null,null,null,null,null,0,1,1000,1000,1000,0,0,0,0,0,0,0,0,0,0,0,0,0,0,0,0,0,0,0,0,0,0,0,0,0,0,0]
[null,null,null,null,null,null,null,null,null,0,1,1000,1000,1000,0,0,0,0,0,0,0,0,0,0,0,0,0,0,0,0,0,0,0,0,0,0,0,0,0,0,0]
[null,null,null,null,null,null,null,null,null,0,1,1000,1000,1000,0,0,0,0,0,0,0,0,0,0,0,0,0,0,0,0,0,0,0,0,0,0,0,0,0,0,0]
[null,null,null,null,null,null,null,null,null,0,1,1000,1000,1000,0,0,0,0,0,0,0,0,0,0,0,0,0,0,0,0,0,0,0,0,0,0,0,0,0,0,0]
[null,null,null,null,null,null,null,null,null,0,1,1000,1000,1000,0,0,0,0,0,0,0,0,0,0,0,0,0,0,0,0,0,0,0,0,0,0,0,0,0,0,0]
[null,null,null,null,null,null,null,null,null,0,1,1000,1000,1000,0,0,0,0,0,0,0,0,0,0,0,0,0,0,0,0,0,0,0,0,0,0,0,0,0,0,0]
[null,null,null,null,null,null,null,null,null,0,1,1000,1000,1000,0,0,0,0,0,0,0,0,0,0,0,0,0,0,0,0,0,0,0,0,0,0,0,0,0,0,0]
[null,null,null,null,null,null,null,null,null,0,1,1000,1000,1000,0,0,0,0,0,0,0,0,0,0,0,0,0,0,0,0,0,0,0,0,0,0,0,0,0,0,0]
[null,null,null,null,null,null,null,null,null,0,1,1000,1000,1000,0,0,0,0,0,0,0,0,0,0,0,0,0,0,0,0,0,0,0,0,0,0,0,0,0,0,0]
[null,null,null,null,null,null,null,null,null,0,1,1000,1000,1000,0,0,0,0,0,0,0,0,0,0,0,0,0,0,0,0,0,0,0,0,0,0,0,0,0,0,0]
[null,null,null,null,null,null,null,null,null,0,1,1000,1000,1000,0,0,0,0,0,0,0,0,0,0,0,0,0,0,0,0,0,0,0,0,0,0,0,0,0,0,0]
[null,null,null,null,null,null,null,null,null,0,1,1000,1000,1000,0,0,0,0,0,0,0,0,0,0,0,0,0,0,0,0,0,0,0,0,0,0,0,0,0,0,0]
[null,null,null,null,null,null,null,null,null,0,1,1000,1000,1000,0,0,0,0,0,0,0,0,0,0,0,0,0,0,0,0,0,0,0,0,0,0,0,0,0,0,0]
[null,null,null,null,null,null,null,null,null,0,1,1000,1000,1000,0,0,0,0,0,0,0,0,0,0,0,0,0,0,0,0,0,0,0,0,0,0,0,0,0,0,0]
[null,null,null,null,null,null,null,null,null,0,1,1000,1000,1000,0,0,0,0,0,0,0,0,0,0,0,0,0,0,0,0,0,0,0,0,0,0,0,0,0,0,0]
[null,null,null,null,null,null,null,null,null,0,1,1000,1000,1000,0,0,0,0,0,0,0,0,0,0,0,0,0,0,0,0,0,0,0,0,0,0,0,0,0,0,0]
[null,null,null,null,null,null,null,null,null,0,1,1000,1000,1000,0,0,0,0,0,0,0,0,0,0,0,0,0,0,0,0,0,0,0,0,0,0,0,0,0,0,0]
[null,null,null,null,null,null,null,null,null,0,1,1000,1000,1000,0,0,0,0,0,0,0,0,0,0,0,0,0,0,0,0,0,0,0,0,0,0,0,0,0,0,0]
[null,null,null,null,null,null,null,null,null,0,1,1000,1000,1000,0,0,0,0,0,0,0,0,0,0,0,0,0,0,0,0,0,0,0,0,0,0,0,0,0,0,0]
[null,null,null,null,null,null,null,null,null,0,1,1000,1000,1000,0,0,0,0,0,0,0,0,0,0,0,0,0,0,0,0,0,0,0,0,0,0,0,0,0,0,0]
[null,null,null,null,null,null,null,null,null,0,1,1000,1000,1000,0,0,0,0,0,0,0,0,0,0,0,0,0,0,0,0,0,0,0,0,0,0,0,0,0,0,0]
[null,null,null,null,null,null,null,null,null,0,1,1000,1000,1000,0,0,0,0,0,0,0,0,0,0,0,0,0,0,0,0,0,0,0,0,0,0,0,0,0,0,0]
[null,null,null,null,null,null,null,null,null,0,1,1000,1000,1000,0,0,0,0,0,0,0,0,0,0,0,0,0,0,0,0,0,0,0,0,0,0,0,0,0,0,0]
[null,null,null,null,null,null,null,null,null,0,1,1000,1000,1000,0,0,0,0,0,0,0,0,0,0,0,0,0,0,0,0,0,0,0,0,0,0,0,0,0,0,0]
[null,null,null,null,null,null,null,null,null,0,1,1000,1000,1000,0,0,0,0,0,0,0,0,0,0,0,0,0,0,0,0,0,0,0,0,0,0,0,0,0,0,0]
[null,null,null,null,null,null,null,null,null,0,1,1000,1000,1000,0,0,0,0,0,0,0,0,0,0,0,0,0,0,0,0,0,0,0,0,0,0,0,0,0,0,0]
[null,null,null,null,null,null,null,null,null,0,1,1000,1000,1000,0,0,0,0,0,0,0,0,0,0,0,0,0,0,0,0,0,0,0,0,0,0,0,0,0,0,0]
[null,null,null,null,null,null,null,null,null,0,1,1000,1000,1000,0,0,0,0,0,0,0,0,0,0,0,0,0,0,0,0,0,0,0,0,0,0,0,0,0,0,0]
[null,null,null,null,null,null,null,null,null,0,1,1000,1000,1000,0,0,0,0,0,0,0,0,0,0,0,0,0,0,0,0,0,0,0,0,0,0,0,0,0,0,0]
[null,null,null,null,null,null,null,null,null,0,1,1000,1000,1000,0,0,0,0,0,0,0,0,0,0,0,0,0,0,0,0,0,0,0,0,0,0,0,0,0,0,0]
[null,null,null,null,null,null,null,null,null,0,1,1000,1000,1000,0,0,0,0,0,0,0,0,0,0,0,0,0,0,0,0,0,0,0,0,0,0,0,0,0,0,0]
[null,null,null,null,null,null,null,null,null,0,1,1000,1000,1000,0,0,0,0,0,0,0,0,0,0,0,0,0,0,0,0,0,0,0,0,0,0,0,0,0,0,0]
[null,null,null,null,null,null,null,null,null,0,1,1000,1000,1000,0,0,0,0,0,0,0,0,0,0,0,0,0,0,0,0,0,0,0,0,0,0,0,0,0,0,0]
[null,null,null,null,null,null,null,null,null,0,1,1000,1000,1000,0,0,0,0,0,0,0,0,0,0,0,0,0,0,0,0,0,0,0,0,0,0,0,0,0,0,0]
[null,null,null,null,null,null,null,null,null,0,1,1000,1000,1000,0,0,0,0,0,0,0,0,0,0,0,0,0,0,0,0,0,0,0,0,0,0,0,0,0,0,0]
[null,null,null,null,null,null,null,null,null,0,1,1000,1000,1000,0,0,0,0,0,0,0,0,0,0,0,0,0,0,0,0,0,0,0,0,0,0,0,0,0,0,0]
[null,null,null,null,null,null,null,null,null,0,1,1000,1000,1000,0,0,0,0,0,0,0,0,0,0,0,0,0,0,0,0,0,0,0,0,0,0,0,0,0,0,0]
[null,null,null,null,null,null,null,null,null,0,1,1000,1000,1000,0,0,0,0,0,0,0,0,0,0,0,0,0,0,0,0,0,0,0,0,0,0,0,0,0,0,0]
[null,null,null,null,null,null,null,null,null,0,1,1000,1000,1000,0,0,0,0,0,0,0,0,0,0,0,0,0,0,0,0,0,0,0,0,0,0,0,0,0,0,0]
[null,null,null,null,null,null,null,null,null,0,1,1000,1000,1000,0,0,0,0,0,0,0,0,0,0,0,0,0,0,0,0,0,0,0,0,0,0,0,0,0,0,0]
[null,null,null,null,null,null,null,null,null,0,1,1000,1000,1000,0,0,0,0,0,0,0,0,0,0,0,0,0,0,0,0,0,0,0,0,0,0,0,0,0,0,0]
[null,null,null,null,null,null,null,null,null,0,1,1000,1000,1000,0,0,0,0,0,0,0,0,0,0,0,0,0,0,0,0,0,0,0,0,0,0,0,0,0,0,0]
[null,null,null,null,null,null,null,null,null,0,1,1000,1000,1000,0,0,0,0,0,0,0,0,0,0,0,0,0,0,0,0,0,0,0,0,0,0,0,0,0,0,0]
[null,null,null,null,null,null,null,null,null,0,1,1000,1000,1000,0,0,0,0,0,0,0,0,0,0,0,0,0,0,0,0,0,0,0,0,0,0,0,0,0,0,0]
[null,null,null,null,null,null,null,null,null,0,1,1000,1000,1000,0,0,0,0,0,0,0,0,0,0,0,0,0,0,0,0,0,0,0,0,0,0,0,0,0,0,0]
[null,null,null,null,null,null,null,null,null,0,1,1000,1000,1000,0,0,0,0,0,0,0,0,0,0,0,0,0,0,0,0,0,0,0,0,0,0,0,0,0,0,0]
[null,null,null,null,null,null,null,null,null,0,1,1000,1000,1000,0,0,0,0,0,0,0,0,0,0,0,0,0,0,0,0,0,0,0,0,0,0,0,0,0,0,0]
[null,null,null,null,null,null,null,null,null,0,1,1000,1000,1000,0,0,0,0,0,0,0,0,0,0,0,0,0,0,0,0,0,0,0,0,0,0,0,0,0,0,0]
[null,null,null,null,null,null,null,null,null,0,1,1000,1000,1000,0,0,0,0,0,0,0,0,0,0,0,0,0,0,0,0,0,0,0,0,0,0,0,0,0,0,0]
[null,null,null,null,null,null,null,null,null,{"$f":"+$J$1*H196","v":0},1,1000,1000,1000,0,0,0,0,0,0,0,0,0,0,0,0,0,0,0,0,0,0,0,0,0,0,0,0,0,0,0]
[null,null,null,null,null,null,null,null,null,0,1,1000,1000,1000,0,0,0,0,0,0,0,0,0,0,0,0,0,0,0,0,0,0,0,0,0,0,0,0,0,0,0]
[null,null,null,null,null,null,null,null,null,0,1,1000,1000,1000,0,0,0,0,0,0,0,0,0,0,0,0,0,0,0,0,0,0,0,0,0,0,0,0,0,0,0]
[null,null,null,null,null,null,null,null,null,0,1,1000,1000,1000,0,0,0,0,0,0,0,0,0,0,0,0,0,0,0,0,0,0,0,0,0,0,0,0,0,0,0]
[null,null,null,null,null,null,null,null,null,0,1,1000,1000,1000,0,0,0,0,0,0,0,0,0,0,0,0,0,0,0,0,0,0,0,0,0,0,0,0,0,0,0]
[null,null,null,null,null,null,null,null,null,0,1,1000,1000,1000,0,0,0,0,0,0,0,0,0,0,0,0,0,0,0,0,0,0,0,0,0,0,0,0,0,0,0]
[null,null,null,null,null,null,null,null,null,0,1,1000,1000,1000,0,0,0,0,0,0,0,0,0,0,0,0,0,0,0,0,0,0,0,0,0,0,0,0,0,0,0]
[null,null,null,null,null,null,null,null,null,0,1,1000,1000,1000,0,0,0,0,0,0,0,0,0,0,0,0,0,0,0,0,0,0,0,0,0,0,0,0,0,0,0]
[null,null,null,null,null,null,null,null,null,0,1,1000,1000,1000,0,0,0,0,0,0,0,0,0,0,0,0,0,0,0,0,0,0,0,0,0,0,0,0,0,0,0]
[null,null,null,null,null,null,null,null,null,0,1,1000,1000,1000,0,0,0,0,0,0,0,0,0,0,0,0,0,0,0,0,0,0,0,0,0,0,0,0,0,0,0]
[null,null,null,null,null,null,null,null,null,0,1,1000,1000,1000,0,0,0,0,0,0,0,0,0,0,0,0,0,0,0,0,0,0,0,0,0,0,0,0,0,0,0]
[null,null,null,null,null,null,null,null,null,0,1,1000,1000,1000,0,0,0,0,0,0,0,0,0,0,0,0,0,0,0,0,0,0,0,0,0,0,0,0,0,0,0]
[null,null,null,null,null,null,null,null,null,0,1,1000,1000,1000,0,0,0,0,0,0,0,0,0,0,0,0,0,0,0,0,0,0,0,0,0,0,0,0,0,0,0]
[null,null,null,null,null,null,null,null,null,0,1,1000,1000,1000,0,0,0,0,0,0,0,0,0,0,0,0,0,0,0,0,0,0,0,0,0,0,0,0,0,0,0]
[null,null,null,null,null,null,null,null,null,0,1,1000,1000,1000,0,0,0,0,0,0,0,0,0,0,0,0,0,0,0,0,0,0,0,0,0,0,0,0,0,0,0]
[null,null,null,null,null,null,null,null,null,0,1,1000,1000,1000,0,0,0,0,0,0,0,0,0,0,0,0,0,0,0,0,0,0,0,0,0,0,0,0,0,0,0]
[null,null,null,null,null,null,null,null,null,0,1,1000,1000,1000,0,0,0,0,0,0,0,0,0,0,0,0,0,0,0,0,0,0,0,0,0,0,0,0,0,0,0]
[null,null,null,null,null,null,null,null,null,0,1,1000,1000,1000,0,0,0,0,0,0,0,0,0,0,0,0,0,0,0,0,0,0,0,0,0,0,0,0,0,0,0]
[null,null,null,null,null,null,null,null,null,0,1,1000,1000,1000,0,0,0,0,0,0,0,0,0,0,0,0,0,0,0,0,0,0,0,0,0,0,0,0,0,0,0]
[null,null,null,null,null,null,null,null,null,0,1,1000,1000,1000,0,0,0,0,0,0,0,0,0,0,0,0,0,0,0,0,0,0,0,0,0,0,0,0,0,0,0]
[null,null,null,null,null,null,null,null,null,0,1,1000,1000,1000,0,0,0,0,0,0,0,0,0,0,0,0,0,0,0,0,0,0,0,0,0,0,0,0,0,0,0]
[null,null,null,null,null,null,null,null,null,0,1,1000,1000,1000,0,0,0,0,0,0,0,0,0,0,0,0,0,0,0,0,0,0,0,0,0,0,0,0,0,0,0]
[null,null,null,null,null,null,null,null,null,0,1,1000,1000,1000,0,0,0,0,0,0,0,0,0,0,0,0,0,0,0,0,0,0,0,0,0,0,0,0,0,0,0]
[null,null,null,null,null,null,null,null,null,0,1,1000,1000,1000,0,0,0,0,0,0,0,0,0,0,0,0,0,0,0,0,0,0,0,0,0,0,0,0,0,0,0]
[null,null,null,null,null,null,null,null,null,0,1,1000,1000,1000,0,0,0,0,0,0,0,0,0,0,0,0,0,0,0,0,0,0,0,0,0,0,0,0,0,0,0]
[null,null,null,null,null,null,null,null,null,0,1,1000,1000,1000,0,0,0,0,0,0,0,0,0,0,0,0,0,0,0,0,0,0,0,0,0,0,0,0,0,0,0]
[null,null,null,null,null,null,null,null,null,0,1,1000,1000,1000,0,0,0,0,0,0,0,0,0,0,0,0,0,0,0,0,0,0,0,0,0,0,0,0,0,0,0]
[null,null,null,null,null,null,null,null,null,0,1,1000,1000,1000,0,0,0,0,0,0,0,0,0,0,0,0,0,0,0,0,0,0,0,0,0,0,0,0,0,0,0]
[null,null,null,null,null,null,null,null,null,0,1,1000,1000,1000,0,0,0,0,0,0,0,0,0,0,0,0,0,0,0,0,0,0,0,0,0,0,0,0,0,0,0]
[null,null,null,null,null,null,null,null,null,0,1,1000,1000,1000,0,0,0,0,0,0,0,0,0,0,0,0,0,0,0,0,0,0,0,0,0,0,0,0,0,0,0]
[null,null,null,null,null,null,null,null,null,0,1,1000,1000,1000,0,0,0,0,0,0,0,0,0,0,0,0,0,0,0,0,0,0,0,0,0,0,0,0,0,0,0]
[null,null,null,null,null,null,null,null,null,0,1,1000,1000,1000,0,0,0,0,0,0,0,0,0,0,0,0,0,0,0,0,0,0,0,0,0,0,0,0,0,0,0]
[null,null,null,null,null,null,null,null,null,0,1,1000,1000,1000,0,0,0,0,0,0,0,0,0,0,0,0,0,0,0,0,0,0,0,0,0,0,0,0,0,0,0]
[null,null,null,null,null,null,null,null,null,0,1,1000,1000,1000,0,0,0,0,0,0,0,0,0,0,0,0,0,0,0,0,0,0,0,0,0,0,0,0,0,0,0]
[null,null,null,null,null,null,null,null,null,0,1,1000,1000,1000,0,0,0,0,0,0,0,0,0,0,0,0,0,0,0,0,0,0,0,0,0,0,0,0,0,0,0]
[null,null,null,null,null,null,null,null,null,0,1,1000,1000,1000,0,0,0,0,0,0,0,0,0,0,0,0,0,0,0,0,0,0,0,0,0,0,0,0,0,0,0]
[null,null,null,null,null,null,null,null,null,0,1,1000,1000,1000,0,0,0,0,0,0,0,0,0,0,0,0,0,0,0,0,0,0,0,0,0,0,0,0,0,0,0]
[null,null,null,null,null,null,null,null,null,0,1,1000,1000,1000,0,0,0,0,0,0,0,0,0,0,0,0,0,0,0,0,0,0,0,0,0,0,0,0,0,0,0]
[null,null,null,null,null,null,null,null,null,0,1,1000,1000,1000,0,0,0,0,0,0,0,0,0,0,0,0,0,0,0,0,0,0,0,0,0,0,0,0,0,0,0]
[null,null,null,null,null,null,null,null,null,0,1,1000,1000,1000,0,0,0,0,0,0,0,0,0,0,0,0,0,0,0,0,0,0,0,0,0,0,0,0,0,0,0]
[null,null,null,null,null,null,null,null,null,0,1,1000,1000,1000,0,0,0,0,0,0,0,0,0,0,0,0,0,0,0,0,0,0,0,0,0,0,0,0,0,0,0]
[null,null,null,null,null,null,null,null,null,0,1,1000,1000,1000,0,0,0,0,0,0,0,0,0,0,0,0,0,0,0,0,0,0,0,0,0,0,0,0,0,0,0]
[null,null,null,null,null,null,null,null,null,0,1,1000,1000,1000,0,0,0,0,0,0,0,0,0,0,0,0,0,0,0,0,0,0,0,0,0,0,0,0,0,0,0]
[null,null,null,null,null,null,null,null,null,0,1,1000,1000,1000,0,0,0,0,0,0,0,0,0,0,0,0,0,0,0,0,0,0,0,0,0,0,0,0,0,0,0]
[null,null,null,null,null,null,null,null,null,0,1,1000,1000,1000,0,0,0,0,0,0,0,0,0,0,0,0,0,0,0,0,0,0,0,0,0,0,0,0,0,0,0]
[null,null,null,null,null,null,null,null,null,0,1,1000,1000,1000,0,0,0,0,0,0,0,0,0,0,0,0,0,0,0,0,0,0,0,0,0,0,0,0,0,0,0]
[null,null,null,null,null,null,null,null,null,0,1,1000,1000,1000,0,0,0,0,0,0,0,0,0,0,0,0,0,0,0,0,0,0,0,0,0,0,0,0,0,0,0]
[null,null,null,null,null,null,null,null,null,0,1,1000,1000,1000,0,0,0,0,0,0,0,0,0,0,0,0,0,0,0,0,0,0,0,0,0,0,0,0,0,0,0]
[null,null,null,null,null,null,null,null,null,0,1,1000,1000,1000,0,0,0,0,0,0,0,0,0,0,0,0,0,0,0,0,0,0,0,0,0,0,0,0,0,0,0]
[null,null,null,null,null,null,null,null,null,0,1,1000,1000,1000,0,0,0,0,0,0,0,0,0,0,0,0,0,0,0,0,0,0,0,0,0,0,0,0,0,0,0]
[null,null,null,null,null,null,null,null,null,0,1,1000,1000,1000,0,0,0,0,0,0,0,0,0,0,0,0,0,0,0,0,0,0,0,0,0,0,0,0,0,0,0]
[null,null,null,null,null,null,null,null,null,0,1,1000,1000,1000,0,0,0,0,0,0,0,0,0,0,0,0,0,0,0,0,0,0,0,0,0,0,0,0,0,0,0]
[null,null,null,null,null,null,null,null,null,0,1,1000,1000,1000,0,0,0,0,0,0,0,0,0,0,0,0,0,0,0,0,0,0,0,0,0,0,0,0,0,0,0]
[null,null,null,null,null,null,null,null,null,0,1,1000,1000,1000,0,0,0,0,0,0,0,0,0,0,0,0,0,0,0,0,0,0,0,0,0,0,0,0,0,0,0]
[null,null,null,null,null,null,null,null,null,0,1,1000,1000,1000,0,0,0,0,0,0,0,0,0,0,0,0,0,0,0,0,0,0,0,0,0,0,0,0,0,0,0]
[null,null,null,null,null,null,null,null,null,0,1,1000,1000,1000,0,0,0,0,0,0,0,0,0,0,0,0,0,0,0,0,0,0,0,0,0,0,0,0,0,0,0]
[null,null,null,null,null,null,null,null,null,0,1,1000,1000,1000,0,0,0,0,0,0,0,0,0,0,0,0,0,0,0,0,0,0,0,0,0,0,0,0,0,0,0]
[null,null,null,null,null,null,null,null,null,0,1,1000,1000,1000,0,0,0,0,0,0,0,0,0,0,0,0,0,0,0,0,0,0,0,0,0,0,0,0,0,0,0]
[null,null,null,null,null,null,null,null,null,0,1,1000,1000,1000,0,0,0,0,0,0,0,0,0,0,0,0,0,0,0,0,0,0,0,0,0,0,0,0,0,0,0]
[null,null,null,null,null,null,null,null,null,0,1,1000,1000,1000,0,0,0,0,0,0,0,0,0,0,0,0,0,0,0,0,0,0,0,0,0,0,0,0,0,0,0]
[null,null,null,null,null,null,null,null,null,0,1,1000,1000,1000,0,0,0,0,0,0,0,0,0,0,0,0,0,0,0,0,0,0,0,0,0,0,0,0,0,0,0]
[null,null,null,null,null,null,null,null,null,0,1,1000,1000,1000,0,0,0,0,0,0,0,0,0,0,0,0,0,0,0,0,0,0,0,0,0,0,0,0,0,0,0]
[null,null,null,null,null,null,null,null,null,0,1,1000,1000,1000,0,0,0,0,0,0,0,0,0,0,0,0,0,0,0,0,0,0,0,0,0,0,0,0,0,0,0]
[null,null,null,null,null,null,null,null,null,0,1,1000,1000,1000,0,0,0,0,0,0,0,0,0,0,0,0,0,0,0,0,0,0,0,0,0,0,0,0,0,0,0]
[null,null,null,null,null,null,null,null,null,{"$f":"+$J$1*H260","v":0},1,1000,1000,1000,0,0,0,0,0,0,0,0,0,0,0,0,0,0,0,0,0,0,0,0,0,0,0,0,0,0,0]
[null,null,null,null,null,null,null,null,null,0,1,1000,1000,1000,0,0,0,0,0,0,0,0,0,0,0,0,0,0,0,0,0,0,0,0,0,0,0,0,0,0,0]
[null,null,null,null,null,null,null,null,null,0,1,1000,1000,1000,0,0,0,0,0,0,0,0,0,0,0,0,0,0,0,0,0,0,0,0,0,0,0,0,0,0,0]
[null,null,null,null,null,null,null,null,null,0,1,1000,1000,1000,0,0,0,0,0,0,0,0,0,0,0,0,0,0,0,0,0,0,0,0,0,0,0,0,0,0,0]
[null,null,null,null,null,null,null,null,null,0,1,1000,1000,1000,0,0,0,0,0,0,0,0,0,0,0,0,0,0,0,0,0,0,0,0,0,0,0,0,0,0,0]
[null,null,null,null,null,null,null,null,null,0,1,1000,1000,1000,0,0,0,0,0,0,0,0,0,0,0,0,0,0,0,0,0,0,0,0,0,0,0,0,0,0,0]
[null,null,null,null,null,null,null,null,null,0,1,1000,1000,1000,0,0,0,0,0,0,0,0,0,0,0,0,0,0,0,0,0,0,0,0,0,0,0,0,0,0,0]
[null,null,null,null,null,null,null,null,null,0,1,1000,1000,1000,0,0,0,0,0,0,0,0,0,0,0,0,0,0,0,0,0,0,0,0,0,0,0,0,0,0,0]
[null,null,null,null,null,null,null,null,null,0,1,1000,1000,1000,0,0,0,0,0,0,0,0,0,0,0,0,0,0,0,0,0,0,0,0,0,0,0,0,0,0,0]
[null,null,null,null,null,null,null,null,null,0,1,1000,1000,1000,0,0,0,0,0,0,0,0,0,0,0,0,0,0,0,0,0,0,0,0,0,0,0,0,0,0,0]
[null,null,null,null,null,null,null,null,null,0,1,1000,1000,1000,0,0,0,0,0,0,0,0,0,0,0,0,0,0,0,0,0,0,0,0,0,0,0,0,0,0,0]
[null,null,null,null,null,null,null,null,null,0,1,1000,1000,1000,0,0,0,0,0,0,0,0,0,0,0,0,0,0,0,0,0,0,0,0,0,0,0,0,0,0,0]
[null,null,null,null,null,null,null,null,null,0,1,1000,1000,1000,0,0,0,0,0,0,0,0,0,0,0,0,0,0,0,0,0,0,0,0,0,0,0,0,0,0,0]
[null,null,null,null,null,null,null,null,null,0,1,1000,1000,1000,0,0,0,0,0,0,0,0,0,0,0,0,0,0,0,0,0,0,0,0,0,0,0,0,0,0,0]
[null,null,null,null,null,null,null,null,null,0,1,1000,1000,1000,0,0,0,0,0,0,0,0,0,0,0,0,0,0,0,0,0,0,0,0,0,0,0,0,0,0,0]
[null,null,null,null,null,null,null,null,null,0,1,1000,1000,1000,0,0,0,0,0,0,0,0,0,0,0,0,0,0,0,0,0,0,0,0,0,0,0,0,0,0,0]
[null,null,null,null,null,null,null,null,null,0,1,1000,1000,1000,0,0,0,0,0,0,0,0,0,0,0,0,0,0,0,0,0,0,0,0,0,0,0,0,0,0,0]
[null,null,null,null,null,null,null,null,null,0,1,1000,1000,1000,0,0,0,0,0,0,0,0,0,0,0,0,0,0,0,0,0,0,0,0,0,0,0,0,0,0,0]
[null,null,null,null,null,null,null,null,null,0,1,1000,1000,1000,0,0,0,0,0,0,0,0,0,0,0,0,0,0,0,0,0,0,0,0,0,0,0,0,0,0,0]
[null,null,null,null,null,null,null,null,null,0,1,1000,1000,1000,0,0,0,0,0,0,0,0,0,0,0,0,0,0,0,0,0,0,0,0,0,0,0,0,0,0,0]
[null,null,null,null,null,null,null,null,null,0,1,1000,1000,1000,0,0,0,0,0,0,0,0,0,0,0,0,0,0,0,0,0,0,0,0,0,0,0,0,0,0,0]
[null,null,null,null,null,null,null,null,null,0,1,1000,1000,1000,0,0,0,0,0,0,0,0,0,0,0,0,0,0,0,0,0,0,0,0,0,0,0,0,0,0,0]
[null,null,null,null,null,null,null,null,null,0,1,1000,1000,1000,0,0,0,0,0,0,0,0,0,0,0,0,0,0,0,0,0,0,0,0,0,0,0,0,0,0,0]
[null,null,null,null,null,null,null,null,null,0,1,1000,1000,1000,0,0,0,0,0,0,0,0,0,0,0,0,0,0,0,0,0,0,0,0,0,0,0,0,0,0,0]
[null,null,null,null,null,null,null,null,null,0,1,1000,1000,1000,0,0,0,0,0,0,0,0,0,0,0,0,0,0,0,0,0,0,0,0,0,0,0,0,0,0,0]
[null,null,null,null,null,null,null,null,null,0,1,1000,1000,1000,0,0,0,0,0,0,0,0,0,0,0,0,0,0,0,0,0,0,0,0,0,0,0,0,0,0,0]
[null,null,null,null,null,null,null,null,null,0,1,1000,1000,1000,0,0,0,0,0,0,0,0,0,0,0,0,0,0,0,0,0,0,0,0,0,0,0,0,0,0,0]
[null,null,null,null,null,null,null,null,null,0,1,1000,1000,1000,0,0,0,0,0,0,0,0,0,0,0,0,0,0,0,0,0,0,0,0,0,0,0,0,0,0,0]
[null,null,null,null,null,null,null,null,null,0,1,1000,1000,1000,0,0,0,0,0,0,0,0,0,0,0,0,0,0,0,0,0,0,0,0,0,0,0,0,0,0,0]
[null,null,null,null,null,null,null,null,null,0,1,1000,1000,1000,0,0,0,0,0,0,0,0,0,0,0,0,0,0,0,0,0,0,0,0,0,0,0,0,0,0,0]
[null,null,null,null,null,null,null,null,null,0,1,1000,1000,1000,0,0,0,0,0,0,0,0,0,0,0,0,0,0,0,0,0,0,0,0,0,0,0,0,0,0,0]
[null,null,null,null,null,null,null,null,null,0,1,1000,1000,1000,0,0,0,0,0,0,0,0,0,0,0,0,0,0,0,0,0,0,0,0,0,0,0,0,0,0,0]
[null,null,null,null,null,null,null,null,null,0,1,1000,1000,1000,0,0,0,0,0,0,0,0,0,0,0,0,0,0,0,0,0,0,0,0,0,0,0,0,0,0,0]
[null,null,null,null,null,null,null,null,null,0,1,1000,1000,1000,0,0,0,0,0,0,0,0,0,0,0,0,0,0,0,0,0,0,0,0,0,0,0,0,0,0,0]
[null,null,null,null,null,null,null,null,null,0,1,1000,1000,1000,0,0,0,0,0,0,0,0,0,0,0,0,0,0,0,0,0,0,0,0,0,0,0,0,0,0,0]
[null,null,null,null,null,null,null,null,null,0,1,1000,1000,1000,0,0,0,0,0,0,0,0,0,0,0,0,0,0,0,0,0,0,0,0,0,0,0,0,0,0,0]
[null,null,null,null,null,null,null,null,null,0,1,1000,1000,1000,0,0,0,0,0,0,0,0,0,0,0,0,0,0,0,0,0,0,0,0,0,0,0,0,0,0,0]
[null,null,null,null,null,null,null,null,null,0,1,1000,1000,1000,0,0,0,0,0,0,0,0,0,0,0,0,0,0,0,0,0,0,0,0,0,0,0,0,0,0,0]
[null,null,null,null,null,null,null,null,null,0,1,1000,1000,1000,0,0,0,0,0,0,0,0,0,0,0,0,0,0,0,0,0,0,0,0,0,0,0,0,0,0,0]
[null,null,null,null,null,null,null,null,null,0,1,1000,1000,1000,0,0,0,0,0,0,0,0,0,0,0,0,0,0,0,0,0,0,0,0,0,0,0,0,0,0,0]
[null,null,null,null,null,null,null,null,null,0,1,1000,1000,1000,0,0,0,0,0,0,0,0,0,0,0,0,0,0,0,0,0,0,0,0,0,0,0,0,0,0,0]
[null,null,null,null,null,null,null,null,null,0,1,1000,1000,1000,0,0,0,0,0,0,0,0,0,0,0,0,0,0,0,0,0,0,0,0,0,0,0,0,0,0,0]
[null,null,null,null,null,null,null,null,null,0,1,1000,1000,1000,0,0,0,0,0,0,0,0,0,0,0,0,0,0,0,0,0,0,0,0,0,0,0,0,0,0,0]
[null,null,null,null,null,null,null,null,null,0,1,1000,1000,1000,0,0,0,0,0,0,0,0,0,0,0,0,0,0,0,0,0,0,0,0,0,0,0,0,0,0,0]
[null,null,null,null,null,null,null,null,null,0,1,1000,1000,1000,0,0,0,0,0,0,0,0,0,0,0,0,0,0,0,0,0,0,0,0,0,0,0,0,0,0,0]
[null,null,null,null,null,null,null,null,null,0,1,1000,1000,1000,0,0,0,0,0,0,0,0,0,0,0,0,0,0,0,0,0,0,0,0,0,0,0,0,0,0,0]
[null,null,null,null,null,null,null,null,null,0,1,1000,1000,1000,0,0,0,0,0,0,0,0,0,0,0,0,0,0,0,0,0,0,0,0,0,0,0,0,0,0,0]
[null,null,null,null,null,null,null,null,null,0,1,1000,1000,1000,0,0,0,0,0,0,0,0,0,0,0,0,0,0,0,0,0,0,0,0,0,0,0,0,0,0,0]
[null,null,null,null,null,null,null,null,null,0,1,1000,1000,1000,0,0,0,0,0,0,0,0,0,0,0,0,0,0,0,0,0,0,0,0,0,0,0,0,0,0,0]
[null,null,null,null,null,null,null,null,null,0,1,1000,1000,1000,0,0,0,0,0,0,0,0,0,0,0,0,0,0,0,0,0,0,0,0,0,0,0,0,0,0,0]
[null,null,null,null,null,null,null,null,null,0,1,1000,1000,1000,0,0,0,0,0,0,0,0,0,0,0,0,0,0,0,0,0,0,0,0,0,0,0,0,0,0,0]
[null,null,null,null,null,null,null,null,null,0,1,1000,1000,1000,0,0,0,0,0,0,0,0,0,0,0,0,0,0,0,0,0,0,0,0,0,0,0,0,0,0,0]
[null,null,null,null,null,null,null,null,null,0,1,1000,1000,1000,0,0,0,0,0,0,0,0,0,0,0,0,0,0,0,0,0,0,0,0,0,0,0,0,0,0,0]
[null,null,null,null,null,null,null,null,null,0,1,1000,1000,1000,0,0,0,0,0,0,0,0,0,0,0,0,0,0,0,0,0,0,0,0,0,0,0,0,0,0,0]
[null,null,null,null,null,null,null,null,null,0,1,1000,1000,1000,0,0,0,0,0,0,0,0,0,0,0,0,0,0,0,0,0,0,0,0,0,0,0,0,0,0,0]
[null,null,null,null,null,null,null,null,null,0,1,1000,1000,1000,0,0,0,0,0,0,0,0,0,0,0,0,0,0,0,0,0,0,0,0,0,0,0,0,0,0,0]
[null,null,null,null,null,null,null,null,null,0,1,1000,1000,1000,0,0,0,0,0,0,0,0,0,0,0,0,0,0,0,0,0,0,0,0,0,0,0,0,0,0,0]
[null,null,null,null,null,null,null,null,null,0,1,1000,1000,1000,0,0,0,0,0,0,0,0,0,0,0,0,0,0,0,0,0,0,0,0,0,0,0,0,0,0,0]
[null,null,null,null,null,null,null,null,null,0,1,1000,1000,1000,0,0,0,0,0,0,0,0,0,0,0,0,0,0,0,0,0,0,0,0,0,0,0,0,0,0,0]
[null,null,null,null,null,null,null,null,null,0,1,1000,1000,1000,0,0,0,0,0,0,0,0,0,0,0,0,0,0,0,0,0,0,0,0,0,0,0,0,0,0,0]
[null,null,null,null,null,null,null,null,null,0,1,1000,1000,1000,0,0,0,0,0,0,0,0,0,0,0,0,0,0,0,0,0,0,0,0,0,0,0,0,0,0,0]
[null,null,null,null,null,null,null,null,null,0,1,1000,1000,1000,0,0,0,0,0,0,0,0,0,0,0,0,0,0,0,0,0,0,0,0,0,0,0,0,0,0,0]
[null,null,null,null,null,null,null,null,null,0,1,1000,1000,1000,0,0,0,0,0,0,0,0,0,0,0,0,0,0,0,0,0,0,0,0,0,0,0,0,0,0,0]
[null,null,null,null,null,null,null,null,null,0,1,1000,1000,1000,0,0,0,0,0,0,0,0,0,0,0,0,0,0,0,0,0,0,0,0,0,0,0,0,0,0,0]
[null,null,null,null,null,null,null,null,null,{"$f":"+$J$1*H324","v":0},1,1000,1000,1000,0,0,0,0,0,0,0,0,0,0,0,0,0,0,0,0,0,0,0,0,0,0,0,0,0,0,0]
[null,null,null,null,null,null,null,null,null,0,1,1000,1000,1000,0,0,0,0,0,0,0,0,0,0,0,0,0,0,0,0,0,0,0,0,0,0,0,0,0,0,0]
[null,null,null,null,null,null,null,null,null,0,1,1000,1000,1000,0,0,0,0,0,0,0,0,0,0,0,0,0,0,0,0,0,0,0,0,0,0,0,0,0,0,0]
[null,null,null,null,null,null,null,null,null,0,1,1000,1000,1000,0,0,0,0,0,0,0,0,0,0,0,0,0,0,0,0,0,0,0,0,0,0,0,0,0,0,0]
[null,null,null,null,null,null,null,null,null,0,1,1000,1000,1000,0,0,0,0,0,0,0,0,0,0,0,0,0,0,0,0,0,0,0,0,0,0,0,0,0,0,0]
[null,null,null,null,null,null,null,null,null,0,1,1000,1000,1000,0,0,0,0,0,0,0,0,0,0,0,0,0,0,0,0,0,0,0,0,0,0,0,0,0,0,0]
[null,null,null,null,null,null,null,null,null,0,1,1000,1000,1000,0,0,0,0,0,0,0,0,0,0,0,0,0,0,0,0,0,0,0,0,0,0,0,0,0,0,0]
[null,null,null,null,null,null,null,null,null,0,1,1000,1000,1000,0,0,0,0,0,0,0,0,0,0,0,0,0,0,0,0,0,0,0,0,0,0,0,0,0,0,0]
[null,null,null,null,null,null,null,null,null,0,1,1000,1000,1000,0,0,0,0,0,0,0,0,0,0,0,0,0,0,0,0,0,0,0,0,0,0,0,0,0,0,0]
[null,null,null,null,null,null,null,null,null,0,1,1000,1000,1000,0,0,0,0,0,0,0,0,0,0,0,0,0,0,0,0,0,0,0,0,0,0,0,0,0,0,0]
[null,null,null,null,null,null,null,null,null,0,1,1000,1000,1000,0,0,0,0,0,0,0,0,0,0,0,0,0,0,0,0,0,0,0,0,0,0,0,0,0,0,0]
[null,null,null,null,null,null,null,null,null,0,1,1000,1000,1000,0,0,0,0,0,0,0,0,0,0,0,0,0,0,0,0,0,0,0,0,0,0,0,0,0,0,0]
[null,null,null,null,null,null,null,null,null,0,1,1000,1000,1000,0,0,0,0,0,0,0,0,0,0,0,0,0,0,0,0,0,0,0,0,0,0,0,0,0,0,0]
[null,null,null,null,null,null,null,null,null,0,1,1000,1000,1000,0,0,0,0,0,0,0,0,0,0,0,0,0,0,0,0,0,0,0,0,0,0,0,0,0,0,0]
[null,null,null,null,null,null,null,null,null,0,1,1000,1000,1000,0,0,0,0,0,0,0,0,0,0,0,0,0,0,0,0,0,0,0,0,0,0,0,0,0,0,0]
[null,null,null,null,null,null,null,null,null,0,1,1000,1000,1000,0,0,0,0,0,0,0,0,0,0,0,0,0,0,0,0,0,0,0,0,0,0,0,0,0,0,0]
[null,null,null,null,null,null,null,null,null,0,1,1000,1000,1000,0,0,0,0,0,0,0,0,0,0,0,0,0,0,0,0,0,0,0,0,0,0,0,0,0,0,0]
[null,null,null,null,null,null,null,null,null,0,1,1000,1000,1000,0,0,0,0,0,0,0,0,0,0,0,0,0,0,0,0,0,0,0,0,0,0,0,0,0,0,0]
[null,null,null,null,null,null,null,null,null,0,1,1000,1000,1000,0,0,0,0,0,0,0,0,0,0,0,0,0,0,0,0,0,0,0,0,0,0,0,0,0,0,0]
[null,null,null,null,null,null,null,null,null,0,1,1000,1000,1000,0,0,0,0,0,0,0,0,0,0,0,0,0,0,0,0,0,0,0,0,0,0,0,0,0,0,0]
[null,null,null,null,null,null,null,null,null,0,1,1000,1000,1000,0,0,0,0,0,0,0,0,0,0,0,0,0,0,0,0,0,0,0,0,0,0,0,0,0,0,0]
[null,null,null,null,null,null,null,null,null,0,1,1000,1000,1000,0,0,0,0,0,0,0,0,0,0,0,0,0,0,0,0,0,0,0,0,0,0,0,0,0,0,0]
[null,null,null,null,null,null,null,null,null,0,1,1000,1000,1000,0,0,0,0,0,0,0,0,0,0,0,0,0,0,0,0,0,0,0,0,0,0,0,0,0,0,0]
[null,null,null,null,null,null,null,null,null,0,1,1000,1000,1000,0,0,0,0,0,0,0,0,0,0,0,0,0,0,0,0,0,0,0,0,0,0,0,0,0,0,0]
[null,null,null,null,null,null,null,null,null,0,1,1000,1000,1000,0,0,0,0,0,0,0,0,0,0,0,0,0,0,0,0,0,0,0,0,0,0,0,0,0,0,0]
[null,null,null,null,null,null,null,null,null,0,1,1000,1000,1000,0,0,0,0,0,0,0,0,0,0,0,0,0,0,0,0,0,0,0,0,0,0,0,0,0,0,0]
[null,null,null,null,null,null,null,null,null,0,1,1000,1000,1000,0,0,0,0,0,0,0,0,0,0,0,0,0,0,0,0,0,0,0,0,0,0,0,0,0,0,0]
[null,null,null,null,null,null,null,null,null,0,1,1000,1000,1000,0,0,0,0,0,0,0,0,0,0,0,0,0,0,0,0,0,0,0,0,0,0,0,0,0,0,0]
[null,null,null,null,null,null,null,null,null,0,1,1000,1000,1000,0,0,0,0,0,0,0,0,0,0,0,0,0,0,0,0,0,0,0,0,0,0,0,0,0,0,0]
[null,null,null,null,null,null,null,null,null,0,1,1000,1000,1000,0,0,0,0,0,0,0,0,0,0,0,0,0,0,0,0,0,0,0,0,0,0,0,0,0,0,0]
[null,null,null,null,null,null,null,null,null,0,1,1000,1000,1000,0,0,0,0,0,0,0,0,0,0,0,0,0,0,0,0,0,0,0,0,0,0,0,0,0,0,0]
[null,null,null,null,null,null,null,null,null,0,1,1000,1000,1000,0,0,0,0,0,0,0,0,0,0,0,0,0,0,0,0,0,0,0,0,0,0,0,0,0,0,0]
[null,null,null,null,null,null,null,null,null,0,1,1000,1000,1000,0,0,0,0,0,0,0,0,0,0,0,0,0,0,0,0,0,0,0,0,0,0,0,0,0,0,0]
[null,null,null,null,null,null,null,null,null,0,1,1000,1000,1000,0,0,0,0,0,0,0,0,0,0,0,0,0,0,0,0,0,0,0,0,0,0,0,0,0,0,0]
[null,null,null,null,null,null,null,null,null,0,1,1000,1000,1000,0,0,0,0,0,0,0,0,0,0,0,0,0,0,0,0,0,0,0,0,0,0,0,0,0,0,0]
[null,null,null,null,null,null,null,null,null,0,1,1000,1000,1000,0,0,0,0,0,0,0,0,0,0,0,0,0,0,0,0,0,0,0,0,0,0,0,0,0,0,0]
[null,null,null,null,null,null,null,null,null,0,1,1000,1000,1000,0,0,0,0,0,0,0,0,0,0,0,0,0,0,0,0,0,0,0,0,0,0,0,0,0,0,0]
[null,null,null,null,null,null,null,null,null,0,1,1000,1000,1000,0,0,0,0,0,0,0,0,0,0,0,0,0,0,0,0,0,0,0,0,0,0,0,0,0,0,0]
[null,null,null,null,null,null,null,null,null,0,1,1000,1000,1000,0,0,0,0,0,0,0,0,0,0,0,0,0,0,0,0,0,0,0,0,0,0,0,0,0,0,0]
[null,null,null,null,null,null,null,null,null,0,1,1000,1000,1000,0,0,0,0,0,0,0,0,0,0,0,0,0,0,0,0,0,0,0,0,0,0,0,0,0,0,0]
[null,null,null,null,null,null,null,null,null,0,1,1000,1000,1000,0,0,0,0,0,0,0,0,0,0,0,0,0,0,0,0,0,0,0,0,0,0,0,0,0,0,0]
[null,null,null,null,null,null,null,null,null,0,1,1000,1000,1000,0,0,0,0,0,0,0,0,0,0,0,0,0,0,0,0,0,0,0,0,0,0,0,0,0,0,0]
[null,null,null,null,null,null,null,null,null,0,1,1000,1000,1000,0,0,0,0,0,0,0,0,0,0,0,0,0,0,0,0,0,0,0,0,0,0,0,0,0,0,0]
[null,null,null,null,null,null,null,null,null,0,1,1000,1000,1000,0,0,0,0,0,0,0,0,0,0,0,0,0,0,0,0,0,0,0,0,0,0,0,0,0,0,0]
[null,null,null,null,null,null,null,null,null,0,1,1000,1000,1000,0,0,0,0,0,0,0,0,0,0,0,0,0,0,0,0,0,0,0,0,0,0,0,0,0,0,0]
[null,null,null,null,null,null,null,null,null,0,1,1000,1000,1000,0,0,0,0,0,0,0,0,0,0,0,0,0,0,0,0,0,0,0,0,0,0,0,0,0,0,0]
[null,null,null,null,null,null,null,null,null,0,1,1000,1000,1000,0,0,0,0,0,0,0,0,0,0,0,0,0,0,0,0,0,0,0,0,0,0,0,0,0,0,0]
[null,null,null,null,null,null,null,null,null,0,1,1000,1000,1000,0,0,0,0,0,0,0,0,0,0,0,0,0,0,0,0,0,0,0,0,0,0,0,0,0,0,0]
[null,null,null,null,null,null,null,null,null,0,1,1000,1000,1000,0,0,0,0,0,0,0,0,0,0,0,0,0,0,0,0,0,0,0,0,0,0,0,0,0,0,0]
[null,null,null,null,null,null,null,null,null,0,1,1000,1000,1000,0,0,0,0,0,0,0,0,0,0,0,0,0,0,0,0,0,0,0,0,0,0,0,0,0,0,0]
[null,null,null,null,null,null,null,null,null,0,1,1000,1000,1000,0,0,0,0,0,0,0,0,0,0,0,0,0,0,0,0,0,0,0,0,0,0,0,0,0,0,0]
[null,null,null,null,null,null,null,null,null,0,1,1000,1000,1000,0,0,0,0,0,0,0,0,0,0,0,0,0,0,0,0,0,0,0,0,0,0,0,0,0,0,0]
[null,null,null,null,null,null,null,null,null,0,1,1000,1000,1000,0,0,0,0,0,0,0,0,0,0,0,0,0,0,0,0,0,0,0,0,0,0,0,0,0,0,0]
[null,null,null,null,null,null,null,null,null,0,1,1000,1000,1000,0,0,0,0,0,0,0,0,0,0,0,0,0,0,0,0,0,0,0,0,0,0,0,0,0,0,0]
[null,null,null,null,null,null,null,null,null,0,1,1000,1000,1000,0,0,0,0,0,0,0,0,0,0,0,0,0,0,0,0,0,0,0,0,0,0,0,0,0,0,0]
[null,null,null,null,null,null,null,null,null,0,1,1000,1000,1000,0,0,0,0,0,0,0,0,0,0,0,0,0,0,0,0,0,0,0,0,0,0,0,0,0,0,0]
[null,null,null,null,null,null,null,null,null,0,1,1000,1000,1000,0,0,0,0,0,0,0,0,0,0,0,0,0,0,0,0,0,0,0,0,0,0,0,0,0,0,0]
[null,null,null,null,null,null,null,null,null,0,1,1000,1000,1000,0,0,0,0,0,0,0,0,0,0,0,0,0,0,0,0,0,0,0,0,0,0,0,0,0,0,0]
[null,null,null,null,null,null,null,null,null,0,1,1000,1000,1000,0,0,0,0,0,0,0,0,0,0,0,0,0,0,0,0,0,0,0,0,0,0,0,0,0,0,0]
[null,null,null,null,null,null,null,null,null,0,1,1000,1000,1000,0,0,0,0,0,0,0,0,0,0,0,0,0,0,0,0,0,0,0,0,0,0,0,0,0,0,0]
[null,null,null,null,null,null,null,null,null,0,1,1000,1000,1000,0,0,0,0,0,0,0,0,0,0,0,0,0,0,0,0,0,0,0,0,0,0,0,0,0,0,0]
[null,null,null,null,null,null,null,null,null,0,1,1000,1000,1000,0,0,0,0,0,0,0,0,0,0,0,0,0,0,0,0,0,0,0,0,0,0,0,0,0,0,0]
[null,null,null,null,null,null,null,null,null,0,1,1000,1000,1000,0,0,0,0,0,0,0,0,0,0,0,0,0,0,0,0,0,0,0,0,0,0,0,0,0,0,0]
[null,null,null,null,null,null,null,null,null,0,1,1000,1000,1000,0,0,0,0,0,0,0,0,0,0,0,0,0,0,0,0,0,0,0,0,0,0,0,0,0,0,0]
[null,null,null,null,null,null,null,null,null,0,1,1000,1000,1000,0,0,0,0,0,0,0,0,0,0,0,0,0,0,0,0,0,0,0,0,0,0,0,0,0,0,0]
[null,null,null,null,null,null,null,null,null,0,1,1000,1000,1000,0,0,0,0,0,0,0,0,0,0,0,0,0,0,0,0,0,0,0,0,0,0,0,0,0,0,0]
[null,null,null,null,null,null,null,null,null,0,1,1000,1000,1000,0,0,0,0,0,0,0,0,0,0,0,0,0,0,0,0,0,0,0,0,0,0,0,0,0,0,0]
[null,null,null,null,null,null,null,null,null,0,1,1000,1000,1000,0,0,0,0,0,0,0,0,0,0,0,0,0,0,0,0,0,0,0,0,0,0,0,0,0,0,0]
[null,null,null,null,null,null,null,null,null,0,1,1000,1000,1000,0,0,0,0,0,0,0,0,0,0,0,0,0,0,0,0,0,0,0,0,0,0,0,0,0,0,0]
[null,null,null,null,null,null,null,null,null,0,1,1000,1000,1000,0,0,0,0,0,0,0,0,0,0,0,0,0,0,0,0,0,0,0,0,0,0,0,0,0,0,0]
[null,null,null,null,null,null,null,null,null,0,1,1000,1000,1000,0,0,0,0,0,0,0,0,0,0,0,0,0,0,0,0,0,0,0,0,0,0,0,0,0,0,0]
[null,null,null,null,null,null,null,null,null,0,1,1000,1000,1000,0,0,0,0,0,0,0,0,0,0,0,0,0,0,0,0,0,0,0,0,0,0,0,0,0,0,0]
[null,null,null,null,null,null,null,null,null,0,1,1000,1000,1000,0,0,0,0,0,0,0,0,0,0,0,0,0,0,0,0,0,0,0,0,0,0,0,0,0,0,0]
[null,null,null,null,null,null,null,null,null,0,1,1000,1000,1000,0,0,0,0,0,0,0,0,0,0,0,0,0,0,0,0,0,0,0,0,0,0,0,0,0,0,0]
[null,null,null,null,null,null,null,null,null,0,1,1000,1000,1000,0,0,0,0,0,0,0,0,0,0,0,0,0,0,0,0,0,0,0,0,0,0,0,0,0,0,0]
[null,null,null,null,null,null,null,null,null,0,1,1000,1000,1000,0,0,0,0,0,0,0,0,0,0,0,0,0,0,0,0,0,0,0,0,0,0,0,0,0,0,0]
[null,null,null,null,null,null,null,null,null,0,1,1000,1000,1000,0,0,0,0,0,0,0,0,0,0,0,0,0,0,0,0,0,0,0,0,0,0,0,0,0,0,0]
[null,null,null,null,null,null,null,null,null,0,1,1000,1000,1000,0,0,0,0,0,0,0,0,0,0,0,0,0,0,0,0,0,0,0,0,0,0,0,0,0,0,0]
[null,null,null,null,null,null,null,null,null,0,1,1000,1000,1000,0,0,0,0,0,0,0,0,0,0,0,0,0,0,0,0,0,0,0,0,0,0,0,0,0,0,0]
[null,null,null,null,null,null,null,null,null,0,1,1000,1000,1000,0,0,0,0,0,0,0,0,0,0,0,0,0,0,0,0,0,0,0,0,0,0,0,0,0,0,0]
[null,null,null,null,null,null,null,null,null,0,1,1000,1000,1000,0,0,0,0,0,0,0,0,0,0,0,0,0,0,0,0,0,0,0,0,0,0,0,0,0,0,0]
[null,null,null,null,null,null,null,null,null,0,1,1000,1000,1000,0,0,0,0,0,0,0,0,0,0,0,0,0,0,0,0,0,0,0,0,0,0,0,0,0,0,0]
[null,null,null,null,null,null,null,null,null,0,1,1000,1000,1000,0,0,0,0,0,0,0,0,0,0,0,0,0,0,0,0,0,0,0,0,0,0,0,0,0,0,0]
[null,null,null,null,null,null,null,null,null,0,1,1000,1000,1000,0,0,0,0,0,0,0,0,0,0,0,0,0,0,0,0,0,0,0,0,0,0,0,0,0,0,0]
[null,null,null,null,null,null,null,null,null,0,1,1000,1000,1000,0,0,0,0,0,0,0,0,0,0,0,0,0,0,0,0,0,0,0,0,0,0,0,0,0,0,0]
[null,null,null,null,null,null,null,null,null,0,1,1000,1000,1000,0,0,0,0,0,0,0,0,0,0,0,0,0,0,0,0,0,0,0,0,0,0,0,0,0,0,0]
[null,null,null,null,null,null,null,null,null,0,1,1000,1000,1000,0,0,0,0,0,0,0,0,0,0,0,0,0,0,0,0,0,0,0,0,0,0,0,0,0,0,0]
[null,null,null,null,null,null,null,null,null,0,1,1000,1000,1000,0,0,0,0,0,0,0,0,0,0,0,0,0,0,0,0,0,0,0,0,0,0,0,0,0,0,0]
[null,null,null,null,null,null,null,null,null,0,1,1000,1000,1000,0,0,0,0,0,0,0,0,0,0,0,0,0,0,0,0,0,0,0,0,0,0,0,0,0,0,0]
[null,null,null,null,null,null,null,null,null,0,1,1000,1000,1000,0,0,0,0,0,0,0,0,0,0,0,0,0,0,0,0,0,0,0,0,0,0,0,0,0,0,0]
[null,null,null,null,null,null,null,null,null,0,1,1000,1000,1000,0,0,0,0,0,0,0,0,0,0,0,0,0,0,0,0,0,0,0,0,0,0,0,0,0,0,0]
[null,null,null,null,null,null,null,null,null,0,1,1000,1000,1000,0,0,0,0,0,0,0,0,0,0,0,0,0,0,0,0,0,0,0,0,0,0,0,0,0,0,0]
[null,null,null,null,null,null,null,null,null,0,1,1000,1000,1000,0,0,0,0,0,0,0,0,0,0,0,0,0,0,0,0,0,0,0,0,0,0,0,0,0,0,0]
[null,null,null,null,null,null,null,null,null,0,1,1000,1000,1000,0,0,0,0,0,0,0,0,0,0,0,0,0,0,0,0,0,0,0,0,0,0,0,0,0,0,0]
[null,null,null,null,null,null,null,null,null,0,1,1000,1000,1000,0,0,0,0,0,0,0,0,0,0,0,0,0,0,0,0,0,0,0,0,0,0,0,0,0,0,0]
[null,null,null,null,null,null,null,null,null,0,1,1000,1000,1000,0,0,0,0,0,0,0,0,0,0,0,0,0,0,0,0,0,0,0,0,0,0,0,0,0,0,0]
[null,null,null,null,null,null,null,null,null,0,1,1000,1000,1000,0,0,0,0,0,0,0,0,0,0,0,0,0,0,0,0,0,0,0,0,0,0,0,0,0,0,0]
[null,null,null,null,null,null,null,null,null,0,1,1000,1000,1000,0,0,0,0,0,0,0,0,0,0,0,0,0,0,0,0,0,0,0,0,0,0,0,0,0,0,0]
[null,null,null,null,null,null,null,null,null,0,1,1000,1000,1000,0,0,0,0,0,0,0,0,0,0,0,0,0,0,0,0,0,0,0,0,0,0,0,0,0,0,0]
[null,null,null,null,null,null,null,null,null,0,1,1000,1000,1000,0,0,0,0,0,0,0,0,0,0,0,0,0,0,0,0,0,0,0,0,0,0,0,0,0,0,0]
[null,null,null,null,null,null,null,null,null,0,1,1000,1000,1000,0,0,0,0,0,0,0,0,0,0,0,0,0,0,0,0,0,0,0,0,0,0,0,0,0,0,0]
[null,null,null,null,null,null,null,null,null,0,1,1000,1000,1000,0,0,0,0,0,0,0,0,0,0,0,0,0,0,0,0,0,0,0,0,0,0,0,0,0,0,0]
[null,null,null,null,null,null,null,null,null,0,1,1000,1000,1000,0,0,0,0,0,0,0,0,0,0,0,0,0,0,0,0,0,0,0,0,0,0,0,0,0,0,0]
[null,null,null,null,null,null,null,null,null,0,1,1000,1000,1000,0,0,0,0,0,0,0,0,0,0,0,0,0,0,0,0,0,0,0,0,0,0,0,0,0,0,0]
[null,null,null,null,null,null,null,null,null,0,1,1000,1000,1000,0,0,0,0,0,0,0,0,0,0,0,0,0,0,0,0,0,0,0,0,0,0,0,0,0,0,0]
[null,null,null,null,null,null,null,null,null,0,1,1000,1000,1000,0,0,0,0,0,0,0,0,0,0,0,0,0,0,0,0,0,0,0,0,0,0,0,0,0,0,0]
[null,null,null,null,null,null,null,null,null,0,1,1000,1000,1000,0,0,0,0,0,0,0,0,0,0,0,0,0,0,0,0,0,0,0,0,0,0,0,0,0,0,0]
[null,null,null,null,null,null,null,null,null,0,1,1000,1000,1000,0,0,0,0,0,0,0,0,0,0,0,0,0,0,0,0,0,0,0,0,0,0,0,0,0,0,0]
[null,null,null,null,null,null,null,null,null,0,1,1000,1000,1000,0,0,0,0,0,0,0,0,0,0,0,0,0,0,0,0,0,0,0,0,0,0,0,0,0,0,0]
[null,null,null,null,null,null,null,null,null,0,1,1000,1000,1000,0,0,0,0,0,0,0,0,0,0,0,0,0,0,0,0,0,0,0,0,0,0,0,0,0,0,0]
[null,null,null,null,null,null,null,null,null,0,1,1000,1000,1000,0,0,0,0,0,0,0,0,0,0,0,0,0,0,0,0,0,0,0,0,0,0,0,0,0,0,0]
[null,null,null,null,null,null,null,null,null,0,1,1000,1000,1000,0,0,0,0,0,0,0,0,0,0,0,0,0,0,0,0,0,0,0,0,0,0,0,0,0,0,0]
[null,null,null,null,null,null,null,null,null,0,1,1000,1000,1000,0,0,0,0,0,0,0,0,0,0,0,0,0,0,0,0,0,0,0,0,0,0,0,0,0,0,0]
[null,null,null,null,null,null,null,null,null,0,1,1000,1000,1000,0,0,0,0,0,0,0,0,0,0,0,0,0,0,0,0,0,0,0,0,0,0,0,0,0,0,0]
[null,null,null,null,null,null,null,null,null,0,1,1000,1000,1000,0,0,0,0,0,0,0,0,0,0,0,0,0,0,0,0,0,0,0,0,0,0,0,0,0,0,0]
[null,null,null,null,null,null,null,null,null,0,1,1000,1000,1000,0,0,0,0,0,0,0,0,0,0,0,0,0,0,0,0,0,0,0,0,0,0,0,0,0,0,0]
[null,null,null,null,null,null,null,null,null,0,1,1000,1000,1000,0,0,0,0,0,0,0,0,0,0,0,0,0,0,0,0,0,0,0,0,0,0,0,0,0,0,0]
[null,null,null,null,null,null,null,null,null,0,1,1000,1000,1000,0,0,0,0,0,0,0,0,0,0,0,0,0,0,0,0,0,0,0,0,0,0,0,0,0,0,0]
[null,null,null,null,null,null,null,null,null,0,1,1000,1000,1000,0,0,0,0,0,0,0,0,0,0,0,0,0,0,0,0,0,0,0,0,0,0,0,0,0,0,0]
[null,null,null,null,null,null,null,null,null,0,1,1000,1000,1000,0,0,0,0,0,0,0,0,0,0,0,0,0,0,0,0,0,0,0,0,0,0,0,0,0,0,0]
[null,null,null,null,null,null,null,null,null,0,1,1000,1000,1000,0,0,0,0,0,0,0,0,0,0,0,0,0,0,0,0,0,0,0,0,0,0,0,0,0,0,0]
[null,null,null,null,null,null,null,null,null,0,1,1000,1000,1000,0,0,0,0,0,0,0,0,0,0,0,0,0,0,0,0,0,0,0,0,0,0,0,0,0,0,0]
[null,null,null,null,null,null,null,null,null,0,1,1000,1000,1000,0,0,0,0,0,0,0,0,0,0,0,0,0,0,0,0,0,0,0,0,0,0,0,0,0,0,0]
[null,null,null,null,null,null,null,null,null,0,1,1000,1000,1000,0,0,0,0,0,0,0,0,0,0,0,0,0,0,0,0,0,0,0,0,0,0,0,0,0,0,0]
[null,null,null,null,null,null,null,null,null,0,1,1000,1000,1000,0,0,0,0,0,0,0,0,0,0,0,0,0,0,0,0,0,0,0,0,0,0,0,0,0,0,0]
[null,null,null,null,null,null,null,null,null,0,1,1000,1000,1000,0,0,0,0,0,0,0,0,0,0,0,0,0,0,0,0,0,0,0,0,0,0,0,0,0,0,0]
[null,null,null,null,null,null,null,null,null,0,1,1000,1000,1000,0,0,0,0,0,0,0,0,0,0,0,0,0,0,0,0,0,0,0,0,0,0,0,0,0,0,0]
[null,null,null,null,null,null,null,null,null,0,1,1000,1000,1000,0,0,0,0,0,0,0,0,0,0,0,0,0,0,0,0,0,0,0,0,0,0,0,0,0,0,0]
[null,null,null,null,null,null,null,null,null,0,1,1000,1000,1000,0,0,0,0,0,0,0,0,0,0,0,0,0,0,0,0,0,0,0,0,0,0,0,0,0,0,0]
[null,null,null,null,null,null,null,null,null,0,1,1000,1000,1000,0,0,0,0,0,0,0,0,0,0,0,0,0,0,0,0,0,0,0,0,0,0,0,0,0,0,0]
[null,null,null,null,null,null,null,null,null,0,1,1000,1000,1000,0,0,0,0,0,0,0,0,0,0,0,0,0,0,0,0,0,0,0,0,0,0,0,0,0,0,0]
[null,null,null,null,null,null,null,null,null,0,1,1000,1000,1000,0,0,0,0,0,0,0,0,0,0,0,0,0,0,0,0,0,0,0,0,0,0,0,0,0,0,0]
[null,null,null,null,null,null,null,null,null,0,1,1000,1000,1000,0,0,0,0,0,0,0,0,0,0,0,0,0,0,0,0,0,0,0,0,0,0,0,0,0,0,0]
[null,null,null,null,null,null,null,null,null,0,1,1000,1000,1000,0,0,0,0,0,0,0,0,0,0,0,0,0,0,0,0,0,0,0,0,0,0,0,0,0,0,0]
[null,null,null,null,null,null,null,null,null,0,1,1000,1000,1000,0,0,0,0,0,0,0,0,0,0,0,0,0,0,0,0,0,0,0,0,0,0,0,0,0,0,0]
[null,null,null,null,null,null,null,null,null,0,1,1000,1000,1000,0,0,0,0,0,0,0,0,0,0,0,0,0,0,0,0,0,0,0,0,0,0,0,0,0,0,0]
[null,null,null,null,null,null,null,null,null,0,1,1000,1000,1000,0,0,0,0,0,0,0,0,0,0,0,0,0,0,0,0,0,0,0,0,0,0,0,0,0,0,0]
[null,null,null,null,null,null,null,null,null,0,1,1000,1000,1000,0,0,0,0,0,0,0,0,0,0,0,0,0,0,0,0,0,0,0,0,0,0,0,0,0,0,0]
[null,null,null,null,null,null,null,null,null,0,1,1000,1000,1000,0,0,0,0,0,0,0,0,0,0,0,0,0,0,0,0,0,0,0,0,0,0,0,0,0,0,0]
[null,null,null,null,null,null,null,null,null,0,1,1000,1000,1000,0,0,0,0,0,0,0,0,0,0,0,0,0,0,0,0,0,0,0,0,0,0,0,0,0,0,0]
[null,null,null,null,null,null,null,null,null,0,1,1000,1000,1000,0,0,0,0,0,0,0,0,0,0,0,0,0,0,0,0,0,0,0,0,0,0,0,0,0,0,0]
[null,null,null,null,null,null,null,null,null,0,1,1000,1000,1000,0,0,0,0,0,0,0,0,0,0,0,0,0,0,0,0,0,0,0,0,0,0,0,0,0,0,0]
[null,null,null,null,null,null,null,null,null,0,1,1000,1000,1000,0,0,0,0,0,0,0,0,0,0,0,0,0,0,0,0,0,0,0,0,0,0,0,0,0,0,0]
[null,null,null,null,null,null,null,null,null,0,1,1000,1000,1000,0,0,0,0,0,0,0,0,0,0,0,0,0,0,0,0,0,0,0,0,0,0,0,0,0,0,0]
[null,null,null,null,null,null,null,null,null,0,1,1000,1000,1000,0,0,0,0,0,0,0,0,0,0,0,0,0,0,0,0,0,0,0,0,0,0,0,0,0,0,0]
[null,null,null,null,null,null,null,null,null,0,1,1000,1000,1000,0,0,0,0,0,0,0,0,0,0,0,0,0,0,0,0,0,0,0,0,0,0,0,0,0,0,0]
[null,null,null,null,null,null,null,null,null,0,1,1000,1000,1000,0,0,0,0,0,0,0,0,0,0,0,0,0,0,0,0,0,0,0,0,0,0,0,0,0,0,0]
[null,null,null,null,null,null,null,null,null,0,1,1000,1000,1000,0,0,0,0,0,0,0,0,0,0,0,0,0,0,0,0,0,0,0,0,0,0,0,0,0,0,0]
[null,null,null,null,null,null,null,null,null,0,1,1000,1000,1000,0,0,0,0,0,0,0,0,0,0,0,0,0,0,0,0,0,0,0,0,0,0,0,0,0,0,0]
[null,null,null,null,null,null,null,null,null,0,1,1000,1000,1000,0,0,0,0,0,0,0,0,0,0,0,0,0,0,0,0,0,0,0,0,0,0,0,0,0,0,0]
[null,null,null,null,null,null,null,null,null,0,1,1000,1000,1000,0,0,0,0,0,0,0,0,0,0,0,0,0,0,0,0,0,0,0,0,0,0,0,0,0,0,0]
[null,null,null,null,null,null,null,null,null,0,1,1000,1000,1000,0,0,0,0,0,0,0,0,0,0,0,0,0,0,0,0,0,0,0,0,0,0,0,0,0,0,0]
[null,null,null,null,null,null,null,null,null,0,1,1000,1000,1000,0,0,0,0,0,0,0,0,0,0,0,0,0,0,0,0,0,0,0,0,0,0,0,0,0,0,0]
[null,null,null,null,null,null,null,null,null,0,1,1000,1000,1000,0,0,0,0,0,0,0,0,0,0,0,0,0,0,0,0,0,0,0,0,0,0,0,0,0,0,0]
[null,null,null,null,null,null,null,null,null,0,1,1000,1000,1000,0,0,0,0,0,0,0,0,0,0,0,0,0,0,0,0,0,0,0,0,0,0,0,0,0,0,0]
[null,null,null,null,null,null,null,null,null,0,1,1000,1000,1000,0,0,0,0,0,0,0,0,0,0,0,0,0,0,0,0,0,0,0,0,0,0,0,0,0,0,0]
[null,null,null,null,null,null,null,null,null,0,1,1000,1000,1000,0,0,0,0,0,0,0,0,0,0,0,0,0,0,0,0,0,0,0,0,0,0,0,0,0,0,0]
[null,null,null,null,null,null,null,null,null,0,1,1000,1000,1000,0,0,0,0,0,0,0,0,0,0,0,0,0,0,0,0,0,0,0,0,0,0,0,0,0,0,0]
[null,null,null,null,null,null,null,null,null,0,1,1000,1000,1000,0,0,0,0,0,0,0,0,0,0,0,0,0,0,0,0,0,0,0,0,0,0,0,0,0,0,0]
[null,null,null,null,null,null,null,null,null,0,1,1000,1000,1000,0,0,0,0,0,0,0,0,0,0,0,0,0,0,0,0,0,0,0,0,0,0,0,0,0,0,0]
[null,null,null,null,null,null,null,null,null,0,1,1000,1000,1000,0,0,0,0,0,0,0,0,0,0,0,0,0,0,0,0,0,0,0,0,0,0,0,0,0,0,0]
[null,null,null,null,null,null,null,null,null,0,1,1000,1000,1000,0,0,0,0,0,0,0,0,0,0,0,0,0,0,0,0,0,0,0,0,0,0,0,0,0,0,0]
[null,null,null,null,null,null,null,null,null,0,1,1000,1000,1000,0,0,0,0,0,0,0,0,0,0,0,0,0,0,0,0,0,0,0,0,0,0,0,0,0,0,0]
[null,null,null,null,null,null,null,null,null,0,1,1000,1000,1000,0,0,0,0,0,0,0,0,0,0,0,0,0,0,0,0,0,0,0,0,0,0,0,0,0,0,0]
[null,null,null,null,null,null,null,null,null,0,1,1000,1000,1000,0,0,0,0,0,0,0,0,0,0,0,0,0,0,0,0,0,0,0,0,0,0,0,0,0,0,0]
[null,null,null,null,null,null,null,null,null,0,1,1000,1000,1000,0,0,0,0,0,0,0,0,0,0,0,0,0,0,0,0,0,0,0,0,0,0,0,0,0,0,0]
[null,null,null,null,null,null,null,null,null,0,1,1000,1000,1000,0,0,0,0,0,0,0,0,0,0,0,0,0,0,0,0,0,0,0,0,0,0,0,0,0,0,0]
[null,null,null,null,null,null,null,null,null,0,1,1000,1000,1000,0,0,0,0,0,0,0,0,0,0,0,0,0,0,0,0,0,0,0,0,0,0,0,0,0,0,0]
[null,null,null,null,null,null,null,null,null,0,1,1000,1000,1000,0,0,0,0,0,0,0,0,0,0,0,0,0,0,0,0,0,0,0,0,0,0,0,0,0,0,0]
[null,null,null,null,null,null,null,null,null,0,1,1000,1000,1000,0,0,0,0,0,0,0,0,0,0,0,0,0,0,0,0,0,0,0,0,0,0,0,0,0,0,0]
[null,null,null,null,null,null,null,null,null,0,1,1000,1000,1000,0,0,0,0,0,0,0,0,0,0,0,0,0,0,0,0,0,0,0,0,0,0,0,0,0,0,0]
[null,null,null,null,null,null,null,null,null,0,1,1000,1000,1000,0,0,0,0,0,0,0,0,0,0,0,0,0,0,0,0,0,0,0,0,0,0,0,0,0,0,0]
[null,null,null,null,null,null,null,null,null,0,1,1000,1000,1000,0,0,0,0,0,0,0,0,0,0,0,0,0,0,0,0,0,0,0,0,0,0,0,0,0,0,0]
[null,null,null,null,null,null,null,null,null,0,1,1000,1000,1000,0,0,0,0,0,0,0,0,0,0,0,0,0,0,0,0,0,0,0,0,0,0,0,0,0,0,0]
[null,null,null,null,null,null,null,null,null,0,1,1000,1000,1000,0,0,0,0,0,0,0,0,0,0,0,0,0,0,0,0,0,0,0,0,0,0,0,0,0,0,0]
[null,null,null,null,null,null,null,null,null,0,1,1000,1000,1000,0,0,0,0,0,0,0,0,0,0,0,0,0,0,0,0,0,0,0,0,0,0,0,0,0,0,0]
[null,null,null,null,null,null,null,null,null,0,1,1000,1000,1000,0,0,0,0,0,0,0,0,0,0,0,0,0,0,0,0,0,0,0,0,0,0,0,0,0,0,0]
[null,null,null,null,null,null,null,null,null,0,1,1000,1000,1000,0,0,0,0,0,0,0,0,0,0,0,0,0,0,0,0,0,0,0,0,0,0,0,0,0,0,0]
[null,null,null,null,null,null,null,null,null,0,1,1000,1000,1000,0,0,0,0,0,0,0,0,0,0,0,0,0,0,0,0,0,0,0,0,0,0,0,0,0,0,0]
[null,null,null,null,null,null,null,null,null,0,1,1000,1000,1000,0,0,0,0,0,0,0,0,0,0,0,0,0,0,0,0,0,0,0,0,0,0,0,0,0,0,0]
[null,null,null,null,null,null,null,null,null,0,1,1000,1000,1000,0,0,0,0,0,0,0,0,0,0,0,0,0,0,0,0,0,0,0,0,0,0,0,0,0,0,0]
[null,null,null,null,null,null,null,null,null,0,1,1000,1000,1000,0,0,0,0,0,0,0,0,0,0,0,0,0,0,0,0,0,0,0,0,0,0,0,0,0,0,0]
[null,null,null,null,null,null,null,null,null,0,1,1000,1000,1000,0,0,0,0,0,0,0,0,0,0,0,0,0,0,0,0,0,0,0,0,0,0,0,0,0,0,0]
[null,null,null,null,null,null,null,null,null,0,1,1000,1000,1000,0,0,0,0,0,0,0,0,0,0,0,0,0,0,0,0,0,0,0,0,0,0,0,0,0,0,0]
[null,null,null,null,null,null,null,null,null,0,1,1000,1000,1000,0,0,0,0,0,0,0,0,0,0,0,0,0,0,0,0,0,0,0,0,0,0,0,0,0,0,0]
[null,null,null,null,null,null,null,null,null,0,1,1000,1000,1000,0,0,0,0,0,0,0,0,0,0,0,0,0,0,0,0,0,0,0,0,0,0,0,0,0,0,0]
[null,null,null,null,null,null,null,null,null,0,1,1000,1000,1000,0,0,0,0,0,0,0,0,0,0,0,0,0,0,0,0,0,0,0,0,0,0,0,0,0,0,0]
[null,null,null,null,null,null,null,null,null,0,1,1000,1000,1000,0,0,0,0,0,0,0,0,0,0,0,0,0,0,0,0,0,0,0,0,0,0,0,0,0,0,0]
[null,null,null,null,null,null,null,null,null,0,1,1000,1000,1000,0,0,0,0,0,0,0,0,0,0,0,0,0,0,0,0,0,0,0,0,0,0,0,0,0,0,0]
[null,null,null,null,null,null,null,null,null,0,1,1000,1000,1000,0,0,0,0,0,0,0,0,0,0,0,0,0,0,0,0,0,0,0,0,0,0,0,0,0,0,0]
[null,null,null,null,null,null,null,null,null,0,1,1000,1000,1000,0,0,0,0,0,0,0,0,0,0,0,0,0,0,0,0,0,0,0,0,0,0,0,0,0,0,0]
[null,null,null,null,null,null,null,null,null,0,1,1000,1000,1000,0,0,0,0,0,0,0,0,0,0,0,0,0,0,0,0,0,0,0,0,0,0,0,0,0,0,0]
[null,null,null,null,null,null,null,null,null,0,1,1000,1000,1000,0,0,0,0,0,0,0,0,0,0,0,0,0,0,0,0,0,0,0,0,0,0,0,0,0,0,0]
[null,null,null,null,null,null,null,null,null,0,1,1000,1000,1000,0,0,0,0,0,0,0,0,0,0,0,0,0,0,0,0,0,0,0,0,0,0,0,0,0,0,0]
[null,null,null,null,null,null,null,null,null,0,1,1000,1000,1000,0,0,0,0,0,0,0,0,0,0,0,0,0,0,0,0,0,0,0,0,0,0,0,0,0,0,0]
[null,null,null,null,null,null,null,null,null,0,1,1000,1000,1000,0,0,0,0,0,0,0,0,0,0,0,0,0,0,0,0,0,0,0,0,0,0,0,0,0,0,0]
[null,null,null,null,null,null,null,null,null,0,1,1000,1000,1000,0,0,0,0,0,0,0,0,0,0,0,0,0,0,0,0,0,0,0,0,0,0,0,0,0,0,0]
[null,null,null,null,null,null,null,null,null,0,1,1000,1000,1000,0,0,0,0,0,0,0,0,0,0,0,0,0,0,0,0,0,0,0,0,0,0,0,0,0,0,0]
[null,null,null,null,null,null,null,null,null,0,1,1000,1000,1000,0,0,0,0,0,0,0,0,0,0,0,0,0,0,0,0,0,0,0,0,0,0,0,0,0,0,0]
[null,null,null,null,null,null,null,null,null,0,1,1000,1000,1000,0,0,0,0,0,0,0,0,0,0,0,0,0,0,0,0,0,0,0,0,0,0,0,0,0,0,0]
[null,null,null,null,null,null,null,null,null,0,1,1000,1000,1000,0,0,0,0,0,0,0,0,0,0,0,0,0,0,0,0,0,0,0,0,0,0,0,0,0,0,0]
[null,null,null,null,null,null,null,null,null,0,1,1000,1000,1000,0,0,0,0,0,0,0,0,0,0,0,0,0,0,0,0,0,0,0,0,0,0,0,0,0,0,0]
[null,null,null,null,null,null,null,null,null,0,1,1000,1000,1000,0,0,0,0,0,0,0,0,0,0,0,0,0,0,0,0,0,0,0,0,0,0,0,0,0,0,0]
[null,null,null,null,null,null,null,null,null,0,1,1000,1000,1000,0,0,0,0,0,0,0,0,0,0,0,0,0,0,0,0,0,0,0,0,0,0,0,0,0,0,0]
[null,null,null,null,null,null,null,null,null,0,1,1000,1000,1000,0,0,0,0,0,0,0,0,0,0,0,0,0,0,0,0,0,0,0,0,0,0,0,0,0,0,0]
[null,null,null,null,null,null,null,null,null,0,1,1000,1000,1000,0,0,0,0,0,0,0,0,0,0,0,0,0,0,0,0,0,0,0,0,0,0,0,0,0,0,0]
[null,null,null,null,null,null,null,null,null,0,1,1000,1000,1000,0,0,0,0,0,0,0,0,0,0,0,0,0,0,0,0,0,0,0,0,0,0,0,0,0,0,0]
[null,null,null,null,null,null,null,null,null,0,1,1000,1000,1000,0,0,0,0,0,0,0,0,0,0,0,0,0,0,0,0,0,0,0,0,0,0,0,0,0,0,0]
[null,null,null,null,null,null,null,null,null,0,1,1000,1000,1000,0,0,0,0,0,0,0,0,0,0,0,0,0,0,0,0,0,0,0,0,0,0,0,0,0,0,0]
[null,null,null,null,null,null,null,null,null,0,1,1000,1000,1000,0,0,0,0,0,0,0,0,0,0,0,0,0,0,0,0,0,0,0,0,0,0,0,0,0,0,0]
[null,null,null,null,null,null,null,null,null,0,1,1000,1000,1000,0,0,0,0,0,0,0,0,0,0,0,0,0,0,0,0,0,0,0,0,0,0,0,0,0,0,0]
[null,null,null,null,null,null,null,null,null,0,1,1000,1000,1000,0,0,0,0,0,0,0,0,0,0,0,0,0,0,0,0,0,0,0,0,0,0,0,0,0,0,0]
[null,null,null,null,null,null,null,null,null,0,1,1000,1000,1000,0,0,0,0,0,0,0,0,0,0,0,0,0,0,0,0,0,0,0,0,0,0,0,0,0,0,0]
[null,null,null,null,null,null,null,null,null,0,1,1000,1000,1000,0,0,0,0,0,0,0,0,0,0,0,0,0,0,0,0,0,0,0,0,0,0,0,0,0,0,0]
[null,null,null,null,null,null,null,null,null,0,1,1000,1000,1000,0,0,0,0,0,0,0,0,0,0,0,0,0,0,0,0,0,0,0,0,0,0,0,0,0,0,0]
[null,null,null,null,null,null,null,null,null,0,1,1000,1000,1000,0,0,0,0,0,0,0,0,0,0,0,0,0,0,0,0,0,0,0,0,0,0,0,0,0,0,0]
[null,null,null,null,null,null,null,null,null,0,1,1000,1000,1000,0,0,0,0,0,0,0,0,0,0,0,0,0,0,0,0,0,0,0,0,0,0,0,0,0,0,0]
[null,null,null,null,null,null,null,null,null,0,1,1000,1000,1000,0,0,0,0,0,0,0,0,0,0,0,0,0,0,0,0,0,0,0,0,0,0,0,0,0,0,0]
[null,null,null,null,null,null,null,null,null,0,1,1000,1000,1000,0,0,0,0,0,0,0,0,0,0,0,0,0,0,0,0,0,0,0,0,0,0,0,0,0,0,0]
[null,null,null,null,null,null,null,null,null,0,1,1000,1000,1000,0,0,0,0,0,0,0,0,0,0,0,0,0,0,0,0,0,0,0,0,0,0,0,0,0,0,0]
[null,null,null,null,null,null,null,null,null,0,1,1000,1000,1000,0,0,0,0,0,0,0,0,0,0,0,0,0,0,0,0,0,0,0,0,0,0,0,0,0,0,0]
[null,null,null,null,null,null,null,null,null,0,1,1000,1000,1000,0,0,0,0,0,0,0,0,0,0,0,0,0,0,0,0,0,0,0,0,0,0,0,0,0,0,0]
[null,null,null,null,null,null,null,null,null,0,1,1000,1000,1000,0,0,0,0,0,0,0,0,0,0,0,0,0,0,0,0,0,0,0,0,0,0,0,0,0,0,0]
[null,null,null,null,null,null,null,null,null,0,1,1000,1000,1000,0,0,0,0,0,0,0,0,0,0,0,0,0,0,0,0,0,0,0,0,0,0,0,0,0,0,0]
[null,null,null,null,null,null,null,null,null,0,1,1000,1000,1000,0,0,0,0,0,0,0,0,0,0,0,0,0,0,0,0,0,0,0,0,0,0,0,0,0,0,0]

{"sheet":"Residential_Results","index":22,"n_rows":430,"n_cols":45,"rows_kept":430,"cut":false,"hidden":false,"merged":[]}
[]
[{"$f":"NOW()","v":"2019-05-14T07:55:54.360"},null,null,null,null,null,null,null,null,null,null,null,null,0]
[null,null,null,null,null,null,null,null,null,null,null,null,null,1.0113660587879034]
[null,null,null,null,null,null,null,null,null,null,null,null,null,1.0773847373274879]
[]
[null,null,null,null,null,null,null,null,null,null,null,null,null,null,null,null,null,null,null,null,null,null,null,null,null,"Pass "]
[null,null,null,null,null,null,null,null,null,null,"2 yr payback ",null,null,null,null,null,null,null,null,null,null,null,null,"Incentive",null,"TRC - Part",null,"Pass",null,null,"Pass  TRC",null,"Pass  RIM"]
["Targets",0,null,1.0049999999999999,0,null,0,"Measure ",null,"Installed","no incentive",null,null,"Pass TRC","Pass RIM",null,null,null,null,null,"Pass TRC","Pass Part","Pass Rim",0,"Pass ","w/Inct.","Pass","RIM - Part",null,null,"& Part",null,"& Part"]
["Measure Name","TRC","Part ","RIM","UCT","Incentive","Payback","Life",null," Cost",null,"TRC","RIM","2 Yr Payback","2 Yr Payback","Percent",null,null,null,null,null,null,null,null,"TRC - Part",null,"RIM - Part","No Inct.",null,null,null,null,null,null,null,null,null,"Inc.","Yr Pb"]
["Storage",4.6375656530694068E-6,-73135.890094496077,{"$error":"#DIV/0!"},null,0,0,10,{"$f":"IF(B10>1,1,0)","v":0},0,{"$f":"IF(F10+G10=2,1,0)","v":0},0,0,{"$f":"+IF(K10+L10=2,1,0)","v":0},{"$f":"+IF(K10+M10=2,1,0)","v":0},null,{"$f":"IF(+R10+S10+T10=2,1,0)","v":0},0,0,{"$f":"IF(I10>1,1,0)","v":0},{"$f":"IF(B10<1.005,0,1)","v":0},{"$f":"IF(C10>0.99,1,0)","v":0},{"$f":"IF(D10<1.0000000001,0,1)","v":{"$error":"#DIV/0!"}},{"$f":"IF(F10>1,1,0)","v":0},{"$f":"IF(U10+V10=2,1,0)","v":0},{"$f":"IF(U10+V10+$X10>2,1,0)","v":0},{"$f":"IF(V10+W10=2,1,0)","v":{"$error":"#DIV/0!"}},{"$f":"IF(V10+W10+$X10>2,1,0)","v":{"$error":"#DIV/0!"}},null,null,{"$f":"IF(U10+V10=2,1,0)","v":0},null,{"$f":"IF(V10+W10=2,1,0)","v":{"$error":"#DIV/0!"}},null,null,null,81.430000000000007,0,0,5.2020547378738717,3.7027577039754127,3.7232790808231782,5.638802605440584,231,0]
["Storage",1.1470598216646655E-3,-73135.890094496077,{"$error":"#DIV/0!"},null,0,0,10,{"$f":"IF(B11>1,1,0)","v":0},0,{"$f":"IF(F11+G11=2,1,0)","v":0},1,1,{"$f":"+IF(K11+L11=2,1,0)","v":0},{"$f":"+IF(K11+M11=2,1,0)","v":0},{"$f":"+F11/J11","v":{"$error":"#DIV/0!"}},{"$f":"IF(+R11+S11+T11=2,1,0)","v":1},1,1,0,{"$f":"IF(B11<1.005,0,1)","v":0},{"$f":"IF(C11>0.99,1,0)","v":0},{"$f":"IF(D11<1.0000000001,0,1)","v":{"$error":"#DIV/0!"}},{"$f":"IF(F11>1,1,0)","v":0},{"$f":"IF(U11+V11=2,1,0)","v":0},{"$f":"IF(U11+V11+$X11>2,1,0)","v":0},{"$f":"IF(V11+W11=2,1,0)","v":{"$error":"#DIV/0!"}},{"$f":"IF(V11+W11+$X11>2,1,0)","v":{"$error":"#DIV/0!"}},null,null,{"$f":"IF(U11+V11=2,1,0)","v":0},null,{"$f":"IF(V11+W11=2,1,0)","v":{"$error":"#DIV/0!"}},null,null,null,null,0,0,5.2020547378738717,3.7027577039754127,3.7232790808231782,5.638802605440584,231]
["Storage with other DSM (EE and DR)",7.1994292504198934E-3,-73135.890094496077,{"$error":"#DIV/0!"},null,0,0,10,0,89.942398071289063,0,1,1,0,0,null,{"$f":"IF(+R12+S12+T12=2,1,0)","v":1},1,1,{"$f":"IF(I12>1,1,0)","v":0},0,{"$f":"IF(C12>0.99,1,0)","v":0},{"$error":"#DIV/0!"},0,0,0,{"$error":"#DIV/0!"},{"$error":"#DIV/0!"},null,null,0,null,{"$error":"#DIV/0!"},null,null,null,{"$f":"+AK10-F10","v":81.430000000000007},230,2,5.2020547378738717,3.7027577039754127,3.7232790808231782,5.638802605440584,231,2]
["Storage with other DSM (EE and DR)",1.3376408836681487E-2,-73135.890094496077,{"$error":"#DIV/0!"},null,0,0,10,0,null,0,1,1,0,0,null,1,1,1,0,0,0,{"$error":"#DIV/0!"},0,0,0,{"$error":"#DIV/0!"},{"$error":"#DIV/0!"},null,null,0,null,{"$error":"#DIV/0!"},null,null,null,null,450,2,5.2020547378738717,3.7027577039754127,3.7232790808231782,5.638802605440584,231,2]
[null,null,null,null,null,null,null,null,0,null,0,0,0,0,0,null,0,0,0,0,0,0,0,0,0,0,0,0,null,null,0,null,0,null,null,null,null,null,null,4.2323209593405258,2.3121664773713135,3.7279222706104509,5.6458345872237592,231]
[null,null,null,null,null,null,null,null,0,null,0,1,0,0,0,null,1,1,1,0,0,0,0,0,0,0,0,0,null,null,0,null,0]
[null,null,null,null,null,null,null,null,0,null,0,0,0,0,0,null,0,0,0,0,0,0,0,0,0,0,0,0,null,null,0,null,0]
[null,null,null,null,null,null,null,null,0,null,0,1,0,0,0,null,1,1,1,0,0,0,0,0,0,0,0,0,null,null,0,null,0]
[null,null,null,null,null,null,null,null,0,null,0,1,0,0,0,null,1,1,1,0,0,0,0,0,0,0,0,0,null,null,0,null,0]
[null,null,null,null,null,null,null,null,0,null,0,1,0,0,0,{"$f":"+F19/J19","v":{"$error":"#DIV/0!"}},1,1,1,0,0,0,0,0,0,0,0,0,null,null,0,null,0]
[null,null,null,null,null,null,null,null,0,null,0,0,0,0,0,null,0,0,0,0,0,0,0,0,0,0,0,0,null,null,0,null,0]
[null,null,null,null,null,null,null,null,0,null,0,0,0,0,0,null,0,0,0,0,0,0,0,0,0,0,0,0,null,null,0,null,0]
[null,null,null,null,null,null,null,null,0,null,0,0,0,0,0,null,0,0,0,0,0,0,0,0,0,0,0,0,null,null,0,null,0]
[null,null,null,null,null,null,null,null,0,null,0,1,0,0,0,{"$f":"+F23/J23","v":{"$error":"#DIV/0!"}},1,1,1,0,0,0,0,0,0,0,0,0,null,null,0,null,0]
[null,null,null,null,null,null,null,null,0,null,0,0,0,0,0,null,0,0,0,0,0,0,0,0,0,0,0,0,null,null,0,null,0]
[null,null,null,null,null,null,null,null,0,null,0,0,0,0,0,null,0,0,0,0,0,0,0,0,0,0,0,0,null,null,0,null,0]
[null,null,null,null,null,null,null,null,0,null,0,0,0,0,0,null,0,0,0,0,0,0,0,0,0,0,0,0,null,null,0,null,0]
[null,null,null,null,null,null,null,null,0,null,0,0,0,0,0,null,0,0,0,0,0,0,0,0,0,0,0,0,null,null,0,null,0]
[null,null,null,null,null,null,null,null,0,null,0,0,0,0,0,null,0,0,0,0,0,0,0,0,0,0,0,0,null,null,0,null,0]
[null,null,null,null,null,null,null,null,0,null,0,0,0,0,0,null,0,0,0,0,0,0,0,0,0,0,0,0,null,null,0,null,0]
[null,null,null,null,null,null,null,null,0,null,0,0,0,0,0,null,0,0,0,0,0,0,0,0,0,0,0,0,null,null,0,null,0]
[null,null,null,null,null,null,null,null,0,null,0,0,0,0,0,null,0,0,0,0,0,0,0,0,0,0,0,0,null,null,0,null,0]
[null,null,null,null,null,null,null,null,0,null,0,0,0,0,0,null,0,0,0,0,0,0,0,0,0,0,0,0,null,null,0,null,0]
[null,null,null,null,null,null,null,null,0,null,0,0,0,0,0,null,0,0,0,0,0,0,0,0,0,0,0,0,null,null,0,null,0]
[null,null,null,null,null,null,null,null,0,null,0,0,0,0,0,null,0,0,0,0,0,0,0,0,0,0,0,0,null,null,0,null,0]
[null,null,null,null,null,null,null,null,0,null,0,0,0,0,0,null,0,0,0,0,0,0,0,0,0,0,0,0,null,null,0,null,0]
[null,null,null,null,null,null,null,null,0,null,0,1,1,0,0,null,0,0,0,0,0,0,0,0,0,0,0,0,null,null,0,null,0]
[null,null,null,null,null,null,null,null,0,null,0,1,1,0,0,null,0,0,0,null,0,0,0,0,0,0,0,0,null,null,0,null,0]
[null,null,null,null,null,null,null,null,0,null,0,1,0,0,0,{"$f":"+F38/J38","v":{"$error":"#DIV/0!"}},1,1,1,0,0,0,0,0,0,0,0,0,null,null,0,null,0]
[null,null,null,null,null,null,null,null,0,null,0,0,0,0,0,null,0,0,0,0,0,0,0,0,0,0,0,0,null,null,0,null,0]
[null,null,null,null,null,null,null,null,0,null,0,1,0,0,0,{"$f":"+F40/J40","v":{"$error":"#DIV/0!"}},1,1,1,0,0,0,0,0,0,0,0,0,null,null,0,null,0]
[null,null,null,null,null,null,null,null,0,null,0,0,0,0,0,null,0,0,0,0,0,0,0,0,0,0,0,0,null,null,0,null,0]
[null,null,null,null,null,null,null,null,0,null,0,0,0,0,0,null,0,0,0,0,0,0,0,0,0,0,0,0,null,null,0,null,0]
[null,null,null,null,null,null,null,null,0,null,0,1,0,0,0,{"$f":"+F43/J43","v":{"$error":"#DIV/0!"}},1,1,1,0,0,0,0,0,0,0,0,0,null,null,0,null,0]
[null,null,null,null,null,null,null,null,0,null,0,0,0,0,0,null,0,0,0,0,0,0,0,0,0,0,0,0,null,null,0,null,0]
[null,null,null,null,null,null,null,null,0,null,0,0,0,0,0,null,0,0,0,0,0,0,0,0,0,0,0,0,null,null,0,null,0]
[null,null,null,null,null,null,null,null,0,null,0,0,0,0,0,null,0,0,0,0,0,0,0,0,0,0,0,0,null,null,0,null,0]
[null,null,null,null,null,null,null,null,0,null,0,1,0,0,0,{"$f":"+F47/J47","v":{"$error":"#DIV/0!"}},1,1,1,0,0,0,0,0,0,0,0,0,null,null,0,null,0]
[null,null,null,null,null,null,null,null,0,null,0,0,0,0,0,null,0,0,0,0,0,0,0,0,0,0,0,0,null,null,0,null,0]
[null,null,null,null,null,null,null,null,0,null,0,0,0,0,0,null,0,0,0,0,0,0,0,0,0,0,0,0,null,null,0,null,0]
[null,null,null,null,null,null,null,null,0,null,0,0,0,0,0,null,0,0,0,0,0,0,0,0,0,0,0,0,null,null,0,null,0]
[null,null,null,null,null,null,null,null,0,null,0,0,0,0,0,null,0,0,0,0,0,0,0,0,0,0,0,0,null,null,0,null,0]
[null,null,null,null,null,null,null,null,0,null,0,0,0,0,0,null,0,0,0,0,0,0,0,0,0,0,0,0,null,null,0,null,0]
[null,null,null,null,null,null,null,null,0,null,0,0,0,0,0,null,0,0,0,0,0,0,0,0,0,0,0,0,null,null,0,null,0]
[null,null,null,null,null,null,null,null,0,null,0,0,0,0,0,null,0,0,0,0,0,0,0,0,0,0,0,0,null,null,0,null,0]
[null,null,null,null,null,null,null,null,0,null,0,0,0,0,0,null,0,0,0,0,0,0,0,0,0,0,0,0,null,null,0,null,0]
[null,null,null,null,null,null,null,null,0,null,0,0,0,0,0,null,0,0,0,0,0,0,0,0,0,0,0,0,null,null,0,null,0]
[null,null,null,null,null,null,null,null,0,null,0,1,0,0,0,{"$f":"+F57/J57","v":{"$error":"#DIV/0!"}},1,1,1,0,0,0,0,0,0,0,0,0,null,null,0,null,0]
[null,null,null,null,null,null,null,null,0,null,0,0,0,0,0,null,0,0,0,0,0,0,0,0,0,0,0,0,null,null,0,null,0]
[null,null,null,null,null,null,null,null,0,null,0,0,0,0,0,null,0,0,0,0,0,0,0,0,0,0,0,0,null,null,0,null,0]
[null,null,null,null,null,null,null,null,0,null,0,0,0,0,0,null,0,0,0,0,0,0,0,0,0,0,0,0,null,null,0,null,0]
[null,null,null,null,null,null,null,null,0,null,0,0,0,0,0,null,0,0,0,0,0,0,0,0,0,0,0,0,null,null,0,null,0]
[null,null,null,null,null,null,null,null,0,null,0,0,0,0,0,null,0,0,0,0,0,0,0,0,0,0,0,0,null,null,0,null,0]
[null,null,null,null,null,null,null,null,0,null,0,0,0,0,0,null,0,0,0,0,0,0,0,0,0,0,0,0,null,null,0,null,0]
[null,null,null,null,null,null,null,null,0,null,0,0,0,0,0,null,0,0,0,0,0,0,0,0,0,0,0,0,null,null,0,null,0]
[null,null,null,null,null,null,null,null,0,null,0,0,0,0,0,null,0,0,0,0,0,0,0,0,0,0,0,0,null,null,0,null,0]
[null,null,null,null,null,null,null,null,0,null,0,0,0,0,0,null,0,0,0,0,0,0,0,0,0,0,0,0,null,null,0,null,0]
[null,null,null,null,null,null,null,null,0,null,0,0,0,0,0,null,0,0,0,0,0,0,0,0,0,0,0,0,null,null,0,null,0]
[null,null,null,null,null,null,null,null,0,null,0,0,0,0,0,null,0,0,0,0,0,0,0,0,0,0,0,0,null,null,0,null,0]
[null,null,null,null,null,null,null,null,0,null,0,1,0,0,0,null,0,0,0,0,0,0,0,0,0,0,0,0,null,null,0,null,0]
[null,null,null,null,null,null,null,null,0,null,0,0,0,0,0,null,0,0,0,0,0,0,0,0,0,0,0,0,null,null,0,null,0]
[null,null,null,null,null,null,null,null,0,null,0,1,0,0,0,null,0,0,0,0,0,0,0,0,0,0,0,0,null,null,0,null,0]
[null,null,null,null,null,null,null,null,0,null,0,0,0,0,0,null,0,0,0,0,0,0,0,0,0,0,0,0,null,null,0,null,0]
[null,null,null,null,null,null,null,null,0,null,0,0,0,0,0,null,0,0,0,0,0,0,0,0,0,0,0,0,null,null,0,null,0]
[null,null,null,null,null,null,null,null,0,null,0,0,0,0,0,null,0,0,0,0,0,0,0,0,0,0,0,0,null,null,0,null,0]
[null,null,null,null,null,null,null,null,{"$f":"IF(B75>1,1,0)","v":0},null,{"$f":"IF(F75+G75=2,1,0)","v":0},0,0,{"$f":"+IF(K75+L75=2,1,0)","v":0},{"$f":"+IF(K75+M75=2,1,0)","v":0},null,0,0,0,0,{"$f":"IF(B75<1.005,0,1)","v":0},0,{"$f":"IF(D75<1.0000000001,0,1)","v":0},{"$f":"IF(F75>1,1,0)","v":0},{"$f":"IF(U75+V75=2,1,0)","v":0},{"$f":"IF(U75+V75+$X75>2,1,0)","v":0},{"$f":"IF(V75+W75=2,1,0)","v":0},{"$f":"IF(V75+W75+$X75>2,1,0)","v":0},null,null,{"$f":"IF(U75+V75=2,1,0)","v":0},null,{"$f":"IF(V75+W75=2,1,0)","v":0}]
[null,null,null,null,null,null,null,null,0,null,0,0,0,0,0,null,{"$f":"IF(+R76+S76+T76=2,1,0)","v":0},0,0,{"$f":"IF(I76>1,1,0)","v":0},0,{"$f":"IF(C76>0.99,1,0)","v":0},0,0,0,0,0,0,null,null,0,null,0]
[null,null,null,null,null,null,null,null,0,null,0,0,0,0,0,null,0,0,0,0,0,0,0,0,0,0,0,0,null,null,0,null,0]
[null,null,null,null,null,null,null,null,0,null,0,0,0,0,0,null,0,0,0,0,0,0,0,0,0,0,0,0,null,null,0,null,0]
[null,null,null,null,null,null,null,null,0,null,0,0,0,0,0,null,0,0,0,0,0,0,0,0,0,0,0,0,null,null,0,null,0]
[null,null,null,null,null,null,null,null,0,null,0,0,0,0,0,null,0,0,0,0,0,0,0,0,0,0,0,0,null,null,0,null,0]
[null,null,null,null,null,null,null,null,0,null,0,1,0,0,0,{"$f":"+F81/J81","v":{"$error":"#DIV/0!"}},1,1,1,0,0,0,0,0,0,0,0,0,null,null,0,null,0]
[null,null,null,null,null,null,null,null,0,null,0,0,0,0,0,null,0,0,0,0,0,0,0,0,0,0,0,0,null,null,0,null,0]
[null,null,null,null,null,null,null,null,0,null,0,0,0,0,0,null,0,0,0,0,0,0,0,0,0,0,0,0,null,null,0,null,0]
[null,null,null,null,null,null,null,null,0,null,0,0,0,0,0,null,0,0,0,0,0,0,0,0,0,0,0,0,null,null,0,null,0]
[null,null,null,null,null,null,null,null,0,null,0,1,0,0,0,null,0,0,0,0,0,0,0,0,0,0,0,0,null,null,0,null,0]
[null,null,null,null,null,null,null,null,0,null,0,1,0,0,0,null,0,0,0,0,0,0,0,0,0,0,0,0,null,null,0,null,0]
[null,null,null,null,null,null,null,null,0,null,0,0,0,0,0,null,0,0,0,0,0,0,0,0,0,0,0,0,null,null,0,null,0]
[null,null,null,null,null,null,null,null,0,null,0,1,0,0,0,{"$f":"+F88/J88","v":{"$error":"#DIV/0!"}},1,1,1,0,0,0,0,0,0,0,0,0,null,null,0,null,0]
[null,null,null,null,null,null,null,null,0,null,0,0,0,0,0,null,0,0,0,0,0,0,0,0,0,0,0,0,null,null,0,null,0]
[null,null,null,null,null,null,null,null,0,null,0,0,0,0,0,null,0,0,0,0,0,0,0,0,0,0,0,0,null,null,0,null,0]
[null,null,null,null,null,null,null,null,0,null,0,0,0,0,0,null,0,0,0,0,0,0,0,0,0,0,0,0,null,null,0,null,0]
[null,null,null,null,null,null,null,null,0,null,0,0,0,0,0,null,0,0,0,0,0,0,0,0,0,0,0,0,null,null,0,null,0]
[null,null,null,null,null,null,null,null,0,null,0,0,0,0,0,null,0,0,0,0,0,0,0,0,0,0,0,0,null,null,0,null,0]
[null,null,null,null,null,null,null,null,0,null,0,0,0,0,0,null,0,0,0,0,0,0,0,0,0,0,0,0,null,null,0,null,0]
[null,null,null,null,null,null,null,null,0,null,0,0,0,0,0,null,0,0,0,0,0,0,0,0,0,0,0,0,null,null,0,null,0]
[null,null,null,null,null,null,null,null,0,null,0,0,0,0,0,null,0,0,0,0,0,0,0,0,0,0,0,0,null,null,0,null,0]
[null,null,null,null,null,null,null,null,0,null,0,0,0,0,0,null,0,0,0,0,0,0,0,0,0,0,0,0,null,null,0,null,0]
[null,null,null,null,null,null,null,null,0,null,0,0,0,0,0,null,0,0,0,0,0,0,0,0,0,0,0,0,null,null,0,null,0]
[null,null,null,null,null,null,null,null,0,null,0,0,0,0,0,null,0,0,0,0,0,0,0,0,0,0,0,0,null,null,0,null,0]
[null,null,null,null,null,null,null,null,0,null,0,0,0,0,0,null,0,0,0,0,0,0,0,0,0,0,0,0,null,null,0,null,0]
[null,null,null,null,null,null,null,null,0,null,0,0,0,0,0,null,0,0,0,0,0,0,0,0,0,0,0,0,null,null,0,null,0]
[null,null,null,null,null,null,null,null,0,null,0,0,0,0,0,null,0,0,0,0,0,0,0,0,0,0,0,0,null,null,0,null,0]
[null,null,null,null,null,null,null,null,0,null,0,1,0,0,0,null,0,0,0,0,0,0,0,0,0,0,0,0,null,null,0,null,0]
[null,null,null,null,null,null,null,null,0,null,0,1,0,0,0,null,0,0,0,0,0,0,0,0,0,0,0,0,null,null,0,null,0]
[null,null,null,null,null,null,null,null,0,null,0,0,0,0,0,null,0,0,0,0,0,0,0,0,0,0,0,0,null,null,0,null,0]
[null,null,null,null,null,null,null,null,0,null,0,0,0,0,0,null,0,0,0,0,0,0,0,0,0,0,0,0,null,null,0,null,0]
[null,null,null,null,null,null,null,null,0,null,0,0,0,0,0,null,0,0,0,0,0,0,0,0,0,0,0,0,null,null,0,null,0]
[null,null,null,null,null,null,null,null,0,null,0,0,0,0,0,null,0,0,0,0,0,0,0,0,0,0,0,0,null,null,0,null,0]
[null,null,null,null,null,null,null,null,0,null,0,0,0,0,0,null,0,0,0,0,0,0,0,0,0,0,0,0,null,null,0,null,0]
[null,null,null,null,null,null,null,null,0,null,0,0,0,0,0,null,0,0,0,0,0,0,0,0,0,0,0,0,null,null,0,null,0]
[null,null,null,null,null,null,null,null,0,null,0,0,0,0,0,null,0,0,0,0,0,0,0,0,0,0,0,0,null,null,0,null,0]
[null,null,null,null,null,null,null,null,0,null,0,0,0,0,0,null,0,0,0,0,0,0,0,0,0,0,0,0,null,null,0,null,0]
[null,null,null,null,null,null,null,null,0,null,0,0,0,0,0,null,0,0,0,0,0,0,0,0,0,0,0,0,null,null,0,null,0]
[null,null,null,null,null,null,null,null,0,null,0,0,0,0,0,null,0,0,0,0,0,0,0,0,0,0,0,0,null,null,0,null,0]
[null,null,null,null,null,null,null,null,0,null,0,0,0,0,0,null,0,0,0,0,0,0,0,0,0,0,0,0,null,null,0,null,0]
[null,null,null,null,null,null,null,null,0,null,0,0,0,0,0,null,0,0,0,0,0,0,0,0,0,0,0,0,null,null,0,null,0]
[null,null,null,null,null,null,null,null,0,null,0,0,0,0,0,null,0,0,0,0,0,0,0,0,0,0,0,0,null,null,0,null,0]
[null,null,null,null,null,null,null,null,0,null,0,0,0,0,0,null,0,0,0,0,0,0,0,0,0,0,0,0,null,null,0,null,0]
[null,null,null,null,null,null,null,null,0,null,0,0,0,0,0,null,0,0,0,0,0,0,0,0,0,0,0,0,null,null,0,null,0]
[null,null,null,null,null,null,null,null,0,null,0,0,0,0,0,null,0,0,0,0,0,0,0,0,0,0,0,0,null,null,0,null,0]
[null,null,null,null,null,null,null,null,{"$f":"+V121+W121","v":0},null,0,0,0,0,0,null,0,0,0,0,0,0,0,0,0,0,0,0,null,null,0,null,0]
[null,null,null,null,null,null,null,null,{"$f":"SUM(I10:I121)","v":0},null,0,1,1,0,0,{"$f":"+F122/J122","v":{"$error":"#DIV/0!"}},1,1,1,0,0,0,0,0,0,0,0,0,null,null,0,null,0]
[null,null,null,null,null,null,null,null,0,null,0,1,1,0,0,null,1,1,1,0,0,0,0,0,0,0,0,0,null,null,0,null,0]
[null,null,null,null,null,null,null,null,0,null,0,1,0,0,0,{"$f":"+F124/J124","v":{"$error":"#DIV/0!"}},1,1,1,0,0,0,0,0,0,0,0,0,null,null,0,null,0]
[null,null,null,null,null,null,null,null,0,null,0,1,0,0,0,null,1,1,1,0,0,0,0,0,0,0,0,0,null,null,0,null,0]
[null,null,null,null,null,null,null,null,0,null,0,1,0,0,0,{"$f":"+F126/J126","v":{"$error":"#DIV/0!"}},1,1,1,0,0,0,0,0,0,0,0,0,null,null,0,null,0]
[null,null,null,null,null,null,null,null,0,null,0,0,0,0,0,null,0,0,0,0,0,0,0,0,0,0,0,0,null,null,0,null,0]
[null,null,null,null,null,null,null,null,0,null,0,1,0,0,0,null,1,1,1,0,0,0,0,0,0,0,0,0,null,null,0,null,0]
[null,null,null,null,null,null,null,null,0,null,0,0,0,0,0,null,0,0,0,0,0,0,0,0,0,0,0,0,null,null,0,null,0]
[null,null,null,null,null,null,null,null,0,null,0,1,1,0,0,null,1,1,1,0,0,0,0,0,0,0,0,0,null,null,0,null,0]
[null,null,null,null,null,null,null,null,0,null,0,0,0,0,0,null,0,0,0,0,0,0,0,0,0,0,0,0,null,null,0,null,0]
[null,null,null,null,null,null,null,null,0,null,0,0,0,0,0,null,0,0,0,0,0,0,0,0,0,0,0,0,null,null,0,null,0]
[null,null,null,null,null,null,null,null,0,null,0,0,0,0,0,null,0,0,0,0,0,0,0,0,0,0,0,0,null,null,0,null,0]
[null,null,null,null,null,null,null,null,0,null,0,0,0,0,0,null,0,0,0,0,0,0,0,0,0,0,0,0,null,null,0,null,0]
[null,null,null,null,null,null,null,null,0,null,0,0,0,0,0,null,0,0,0,0,0,0,0,0,0,0,0,0,null,null,0,null,0]
[null,null,null,null,null,null,null,null,0,null,0,0,0,0,0,null,0,0,0,0,0,0,0,0,0,0,0,0,null,null,0,null,0]
[null,null,null,null,null,null,null,null,0,null,0,0,0,0,0,null,0,0,0,0,0,0,0,0,0,0,0,0,null,null,0,null,0]
[null,null,null,null,null,null,null,null,0,null,0,0,0,0,0,null,0,0,0,0,0,0,0,0,0,0,0,0,null,null,0,null,0]
[null,null,null,null,null,null,null,null,0,null,{"$f":"IF(F139+G139=2,1,0)","v":0},0,0,{"$f":"+IF(K139+L139=2,1,0)","v":0},{"$f":"+IF(K139+M139=2,1,0)","v":0},null,0,0,0,0,{"$f":"IF(B139<1.005,0,1)","v":0},0,{"$f":"IF(D139<1.0000000001,0,1)","v":0},{"$f":"IF(F139>1,1,0)","v":0},{"$f":"IF(U139+V139=2,1,0)","v":0},{"$f":"IF(U139+V139+$X139>2,1,0)","v":0},{"$f":"IF(V139+W139=2,1,0)","v":0},{"$f":"IF(V139+W139+$X139>2,1,0)","v":0},null,null,{"$f":"IF(U139+V139=2,1,0)","v":0},null,{"$f":"IF(V139+W139=2,1,0)","v":0}]
[null,null,null,null,null,null,null,null,0,null,0,0,0,0,0,null,{"$f":"IF(+R140+S140+T140=2,1,0)","v":0},0,0,{"$f":"IF(I140>1,1,0)","v":0},0,{"$f":"IF(C140>0.99,1,0)","v":0},0,0,0,0,0,0,null,null,0,null,0]
[null,null,null,null,null,null,null,null,0,null,0,0,0,0,0,null,0,0,0,0,0,0,0,0,0,0,0,0,null,null,0,null,0]
[null,null,null,null,null,null,null,null,0,null,0,0,0,0,0,null,0,0,0,0,0,0,0,0,0,0,0,0,null,null,0,null,0]
[null,null,null,null,null,null,null,null,0,null,0,0,0,0,0,null,0,0,0,0,0,0,0,0,0,0,0,0,null,null,0,null,0]
[null,null,null,null,null,null,null,null,0,null,0,0,0,0,0,null,0,0,0,0,0,0,0,0,0,0,0,0,null,null,0,null,0]
[null,null,null,null,null,null,null,null,0,null,0,0,0,0,0,null,0,0,0,0,0,0,0,0,0,0,0,0,null,null,0,null,0]
[null,null,null,null,null,null,null,null,0,null,0,0,0,0,0,null,0,0,0,0,0,0,0,0,0,0,0,0,null,null,0,null,0]
[null,null,null,null,null,null,null,null,0,null,0,1,1,0,0,{"$f":"+F147/J147","v":{"$error":"#DIV/0!"}},1,1,1,0,0,0,0,0,0,0,0,0,null,null,0,null,0]
[null,null,null,null,null,null,null,null,0,null,0,1,1,0,0,null,1,1,1,0,0,0,0,0,0,0,0,0,null,null,0,null,0]
[null,null,null,null,null,null,null,null,0,null,0,1,1,0,0,null,1,1,1,0,0,0,0,0,0,0,0,0,null,null,0,null,0]
[null,null,null,null,null,null,null,null,0,null,0,1,0,0,0,{"$f":"+F150/J150","v":{"$error":"#DIV/0!"}},1,1,1,0,0,0,0,0,0,0,0,0,null,null,0,null,0]
[null,null,null,null,null,null,null,null,0,null,0,0,0,0,0,null,0,0,0,0,0,0,0,0,0,0,0,0,null,null,0,null,0]
[null,null,null,null,null,null,null,null,0,null,0,1,0,0,0,{"$f":"+F152/J152","v":{"$error":"#DIV/0!"}},1,1,1,0,0,0,0,0,0,0,0,0,null,null,0,null,0]
[null,null,null,null,null,null,null,null,0,null,0,1,0,0,0,null,1,1,1,0,0,0,0,0,0,0,0,0,null,null,0,null,0]
[null,null,null,null,null,null,null,null,0,null,0,0,0,0,0,null,0,0,0,0,0,0,0,0,0,0,0,0,null,null,0,null,0]
[null,null,null,null,null,null,null,null,0,null,0,1,1,0,0,null,1,1,1,0,0,0,0,0,0,0,0,0,null,null,0,null,0]
[null,null,null,null,null,null,null,null,0,null,0,0,0,0,0,null,0,0,0,0,0,0,0,0,0,0,0,0,null,null,0,null,0]
[null,null,null,null,null,null,null,null,0,null,0,0,0,0,0,null,0,0,0,0,0,0,0,0,0,0,0,0,null,null,0,null,0]
[null,null,null,null,null,null,null,null,0,null,0,0,0,0,0,null,0,0,0,0,0,0,0,0,0,0,0,0,null,null,0,null,0]
[null,null,null,null,null,null,null,null,0,null,0,0,0,0,0,null,0,0,0,0,0,0,0,0,0,0,0,0,null,null,0,null,0]
[null,null,null,null,null,null,null,null,0,null,0,0,0,0,0,null,0,0,0,0,0,0,0,0,0,0,0,0,null,null,0,null,0]
[null,null,null,null,null,null,null,null,0,null,0,0,0,0,0,null,0,0,0,0,0,0,0,0,0,0,0,0,null,null,0,null,0]
[null,null,null,null,null,null,null,null,0,null,0,0,0,0,0,null,0,0,0,0,0,0,0,0,0,0,0,0,null,null,0,null,0]
[null,null,null,null,null,null,null,null,0,null,0,0,0,0,0,null,0,0,0,0,0,0,0,0,0,0,0,0,null,null,0,null,0]
[null,null,null,null,null,null,null,null,0,null,0,0,0,0,0,null,0,0,0,0,0,0,0,0,0,0,0,0,null,null,0,null,0]
[null,null,null,null,null,null,null,null,0,null,0,0,0,0,0,null,0,0,0,0,0,0,0,0,0,0,0,0,null,null,0,null,0]
[null,null,null,null,null,null,null,null,0,null,0,0,0,0,0,null,0,0,0,0,0,0,0,0,0,0,0,0,null,null,0,null,0]
[null,null,null,null,null,null,null,null,0,null,0,0,0,0,0,null,0,0,0,0,0,0,0,0,0,0,0,0,null,null,0,null,0]
[null,null,null,null,null,null,null,null,0,null,0,1,1,0,0,null,1,1,1,0,0,0,0,0,0,0,0,0,null,null,0,null,0]
[null,null,null,null,null,null,null,null,0,null,0,1,0,0,0,{"$f":"+F169/J169","v":{"$error":"#DIV/0!"}},1,1,1,0,0,0,0,0,0,0,0,0,null,null,0,null,0]
[null,null,null,null,null,null,null,null,0,null,0,0,0,0,0,null,0,0,0,0,0,0,0,0,0,0,0,0,null,null,0,null,0]
[null,null,null,null,null,null,null,null,0,null,0,1,0,0,0,null,1,1,1,0,0,0,0,0,0,0,0,0,null,null,0,null,0]
[null,null,null,null,null,null,null,null,0,null,0,1,0,0,0,null,1,1,1,0,0,0,0,0,0,0,0,0,null,null,0,null,0]
[null,null,null,null,null,null,null,null,0,null,0,1,1,0,0,null,1,1,1,0,0,0,0,0,0,0,0,0,null,null,0,null,0]
[null,null,null,null,null,null,null,null,0,null,0,0,0,0,0,null,0,0,0,0,0,0,0,0,0,0,0,0,null,null,0,null,0]
[null,null,null,null,null,null,null,null,0,null,0,0,0,0,0,null,0,0,0,0,0,0,0,0,0,0,0,0,null,null,0,null,0]
[null,null,null,null,null,null,null,null,0,null,0,0,0,0,0,null,0,0,0,0,0,0,0,0,0,0,0,0,null,null,0,null,0]
[null,null,null,null,null,null,null,null,0,null,0,0,0,0,0,null,0,0,0,0,0,0,0,0,0,0,0,0,null,null,0,null,0]
[null,null,null,null,null,null,null,null,0,null,0,0,0,0,0,null,0,0,0,0,0,0,0,0,0,0,0,0,null,null,0,null,0]
[null,null,null,null,null,null,null,null,0,null,0,0,0,0,0,null,0,0,0,0,0,0,0,0,0,0,0,0,null,null,0,null,0]
[null,null,null,null,null,null,null,null,0,null,0,1,0,0,0,null,0,0,0,0,0,0,0,0,0,0,0,0,null,null,0,null,0]
[null,null,null,null,null,null,null,null,0,null,0,0,0,0,0,null,0,0,0,0,0,0,0,0,0,0,0,0,null,null,0,null,0]
[null,null,null,null,null,null,null,null,0,null,0,1,0,0,0,null,0,0,0,0,0,0,0,0,0,0,0,0,null,null,0,null,0]
[null,null,null,null,null,null,null,null,0,null,0,0,0,0,0,null,0,0,0,0,0,0,0,0,0,0,0,0,null,null,0,null,0]
[null,null,null,null,null,null,null,null,0,null,0,0,0,0,0,null,0,0,0,0,0,0,0,0,0,0,0,0,null,null,0,null,0]
[null,null,null,null,null,null,null,null,{"$f":"+V185+W185","v":0},null,0,0,0,0,0,null,0,0,0,0,0,0,0,0,0,0,0,0,null,null,0,null,0]
[null,null,null,null,null,null,null,null,0,null,0,0,0,0,0,null,0,0,0,0,0,0,0,0,0,0,0,0,null,null,0,null,0]
[null,null,null,null,null,null,null,null,0,null,0,0,0,0,0,null,0,0,0,0,0,0,0,0,0,0,0,0,null,null,0,null,0]
[null,null,null,null,null,null,null,null,0,null,0,0,0,0,0,null,0,0,0,0,0,0,0,0,0,0,0,0,null,null,0,null,0]
[null,null,null,null,null,null,null,null,0,null,0,0,0,0,0,null,0,0,0,0,0,0,0,0,0,0,0,0,null,null,0,null,0]
[null,null,null,null,null,null,null,null,0,null,0,0,0,0,0,null,0,0,0,0,0,0,0,0,0,0,0,0,null,null,0,null,0]
[null,null,null,null,null,null,null,null,0,null,0,0,0,0,0,null,0,0,0,0,0,0,0,0,0,0,0,0,null,null,0,null,0]
[null,null,null,null,null,null,null,null,0,null,0,1,0,0,0,{"$f":"+F192/J192","v":{"$error":"#DIV/0!"}},1,1,1,0,0,0,0,0,0,0,0,0,null,null,0,null,0]
[null,null,null,null,null,null,null,null,0,null,0,0,0,0,0,null,0,0,0,0,0,0,0,0,0,0,0,0,null,null,0,null,0]
[null,null,null,null,null,null,null,null,0,null,0,0,0,0,0,null,0,0,0,0,0,0,0,0,0,0,0,0,null,null,0,null,0]
[null,null,null,null,null,null,null,null,0,null,0,0,0,0,0,null,0,0,0,0,0,0,0,0,0,0,0,0,null,null,0,null,0]
[null,null,null,null,null,null,null,null,0,null,0,0,0,0,0,null,0,0,0,0,0,0,0,0,0,0,0,0,null,null,0,null,0]
[null,null,null,null,null,null,null,null,0,null,0,0,0,0,0,null,0,0,0,0,0,0,0,0,0,0,0,0,null,null,0,null,0]
[null,null,null,null,null,null,null,null,0,null,0,0,0,0,0,null,0,0,0,0,0,0,0,0,0,0,0,0,null,null,0,null,0]
[null,null,null,null,null,null,null,null,0,null,0,0,0,0,0,null,0,0,0,0,0,0,0,0,0,0,0,0,null,null,0,null,0]
[null,null,null,null,null,null,null,null,0,null,0,0,0,0,0,null,0,0,0,0,0,0,0,0,0,0,0,0,null,null,0,null,0]
[null,null,null,null,null,null,null,null,0,null,0,0,0,0,0,null,0,0,0,0,0,0,0,0,0,0,0,0,null,null,0,null,0]
[null,null,null,null,null,null,null,null,0,null,0,0,0,0,0,null,0,0,0,0,0,0,0,0,0,0,0,0,null,null,0,null,0]
[null,null,null,null,null,null,null,null,0,null,{"$f":"IF(F203+G203=2,1,0)","v":0},0,0,{"$f":"+IF(K203+L203=2,1,0)","v":0},{"$f":"+IF(K203+M203=2,1,0)","v":0},null,0,0,0,0,{"$f":"IF(B203<1.005,0,1)","v":0},0,{"$f":"IF(D203<1.0000000001,0,1)","v":0},{"$f":"IF(F203>1,1,0)","v":0},{"$f":"IF(U203+V203=2,1,0)","v":0},{"$f":"IF(U203+V203+$X203>2,1,0)","v":0},{"$f":"IF(V203+W203=2,1,0)","v":0},{"$f":"IF(V203+W203+$X203>2,1,0)","v":0},null,null,{"$f":"IF(U203+V203=2,1,0)","v":0},null,{"$f":"IF(V203+W203=2,1,0)","v":0}]
[null,null,null,null,null,null,null,null,0,null,0,0,0,0,0,null,{"$f":"IF(+R204+S204+T204=2,1,0)","v":0},0,0,{"$f":"IF(I204>1,1,0)","v":0},0,{"$f":"IF(C204>0.99,1,0)","v":0},0,0,0,0,0,0,null,null,0,null,0]
[null,null,null,null,null,null,null,null,0,null,0,0,0,0,0,null,0,0,0,0,0,0,0,0,0,0,0,0,null,null,0,null,0]
[null,null,null,null,null,null,null,null,0,null,0,0,0,0,0,null,0,0,0,0,0,0,0,0,0,0,0,0,null,null,0,null,0]
[null,null,null,null,null,null,null,null,0,null,0,0,0,0,0,null,0,0,0,0,0,0,0,0,0,0,0,0,null,null,0,null,0]
[null,null,null,null,null,null,null,null,0,null,0,0,0,0,0,null,0,0,0,0,0,0,0,0,0,0,0,0,null,null,0,null,0]
[null,null,null,null,null,null,null,null,0,null,0,0,0,0,0,null,0,0,0,0,0,0,0,0,0,0,0,0,null,null,0,null,0]
[null,null,null,null,null,null,null,null,0,null,0,0,0,0,0,null,0,0,0,0,0,0,0,0,0,0,0,0,null,null,0,null,0]
[null,null,null,null,null,null,null,null,0,null,0,0,0,0,0,null,0,0,0,0,0,0,0,0,0,0,0,0,null,null,0,null,0]
[null,null,null,null,null,null,null,null,0,null,0,0,0,0,0,null,0,0,0,0,0,0,0,0,0,0,0,0,null,null,0,null,0]
[null,null,null,null,null,null,null,null,0,null,0,0,0,0,0,null,0,0,0,0,0,0,0,0,0,0,0,0,null,null,0,null,0]
[null,null,null,null,null,null,null,null,0,null,0,1,0,0,0,null,0,0,0,0,0,0,0,0,0,0,0,0,null,null,0,null,0]
[null,null,null,null,null,null,null,null,0,null,0,1,0,0,0,null,0,0,0,0,0,0,0,0,0,0,0,0,null,null,0,null,0]
[null,null,null,null,null,null,null,null,0,null,0,0,0,0,0,null,0,0,0,0,0,0,0,0,0,0,0,0,null,null,0,null,0]
[null,null,null,null,null,null,null,null,0,null,0,0,0,0,0,null,0,0,0,0,0,0,0,0,0,0,0,0,null,null,0,null,0]
[null,null,null,null,null,null,null,null,0,null,0,0,0,0,0,null,0,0,0,0,0,0,0,0,0,0,0,0,null,null,0,null,0]
[null,null,null,null,null,null,null,null,0,null,0,0,0,0,0,null,0,0,0,0,0,0,0,0,0,0,0,0,null,null,0,null,0]
[null,null,null,null,null,null,null,null,0,null,0,0,0,0,0,null,0,0,0,0,0,0,0,0,0,0,0,0,null,null,0,null,0]
[null,null,null,null,null,null,null,null,0,null,0,0,0,0,0,null,0,0,0,0,0,0,0,0,0,0,0,0,null,null,0,null,0]
[null,null,null,null,null,null,null,null,0,null,0,0,0,0,0,null,0,0,0,0,0,0,0,0,0,0,0,0,null,null,0,null,0]
[null,null,null,null,null,null,null,null,0,null,0,0,0,0,0,null,0,0,0,0,0,0,0,0,0,0,0,0,null,null,0,null,0]
[null,null,null,null,null,null,null,null,0,null,0,0,0,0,0,null,0,0,0,0,0,0,0,0,0,0,0,0,null,null,0,null,0]
[null,null,null,null,null,null,null,null,0,null,0,0,0,0,0,null,0,0,0,0,0,0,0,0,0,0,0,0,null,null,0,null,0]
[null,null,null,null,null,null,null,null,0,null,0,0,0,0,0,null,0,0,0,0,0,0,0,0,0,0,0,0,null,null,0,null,0]
[null,null,null,null,null,null,null,null,0,null,0,0,0,0,0,null,0,0,0,0,0,0,0,0,0,0,0,0,null,null,0,null,0]
[null,null,null,null,null,null,null,null,0,null,0,0,0,0,0,null,0,0,0,0,0,0,0,0,0,0,0,0,null,null,0,null,0]
[null,null,null,null,null,null,null,null,0,null,0,0,0,0,0,null,0,0,0,0,0,0,0,0,0,0,0,0,null,null,0,null,0]
[null,null,null,null,null,null,null,null,0,null,0,0,0,0,0,null,0,0,0,0,0,0,0,0,0,0,0,0,null,null,0,null,0]
[null,null,null,null,null,null,null,null,0,null,0,0,0,0,0,null,0,0,0,0,0,0,0,0,0,0,0,0,null,null,0,null,0]
[null,null,null,null,null,null,null,null,0,null,0,0,0,0,0,null,0,0,0,0,0,0,0,0,0,0,0,0,null,null,0,null,0]
[null,null,null,null,null,null,null,null,0,null,0,1,1,0,0,null,1,1,1,0,0,0,0,0,0,0,0,0,null,null,0,null,0]
[null,null,null,null,null,null,null,null,0,null,0,1,0,0,0,null,1,1,1,0,0,0,0,0,0,0,0,0,null,null,0,null,0]
[null,null,null,null,null,null,null,null,0,null,0,1,0,0,0,null,1,1,1,0,0,0,0,0,0,0,0,0,null,null,0,null,0]
[null,null,null,null,null,null,null,null,0,null,0,1,1,0,0,null,1,1,1,0,0,0,0,0,0,0,0,0,null,null,0,null,0]
[null,null,null,null,null,null,null,null,0,null,0,1,1,0,0,null,1,1,1,0,0,0,0,0,0,0,0,0,null,null,0,null,0]
[null,null,null,null,null,null,null,null,0,null,0,1,0,0,0,null,1,1,1,0,0,0,0,0,0,0,0,0,null,null,0,null,0]
[null,null,null,null,null,null,null,null,0,null,0,0,0,0,0,null,0,0,0,0,0,0,0,0,0,0,0,0,null,null,0,null,0]
[null,null,null,null,null,null,null,null,0,null,0,0,0,0,0,null,0,0,0,0,0,0,0,0,0,0,0,0,null,null,0,null,0]
[null,null,null,null,null,null,null,null,0,null,0,0,0,0,0,null,0,0,0,0,0,0,0,0,0,0,0,0,null,null,0,null,0]
[null,null,null,null,null,null,null,null,0,null,0,1,1,0,0,null,1,1,1,0,0,0,0,0,0,0,0,0,null,null,0,null,0]
[null,null,null,null,null,null,null,null,0,null,0,0,0,0,0,null,0,0,0,0,0,0,0,0,0,0,0,0,null,null,0,null,0]
[null,null,null,null,null,null,null,null,0,null,0,0,0,0,0,null,0,0,0,0,0,0,0,0,0,0,0,0,null,null,0,null,0]
[null,null,null,null,null,null,null,null,0,null,0,0,0,0,0,null,0,0,0,0,0,0,0,0,0,0,0,0,null,null,0,null,0]
[null,null,null,null,null,null,null,null,0,null,0,0,0,0,0,null,0,0,0,0,0,0,0,0,0,0,0,0,null,null,0,null,0]
[null,null,null,null,null,null,null,null,0,null,0,0,0,0,0,null,0,0,0,0,0,0,0,0,0,0,0,0,null,null,0,null,0]
[null,null,null,null,null,null,null,null,0,null,0,0,0,0,0,null,0,0,0,0,0,0,0,0,0,0,0,0,null,null,0,null,0]
[null,null,null,null,null,null,null,null,{"$f":"+V249+W249","v":0},null,0,0,0,0,0,null,0,0,0,0,0,0,0,0,0,0,0,0,null,null,0,null,0]
[null,null,null,null,null,null,null,null,0,null,0,0,0,0,0,null,0,0,0,0,0,0,0,0,0,0,0,0,null,null,0,null,0]
[null,null,null,null,null,null,null,null,0,null,0,0,0,0,0,null,0,0,0,0,0,0,0,0,0,0,0,0,null,null,0,null,0]
[null,null,null,null,null,null,null,null,0,null,0,0,0,0,0,null,0,0,0,0,0,0,0,0,0,0,0,0,null,null,0,null,0]
[null,null,null,null,null,null,null,null,0,null,0,0,0,0,0,null,0,0,0,0,0,0,0,0,0,0,0,0,null,null,0,null,0]
[null,null,null,null,null,null,null,null,0,null,0,0,0,0,0,null,0,0,0,0,0,0,0,0,0,0,0,0,null,null,0,null,0]
[null,null,null,null,null,null,null,null,0,null,0,0,0,0,0,null,0,0,0,0,0,0,0,0,0,0,0,0,null,null,0,null,0]
[null,null,null,null,null,null,null,null,0,null,0,0,0,0,0,null,0,0,0,0,0,0,0,0,0,0,0,0,null,null,0,null,0]
[null,null,null,null,null,null,null,null,0,null,0,0,0,0,0,null,0,0,0,0,0,0,0,0,0,0,0,0,null,null,0,null,0]
[null,null,null,null,null,null,null,null,0,null,0,1,1,0,0,null,0,0,0,0,0,0,0,0,0,0,0,0,null,null,0,null,0]
[null,null,null,null,null,null,null,null,0,null,0,1,1,0,0,null,1,1,1,0,0,0,0,0,0,0,0,0,null,null,0,null,0]
[null,null,null,null,null,null,null,null,0,null,0,1,0,0,0,null,1,1,1,0,0,0,0,0,0,0,0,0,null,null,0,null,0]
[null,null,null,null,null,null,null,null,0,null,0,1,1,0,0,null,1,1,1,0,0,0,0,0,0,0,0,0,null,null,0,null,0]
[null,null,null,null,null,null,null,null,0,null,0,1,1,0,0,null,1,1,1,0,0,0,0,0,0,0,0,0,null,null,0,null,0]
[null,null,null,null,null,null,null,null,0,null,0,1,0,0,0,{"$f":"+F263/J263","v":{"$error":"#DIV/0!"}},1,1,1,0,0,0,0,0,0,0,0,0,null,null,0,null,0]
[null,null,null,null,null,null,null,null,0,null,0,0,0,0,0,null,0,0,0,0,0,0,0,0,0,0,0,0,null,null,0,null,0]
[null,null,null,null,null,null,null,null,0,null,0,0,0,0,0,null,0,0,0,0,0,0,0,0,0,0,0,0,null,null,0,null,0]
[null,null,null,null,null,null,null,null,0,null,0,0,0,0,0,null,0,0,0,0,0,0,0,0,0,0,0,0,null,null,0,null,0]
[null,null,null,null,null,null,null,null,0,null,{"$f":"IF(F267+G267=2,1,0)","v":0},1,0,{"$f":"+IF(K267+L267=2,1,0)","v":0},{"$f":"+IF(K267+M267=2,1,0)","v":0},null,1,1,1,0,{"$f":"IF(B267<1.005,0,1)","v":0},0,{"$f":"IF(D267<1.0000000001,0,1)","v":0},{"$f":"IF(F267>1,1,0)","v":0},{"$f":"IF(U267+V267=2,1,0)","v":0},{"$f":"IF(U267+V267+$X267>2,1,0)","v":0},{"$f":"IF(V267+W267=2,1,0)","v":0},{"$f":"IF(V267+W267+$X267>2,1,0)","v":0},null,null,{"$f":"IF(U267+V267=2,1,0)","v":0},null,{"$f":"IF(V267+W267=2,1,0)","v":0}]
[null,null,null,null,null,null,null,null,0,null,0,0,0,0,0,null,{"$f":"IF(+R268+S268+T268=2,1,0)","v":0},0,0,{"$f":"IF(I268>1,1,0)","v":0},0,{"$f":"IF(C268>0.99,1,0)","v":0},0,0,0,0,0,0,null,null,0,null,0]
[null,null,null,null,null,null,null,null,0,null,0,0,0,0,0,null,0,0,0,0,0,0,0,0,0,0,0,0,null,null,0,null,0]
[null,null,null,null,null,null,null,null,0,null,0,0,0,0,0,null,0,0,0,0,0,0,0,0,0,0,0,0,null,null,0,null,0]
[null,null,null,null,null,null,null,null,0,null,0,0,0,0,0,null,0,0,0,0,0,0,0,0,0,0,0,0,null,null,0,null,0]
[null,null,null,null,null,null,null,null,0,null,0,0,0,0,0,null,0,0,0,0,0,0,0,0,0,0,0,0,null,null,0,null,0]
[null,null,null,null,null,null,null,null,0,null,0,0,0,0,0,null,0,0,0,0,0,0,0,0,0,0,0,0,null,null,0,null,0]
[null,null,null,null,null,null,null,null,0,null,0,0,0,0,0,null,0,0,0,0,0,0,0,0,0,0,0,0,null,null,0,null,0]
[null,null,null,null,null,null,null,null,0,null,0,0,0,0,0,null,0,0,0,0,0,0,0,0,0,0,0,0,null,null,0,null,0]
[null,null,null,null,null,null,null,null,0,null,0,0,0,0,0,null,0,0,0,0,0,0,0,0,0,0,0,0,null,null,0,null,0]
[null,null,null,null,null,null,null,null,0,null,0,0,0,0,0,null,0,0,0,0,0,0,0,0,0,0,0,0,null,null,0,null,0]
[null,null,null,null,null,null,null,null,0,null,0,0,0,0,0,null,0,0,0,0,0,0,0,0,0,0,0,0,null,null,0,null,0]
[null,null,null,null,null,null,null,null,0,null,0,1,0,0,0,{"$f":"+F279/J279","v":{"$error":"#DIV/0!"}},1,1,1,0,0,0,0,0,0,0,0,0,null,null,0,null,0]
[null,null,null,null,null,null,null,null,0,null,0,1,1,0,0,null,1,1,1,0,0,0,0,0,0,0,0,0,null,null,0,null,0]
[null,null,null,null,null,null,null,null,0,null,0,0,0,0,0,null,0,0,0,0,0,0,0,0,0,0,0,0,null,null,0,null,0]
[null,null,null,null,null,null,null,null,0,null,0,1,0,0,0,{"$f":"+F282/J282","v":{"$error":"#DIV/0!"}},1,1,1,0,0,0,0,0,0,0,0,0,null,null,0,null,0]
[null,null,null,null,null,null,null,null,0,null,0,0,0,0,0,null,0,0,0,0,0,0,0,0,0,0,0,0,null,null,0,null,0]
[null,null,null,null,null,null,null,null,0,null,0,0,0,0,0,null,0,0,0,0,0,0,0,0,0,0,0,0,null,null,0,null,0]
[null,null,null,null,null,null,null,null,0,null,0,0,0,0,0,null,0,0,0,0,0,0,0,0,0,0,0,0,null,null,0,null,0]
[null,null,null,null,null,null,null,null,0,null,0,0,0,0,0,null,0,0,0,0,0,0,0,0,0,0,0,0,null,null,0,null,0]
[null,null,null,null,null,null,null,null,0,null,0,0,0,0,0,null,0,0,0,0,0,0,0,0,0,0,0,0,null,null,0,null,0]
[null,null,null,null,null,null,null,null,0,null,0,0,0,0,0,null,0,0,0,0,0,0,0,0,0,0,0,0,null,null,0,null,0]
[null,null,null,null,null,null,null,null,0,null,0,0,0,0,0,null,0,0,0,0,0,0,0,0,0,0,0,0,null,null,0,null,0]
[null,null,null,null,null,null,null,null,0,null,0,0,0,0,0,null,0,0,0,0,0,0,0,0,0,0,0,0,null,null,0,null,0]
[null,null,null,null,null,null,null,null,0,null,0,1,0,0,0,null,0,0,0,0,0,0,0,0,0,0,0,0,null,null,0,null,0]
[null,null,null,null,null,null,null,null,0,null,0,0,0,0,0,null,0,0,0,0,0,0,0,0,0,0,0,0,null,null,0,null,0]
[null,null,null,null,null,null,null,null,0,null,0,1,0,0,0,null,0,0,0,0,0,0,0,0,0,0,0,0,null,null,0,null,0]
[null,null,null,null,null,null,null,null,0,null,0,0,0,0,0,null,0,0,0,0,0,0,0,0,0,0,0,0,null,null,0,null,0]
[null,null,null,null,null,null,null,null,0,null,0,0,0,0,0,null,0,0,0,0,0,0,0,0,0,0,0,0,null,null,0,null,0]
[null,null,null,null,null,null,null,null,0,null,0,0,0,0,0,null,0,0,0,0,0,0,0,0,0,0,0,0,null,null,0,null,0]
[null,null,null,null,null,null,null,null,0,null,0,0,0,0,0,null,0,0,0,0,0,0,0,0,0,0,0,0,null,null,0,null,0]
[null,null,null,null,null,null,null,null,0,null,0,0,0,0,0,null,0,0,0,0,0,0,0,0,0,0,0,0,null,null,0,null,0]
[null,null,null,null,null,null,null,null,0,null,0,0,0,0,0,null,0,0,0,0,0,0,0,0,0,0,0,0,null,null,0,null,0]
[null,null,null,null,null,null,null,null,0,null,0,0,0,0,0,null,0,0,0,0,0,0,0,0,0,0,0,0,null,null,0,null,0]
[null,null,null,null,null,null,null,null,0,null,0,0,0,0,0,null,0,0,0,0,0,0,0,0,0,0,0,0,null,null,0,null,0]
[null,null,null,null,null,null,null,null,0,null,0,0,0,0,0,null,0,0,0,0,0,0,0,0,0,0,0,0,null,null,0,null,0]
[null,null,null,null,null,null,null,null,0,null,0,1,0,0,0,{"$f":"+F303/J303","v":{"$error":"#DIV/0!"}},1,1,1,0,0,0,0,0,0,0,0,0,null,null,0,null,0]
[null,null,null,null,null,null,null,null,0,null,0,0,0,0,0,null,0,0,0,0,0,0,0,0,0,0,0,0,null,null,0,null,0]
[null,null,null,null,null,null,null,null,0,null,0,0,0,0,0,null,0,0,0,0,0,0,0,0,0,0,0,0,null,null,0,null,0]
[null,null,null,null,null,null,null,null,0,null,0,0,0,0,0,null,0,0,0,0,0,0,0,0,0,0,0,0,null,null,0,null,0]
[null,null,null,null,null,null,null,null,0,null,0,0,0,0,0,null,0,0,0,0,0,0,0,0,0,0,0,0,null,null,0,null,0]
[null,null,null,null,null,null,null,null,0,null,0,1,0,0,0,null,0,0,0,0,0,0,0,0,0,0,0,0,null,null,0,null,0]
[null,null,null,null,null,null,null,null,0,null,0,0,0,0,0,null,0,0,0,0,0,0,0,0,0,0,0,0,null,null,0,null,0]
[null,null,null,null,null,null,null,null,0,null,0,0,0,0,0,null,0,0,0,0,0,0,0,0,0,0,0,0,null,null,0,null,0]
[null,null,null,null,null,null,null,null,0,null,0,0,0,0,0,null,0,0,0,0,0,0,0,0,0,0,0,0,null,null,0,null,0]
[null,null,null,null,null,null,null,null,0,null,0,0,0,0,0,null,0,0,0,0,0,0,0,0,0,0,0,0,null,null,0,null,0]
[null,null,null,null,null,null,null,null,{"$f":"+V313+W313","v":0},null,0,0,0,0,0,null,0,0,0,0,0,0,0,0,0,0,0,0,null,null,0,null,0]
[null,null,null,null,null,null,null,null,0,null,0,0,0,0,0,null,0,0,0,0,0,0,0,0,0,0,0,0,null,null,0,null,0]
[null,null,null,null,null,null,null,null,0,null,0,0,0,0,0,null,0,0,0,0,0,0,0,0,0,0,0,0,null,null,0,null,0]
[null,null,null,null,null,null,null,null,0,null,0,0,0,0,0,null,0,0,0,0,0,0,0,0,0,0,0,0,null,null,0,null,0]
[null,null,null,null,null,null,null,null,0,null,0,0,0,0,0,null,0,0,0,0,0,0,0,0,0,0,0,0,null,null,0,null,0]
[null,null,null,null,null,null,null,null,0,null,0,0,0,0,0,null,0,0,0,0,0,0,0,0,0,0,0,0,null,null,0,null,0]
[null,null,null,null,null,null,null,null,0,null,0,0,0,0,0,null,0,0,0,0,0,0,0,0,0,0,0,0,null,null,0,null,0]
[null,null,null,null,null,null,null,null,0,null,0,0,0,0,0,null,0,0,0,0,0,0,0,0,0,0,0,0,null,null,0,null,0]
[null,null,null,null,null,null,null,null,0,null,0,0,0,0,0,null,0,0,0,0,0,0,0,0,0,0,0,0,null,null,0,null,0]
[null,null,null,null,null,null,null,null,0,null,0,0,0,0,0,null,0,0,0,0,0,0,0,0,0,0,0,0,null,null,0,null,0]
[null,null,null,null,null,null,null,null,0,null,0,0,0,0,0,null,0,0,0,0,0,0,0,0,0,0,0,0,null,null,0,null,0]
[null,null,null,null,null,null,null,null,0,null,0,0,0,0,0,null,0,0,0,0,0,0,0,0,0,0,0,0,null,null,0,null,0]
[null,null,null,null,null,null,null,null,0,null,0,1,0,0,0,null,0,0,0,0,0,0,0,0,0,0,0,0,null,null,0,null,0]
[null,null,null,null,null,null,null,null,0,null,0,1,0,0,0,null,0,0,0,0,0,0,0,0,0,0,0,0,null,null,0,null,0]
[null,null,null,null,null,null,null,null,0,null,0,0,0,0,0,null,0,0,0,0,0,0,0,0,0,0,0,0,null,null,0,null,0]
[null,null,null,null,null,null,null,null,0,null,0,0,0,0,0,null,0,0,0,0,0,0,0,0,0,0,0,0,null,null,0,null,0]
[null,null,null,null,null,null,null,null,0,null,0,0,0,0,0,null,0,0,0,0,0,0,0,0,0,0,0,0,null,null,0,null,0]
[null,null,null,null,null,null,null,null,0,null,0,0,0,0,0,null,0,0,0,0,0,0,0,0,0,0,0,0,null,null,0,null,0]
[null,null,null,null,null,null,null,null,0,null,{"$f":"IF(F331+G331=2,1,0)","v":0},0,0,{"$f":"+IF(K331+L331=2,1,0)","v":0},{"$f":"+IF(K331+M331=2,1,0)","v":0},null,0,0,0,0,{"$f":"IF(B331<1.005,0,1)","v":0},0,{"$f":"IF(D331<1.0000000001,0,1)","v":0},{"$f":"IF(F331>1,1,0)","v":0},{"$f":"IF(U331+V331=2,1,0)","v":0},{"$f":"IF(U331+V331+$X331>2,1,0)","v":0},{"$f":"IF(V331+W331=2,1,0)","v":0},{"$f":"IF(V331+W331+$X331>2,1,0)","v":0},null,null,{"$f":"IF(U331+V331=2,1,0)","v":0},null,{"$f":"IF(V331+W331=2,1,0)","v":0}]
[null,null,null,null,null,null,null,null,0,null,0,0,0,0,0,null,{"$f":"IF(+R332+S332+T332=2,1,0)","v":0},0,0,{"$f":"IF(I332>1,1,0)","v":0},0,{"$f":"IF(C332>0.99,1,0)","v":0},0,0,0,0,0,0,null,null,0,null,0]
[null,null,null,null,null,null,null,null,0,null,0,0,0,0,0,null,0,0,0,0,0,0,0,0,0,0,0,0,null,null,0,null,0]
[null,null,null,null,null,null,null,null,0,null,0,0,0,0,0,null,0,0,0,0,0,0,0,0,0,0,0,0,null,null,0,null,0]
[null,null,null,null,null,null,null,null,0,null,0,0,0,0,0,null,0,0,0,0,0,0,0,0,0,0,0,0,null,null,0,null,0]
[null,null,null,null,null,null,null,null,0,null,0,0,0,0,0,null,0,0,0,0,0,0,0,0,0,0,0,0,null,null,0,null,0]
[null,null,null,null,null,null,null,null,0,null,0,0,0,0,0,null,0,0,0,0,0,0,0,0,0,0,0,0,null,null,0,null,0]
[null,null,null,null,null,null,null,null,0,null,0,0,0,0,0,null,0,0,0,0,0,0,0,0,0,0,0,0,null,null,0,null,0]
[null,null,null,null,null,null,null,null,0,null,0,0,0,0,0,null,0,0,0,0,0,0,0,0,0,0,0,0,null,null,0,null,0]
[null,null,null,null,null,null,null,null,0,null,0,0,0,0,0,null,0,0,0,0,0,0,0,0,0,0,0,0,null,null,0,null,0]
[null,null,null,null,null,null,null,null,0,null,0,0,0,0,0,null,0,0,0,0,0,0,0,0,0,0,0,0,null,null,0,null,0]
[null,null,null,null,null,null,null,null,0,null,0,0,0,0,0,null,0,0,0,0,0,0,0,0,0,0,0,0,null,null,0,null,0]
[null,null,null,null,null,null,null,null,null,null,{"$f":"SUM(K10:K342)","v":0},70,null,{"$f":"SUM(N10:N342)","v":0},{"$f":"SUM(O10:O342)","v":0},null,null,null,null,{"$f":"SUM(T10:T342)","v":0},0,0,0,0,0,0,0,0,null,null,0,null,0]
[null,null,null,null,null,null,null,null,null,null,null,null,null,null,null,null,null,null,null,null,0,0,0,0,0,0,0,0,null,null,0,null,0]
[null,null,null,null,null,null,null,null,null,null,null,null,null,null,null,null,null,null,null,null,0,0,0,0,0,0,0,0,null,null,0,null,0]
[null,null,null,null,null,null,null,null,null,null,null,null,null,null,null,null,null,null,null,null,0,0,0,0,0,0,0,0,null,null,0,null,0]
[null,null,null,null,null,null,null,null,null,null,null,null,null,null,null,null,null,null,null,null,0,0,0,0,0,0,0,0,null,null,0,null,0]
[null,null,null,null,null,null,null,null,null,null,null,null,null,null,null,null,null,null,null,null,0,0,0,0,0,0,0,0,null,null,0,null,0]
[null,null,null,null,null,null,null,null,null,null,null,null,null,null,null,null,null,null,null,null,0,0,0,0,0,0,0,0,null,null,0,null,0]
[null,null,null,null,null,null,null,null,null,null,null,null,null,null,null,null,null,null,null,null,0,0,0,0,0,0,0,0,null,null,0,null,0]
[null,null,null,null,null,null,null,null,null,null,null,null,null,null,null,null,null,null,null,null,0,0,0,0,0,0,0,0,null,null,0,null,0]
[null,null,null,null,null,null,null,null,null,null,null,null,null,null,null,null,null,null,null,null,0,0,0,0,0,0,0,0,null,null,0,null,0]
[null,null,null,null,null,null,null,null,null,null,null,null,null,null,null,null,null,null,null,null,0,0,0,0,0,0,0,0,null,null,0,null,0]
[null,null,null,null,null,null,null,null,null,null,null,null,null,null,null,null,null,null,null,null,0,0,0,0,0,0,0,0,null,null,0,null,0]
[null,null,null,null,null,null,null,null,null,null,null,null,null,null,null,null,null,null,null,null,0,0,0,0,0,0,0,0,null,null,0,null,0]
[null,null,null,null,null,null,null,null,null,null,null,null,null,null,null,null,null,null,null,null,0,0,0,0,0,0,0,0,null,null,0,null,0]
[null,null,null,null,null,null,null,null,null,null,null,null,null,null,null,null,null,null,null,null,0,0,0,0,0,0,0,0,null,null,0,null,0]
[null,null,null,null,null,null,null,null,null,null,null,null,null,null,null,null,null,null,null,null,0,0,0,0,0,0,0,0,null,null,0,null,0]
[null,null,null,null,null,null,null,null,null,null,null,null,null,null,null,null,null,null,null,null,0,0,0,0,0,0,0,0,null,null,0,null,0]
[null,null,null,null,null,null,null,null,null,null,null,null,null,null,null,null,null,null,null,null,0,0,0,0,0,0,0,0,null,null,0,null,0]
[null,null,null,null,null,null,null,null,null,null,null,null,null,null,null,null,null,null,null,null,0,0,0,0,0,0,0,0,null,null,0,null,0]
[null,null,null,null,null,null,null,null,null,null,null,null,null,null,null,null,null,null,null,null,0,0,0,0,0,0,0,0,null,null,0,null,0]
[null,null,null,null,null,null,null,null,null,null,null,null,null,null,null,null,null,null,null,null,0,0,0,0,0,0,0,0,null,null,0,null,0]
[null,null,null,null,null,null,null,null,null,null,null,null,null,null,null,null,null,null,null,null,0,0,0,0,0,0,0,0,null,null,0,null,0]
[null,null,null,null,null,null,null,null,null,null,null,null,null,null,null,null,null,null,null,null,0,0,0,0,0,0,0,0,null,null,0,null,0]
[null,null,null,null,null,null,null,null,null,null,null,null,null,null,null,null,null,null,null,null,0,0,0,0,0,0,0,0,null,null,0,null,0]
[null,null,null,null,null,null,null,null,null,null,null,null,null,null,null,null,null,null,null,null,0,0,0,0,0,0,0,0,null,null,0,null,0]
[null,null,null,null,null,null,null,null,null,null,null,null,null,null,null,null,null,null,null,null,0,0,0,0,0,0,0,0,null,null,0,null,0]
[null,null,null,null,null,null,null,null,null,null,null,null,null,null,null,null,null,null,null,null,0,0,0,0,0,0,0,0,null,null,0,null,0]
[null,null,null,null,null,null,null,null,null,null,null,null,null,null,null,null,null,null,null,null,0,0,0,0,0,0,0,0,null,null,0,null,0]
[null,null,null,null,null,null,null,null,null,null,null,null,null,null,null,null,null,null,null,null,0,0,0,0,0,0,0,0,null,null,0,null,0]
[null,null,null,null,null,null,null,null,null,null,null,null,null,null,null,null,null,null,null,null,0,0,0,0,0,0,0,0,null,null,0,null,0]
[null,null,null,null,null,null,null,null,null,null,null,null,null,null,null,null,null,null,null,null,0,0,0,0,0,0,0,0,null,null,0,null,0]
[null,null,null,null,null,null,null,null,null,null,null,null,null,null,null,null,null,null,null,null,0,0,0,0,0,0,0,0,null,null,0,null,0]
[null,null,null,null,null,null,null,null,null,null,null,null,null,null,null,null,null,null,null,null,0,0,0,0,0,0,0,0,null,null,0,null,0]
[null,null,null,null,null,null,null,null,null,null,null,null,null,null,null,null,null,null,null,null,0,0,0,0,0,0,0,0,null,null,0,null,0]
[null,null,null,null,null,null,null,null,null,null,null,null,null,null,null,null,null,null,null,null,0,0,0,0,0,0,0,0,null,null,0,null,0]
[null,null,null,null,null,null,null,null,null,null,null,null,null,null,null,null,null,null,null,null,0,0,0,0,0,0,0,0,null,null,0,null,0]
[null,null,null,null,null,null,null,null,null,null,null,null,null,null,null,null,null,null,null,null,0,0,0,0,0,0,0,0,null,null,0,null,0]
[null,null,null,null,null,null,null,null,null,null,null,null,null,null,null,null,null,null,null,null,0,0,0,0,0,0,0,0,null,null,0,null,0]
[null,null,null,null,null,null,null,null,null,null,null,null,null,null,null,null,null,null,null,null,0,0,0,0,0,0,0,0,null,null,0,null,0]
[null,null,null,null,null,null,null,null,null,null,null,null,null,null,null,null,null,null,null,null,0,0,0,0,0,0,0,0,null,null,0,null,0]
[null,null,null,null,null,null,null,null,null,null,null,null,null,null,null,null,null,null,null,null,0,0,0,0,0,0,0,0,null,null,0,null,0]
[null,null,null,null,null,null,null,null,null,null,null,null,null,null,null,null,null,null,null,null,0,0,0,0,0,0,0,0,null,null,0,null,0]
[null,null,null,null,null,null,null,null,null,null,null,null,null,null,null,null,null,null,null,null,0,0,0,0,0,0,0,0,null,null,0,null,0]
[null,null,null,null,null,null,null,null,null,null,null,null,null,null,null,null,null,null,null,null,0,0,0,0,0,0,0,0,null,null,0,null,0]
[null,null,null,null,null,null,null,null,null,null,null,null,null,null,null,null,null,null,null,null,0,0,0,0,0,0,0,0,null,null,0,null,0]
[null,null,null,null,null,null,null,null,null,null,null,null,null,null,null,null,null,null,null,null,0,0,0,0,0,0,0,0,null,null,0,null,0]
[null,null,null,null,null,null,null,null,null,null,null,null,null,null,null,null,null,null,null,null,0,0,0,0,0,0,0,0,null,null,0,null,0]
[null,null,null,null,null,null,null,null,null,null,null,null,null,null,null,null,null,null,null,null,0,0,0,0,0,0,0,0,null,null,0,null,0]
[null,null,null,null,null,null,null,null,null,null,null,null,null,null,null,null,null,null,null,null,0,0,0,0,0,0,0,0,null,null,0,null,0]
[null,null,null,null,null,null,null,null,null,null,null,null,null,null,null,null,null,null,null,null,0,0,0,0,0,0,0,0,null,null,0,null,0]
[null,null,null,null,null,null,null,null,null,null,null,null,null,null,null,null,null,null,null,null,0,0,0,0,0,0,0,0,null,null,0,null,0]
[null,null,null,null,null,null,null,null,null,null,null,null,null,null,null,null,null,null,null,null,0,0,0,0,0,0,0,0,null,null,0,null,0]
[null,null,null,null,null,null,null,null,null,null,null,null,null,null,null,null,null,null,null,null,{"$f":"IF(B395<1.005,0,1)","v":0},0,{"$f":"IF(D395<1.0000000001,0,1)","v":0},{"$f":"IF(F395>1,1,0)","v":0},{"$f":"IF(U395+V395=2,1,0)","v":0},{"$f":"IF(U395+V395+$X395>2,1,0)","v":0},{"$f":"IF(V395+W395=2,1,0)","v":0},{"$f":"IF(V395+W395+$X395>2,1,0)","v":0},null,null,{"$f":"IF(U395+V395=2,1,0)","v":0},null,{"$f":"IF(V395+W395=2,1,0)","v":0}]
[null,null,null,null,null,null,null,null,null,null,null,null,null,null,null,null,null,null,null,null,0,{"$f":"IF(C396>0.99,1,0)","v":0},0,0,0,0,0,0,null,null,0,null,0]
[null,null,null,null,null,null,null,null,null,null,null,null,null,null,null,null,null,null,null,null,0,0,0,0,0,0,0,0,null,null,0,null,0]
[null,null,null,null,null,null,null,null,null,null,null,null,null,null,null,null,null,null,null,null,0,0,0,0,0,0,0,0,null,null,0,null,0]
[null,null,null,null,null,null,null,null,null,null,null,null,null,null,null,null,null,null,null,null,0,0,0,0,0,0,0,0,null,null,0,null,0]
[null,null,null,null,null,null,null,null,null,null,null,null,null,null,null,null,null,null,null,null,0,0,0,0,0,0,0,0,null,null,0,null,0]
[null,null,null,null,null,null,null,null,null,null,null,null,null,null,null,null,null,null,null,null,0,0,0,0,0,0,0,0,null,null,0,null,0]
[null,null,null,null,null,null,null,null,null,null,null,null,null,null,null,null,null,null,null,null,0,0,0,0,0,0,0,0,null,null,0,null,0]
[null,null,null,null,null,null,null,null,null,null,null,null,null,null,null,null,null,null,null,null,0,0,0,0,0,0,0,0,null,null,0,null,0]
[null,null,null,null,null,null,null,null,null,null,null,null,null,null,null,null,null,null,null,null,0,0,0,0,0,0,0,0,null,null,0,null,0]
[null,null,null,null,null,null,null,null,null,null,null,null,null,null,null,null,null,null,null,null,0,0,0,0,0,0,0,0,null,null,0,null,0]
[null,null,null,null,null,null,null,null,null,null,null,null,null,null,null,null,null,null,null,null,0,0,0,0,0,0,0,0,null,null,0,null,0]
[null,null,null,null,null,null,null,null,null,null,null,null,null,null,null,null,null,null,null,null,0,0,0,0,0,0,0,0,null,null,0,null,0]
[null,null,null,null,null,null,null,null,null,null,null,null,null,null,null,null,null,null,null,null,0,0,0,0,0,0,0,0,null,null,0,null,0]
[null,null,null,null,null,null,null,null,null,null,null,null,null,null,null,null,null,null,null,null,0,0,0,0,0,0,0,0,null,null,0,null,0]
[null,null,null,null,null,null,null,null,null,null,null,null,null,null,null,null,null,null,null,null,0,0,0,0,0,0,0,0,null,null,0,null,0]
[null,null,null,null,null,null,null,null,null,null,null,null,null,null,null,null,null,null,null,null,0,0,0,0,0,0,0,0,null,null,0,null,0]
[null,null,null,null,null,null,null,null,null,null,null,null,null,null,null,null,null,null,null,null,0,0,0,0,0,0,0,0,null,null,0,null,0]
[null,null,null,null,null,null,null,null,null,null,null,null,null,null,null,null,null,null,null,null,0,0,0,0,0,0,0,0,null,null,0,null,0]
[null,null,null,null,null,null,null,null,null,null,null,null,null,null,null,null,null,null,null,null,0,0,0,0,0,0,0,0,null,null,0,null,0]
[null,null,null,null,null,null,null,null,null,null,null,null,null,null,null,null,null,null,null,null,0,0,0,0,0,0,0,0,null,null,0,null,0]
[null,null,null,null,null,null,null,null,null,null,null,null,null,null,null,null,null,null,null,null,0,0,0,0,0,0,0,0,null,null,0,null,0]
[null,null,null,null,null,null,null,null,null,null,null,null,null,null,null,null,null,null,null,null,0,0,0,0,0,0,0,0,null,null,0,null,0]
[null,null,null,null,null,null,null,null,null,null,null,null,null,null,null,null,null,null,null,null,0,0,0,0,0,0,0,0,null,null,0,null,0]
[null,null,null,null,null,null,null,null,null,null,null,null,null,null,null,null,null,null,null,null,0,0,0,0,0,0,0,0,null,null,0,null,0]
[null,null,null,null,null,null,null,null,null,null,null,null,null,null,null,null,null,null,null,null,0,0,0,0,0,0,0,0,null,null,0,null,0]
[null,null,null,null,null,null,null,null,null,null,null,null,null,null,null,null,null,null,null,null,0,0,0,0,0,0,0,0,null,null,0,null,0]
[null,null,null,null,null,null,null,null,null,null,null,null,null,null,null,null,null,null,null,null,0,0,0,0,0,0,0,0,null,null,0,null,0]
[null,null,null,null,null,null,null,null,null,null,null,null,null,null,null,null,null,null,null,null,0,0,0,0,0,0,0,0,null,null,0,null,0]
[null,null,null,null,null,null,null,null,null,null,null,null,null,null,null,null,null,null,null,null,0,0,0,0,0,0,0,0,null,null,0,null,0]
[null,null,null,null,null,null,null,null,null,null,null,null,null,null,null,null,null,null,null,null,0,0,0,0,0,0,0,0,null,null,0,null,0]
[null,null,null,null,null,null,null,null,null,null,null,null,null,null,null,null,null,null,null,null,0,0,0,0,0,0,0,0,null,null,0,null,0]
[null,null,null,null,null,null,null,null,null,null,null,null,null,null,null,null,null,null,null,null,0,0,0,0,0,0,0,0,null,null,0,null,0]
[null,null,null,null,null,null,null,null,null,null,null,null,null,null,null,null,null,null,null,null,0,0,0,0,0,0,0,0,null,null,0,null,0]
[null,null,null,null,null,null,null,null,null,null,null,null,null,null,null,null,null,null,null,null,0,0,0,0,0,0,0,0,null,null,0,null,0]
[null,null,null,null,null,null,null,null,null,null,null,null,null,null,null,null,null,null,null,null,{"$f":"SUM(U10:U429)","v":0},{"$f":"SUM(V10:V429)","v":0},{"$f":"SUM(W10:W429)","v":{"$error":"#DIV/0!"}},{"$f":"SUM(X10:X429)","v":0},null,null,null,null,null,null,{"$f":"SUM(AE10:AE429)","v":0},null,{"$f":"SUM(AG10:AG429)","v":{"$error":"#DIV/0!"}}]

{"sheet":"Commercial","index":23,"n_rows":3326,"n_cols":41,"rows_kept":2250,"cut":true,"hidden":false,"merged":[],"bounds":{"rows_first":1000,"rows_last":250,"rows_between":1000,"halvings":1}}
[null,null,null,null,null,null,null,null,null,0,"Incentive %",null,null,null,"Participation"]
["(1)                                                                                           Measure","(2)                                       Summer Peak Per Cust (KW)","(3)                            Winter Peak Per Cust (KW)","Blended (Do not use)","(4)                    Annual energy Per Cust","(5 )service Life(Yrs)","(6)                         Utility Non Recurring","(7) Measure cost","O&M","Incentive","Adj. Factor",2020,{"$f":"L2+1","v":2021},{"$f":"+M2+1","v":2022},{"$f":"+N2+1","v":2023},2024,2025,2026,2027,2028,2029,2030,2031,2032,2033,2034,2035,2036,2037,2038,2039,2040,2041,2042,2043,2044,2045,2046,2047,2048,2049]
["Efficient Exhaust Hood",1.7634949428029358,0.69216737257738714,null,8066.5,15,null,1988,null,null,1,1000,1000,1000,0,0,0,0,0,0,0,0,0,0,0,0,0,0,0,0,0,0,0,0,0,0,0,0,0,0,0]
["Efficient Exhaust Hood",1.7634949428029358,0.69216737257738714,null,8066.5,15,null,1988,null,null,1,1000,1000,1000,0,0,0,0,0,0,0,0,0,0,0,0,0,0,0,0,0,0,0,0,0,0,0,0,0,0,0]
["Efficient Exhaust Hood",1.7634949428029358,0.69216737257738714,null,8066.5,15,null,1988,null,null,1,1000,1000,1000,0,0,0,0,0,0,0,0,0,0,0,0,0,0,0,0,0,0,0,0,0,0,0,0,0,0,0]
["Efficient Exhaust Hood",1.7634949428029358,0.69216737257738714,null,8066.5,15,null,1988,null,null,1,1000,1000,1000,0,0,0,0,0,0,0,0,0,0,0,0,0,0,0,0,0,0,0,0,0,0,0,0,0,0,0]
["Efficient Exhaust Hood",1.7634949428029358,0.69216737257738714,null,8066.5,15,null,1988,null,null,1,1000,1000,1000,0,0,0,0,0,0,0,0,0,0,0,0,0,0,0,0,0,0,0,0,0,0,0,0,0,0,0]
["Efficient Exhaust Hood",1.7634949428029358,0.69216737257738714,null,8066.5,15,null,1988,null,null,1,1000,1000,1000,0,0,0,0,0,0,0,0,0,0,0,0,0,0,0,0,0,0,0,0,0,0,0,0,0,0,0]
["Efficient Exhaust Hood",1.7634949428029358,0.69216737257738714,null,8066.5,15,null,1988,null,null,1,1000,1000,1000,0,0,0,0,0,0,0,0,0,0,0,0,0,0,0,0,0,0,0,0,0,0,0,0,0,0,0]
["Efficient Exhaust Hood",1.7634949428029358,0.69216737257738714,null,8066.5,15,null,1988,null,null,1,1000,1000,1000,0,0,0,0,0,0,0,0,0,0,0,0,0,0,0,0,0,0,0,0,0,0,0,0,0,0,0]
["Efficient Exhaust Hood",1.7634949428029358,0.69216737257738714,null,8066.5,15,null,1988,null,null,1,1000,1000,1000,0,0,0,0,0,0,0,0,0,0,0,0,0,0,0,0,0,0,0,0,0,0,0,0,0,0,0]
["Efficient Exhaust Hood",1.7634949428029358,0.69216737257738714,null,8066.5,15,null,1988,null,null,1,1000,1000,1000,0,0,0,0,0,0,0,0,0,0,0,0,0,0,0,0,0,0,0,0,0,0,0,0,0,0,0]
["Efficient Exhaust Hood",1.7634949428029358,0.69216737257738714,null,8066.5,15,null,1988,null,null,1,1000,1000,1000,0,0,0,0,0,0,0,0,0,0,0,0,0,0,0,0,0,0,0,0,0,0,0,0,0,0,0]
["Efficient Exhaust Hood",1.7634949428029358,0.69216737257738714,null,8066.5,15,null,1988,null,null,1,1000,1000,1000,0,0,0,0,0,0,0,0,0,0,0,0,0,0,0,0,0,0,0,0,0,0,0,0,0,0,0]
["Efficient Exhaust Hood",1.7634949428029358,0.69216737257738714,null,8066.5,15,null,1988,null,null,1,1000,1000,1000,0,0,0,0,0,0,0,0,0,0,0,0,0,0,0,0,0,0,0,0,0,0,0,0,0,0,0]
["Efficient Exhaust Hood",1.7634949428029358,0.69216737257738714,null,8066.5,15,null,1988,null,null,1,1000,1000,1000,0,0,0,0,0,0,0,0,0,0,0,0,0,0,0,0,0,0,0,0,0,0,0,0,0,0,0]
["Efficient Exhaust Hood",1.7634949428029358,0.69216737257738714,null,8066.5,15,null,1988,null,null,1,1000,1000,1000,0,0,0,0,0,0,0,0,0,0,0,0,0,0,0,0,0,0,0,0,0,0,0,0,0,0,0]
["Efficient Exhaust Hood",1.7634949428029358,0.69216737257738714,null,8066.5,15,null,1988,null,null,1,1000,1000,1000,0,0,0,0,0,0,0,0,0,0,0,0,0,0,0,0,0,0,0,0,0,0,0,0,0,0,0]
["Efficient Exhaust Hood",1.7634949428029358,0.69216737257738714,null,8066.5,15,null,1988,null,null,1,1000,1000,1000,0,0,0,0,0,0,0,0,0,0,0,0,0,0,0,0,0,0,0,0,0,0,0,0,0,0,0]
["Efficient Exhaust Hood",1.7634949428029358,0.69216737257738714,null,8066.5,15,null,1988,null,null,1,1000,1000,1000,0,0,0,0,0,0,0,0,0,0,0,0,0,0,0,0,0,0,0,0,0,0,0,0,0,0,0]
["Efficient Exhaust Hood",1.7634949428029358,0.69216737257738714,null,8066.5,15,null,1988,null,null,1,1000,1000,1000,0,0,0,0,0,0,0,0,0,0,0,0,0,0,0,0,0,0,0,0,0,0,0,0,0,0,0]
["Efficient Exhaust Hood",1.7634949428029358,0.69216737257738714,null,8066.5,15,null,1988,null,null,1,1000,1000,1000,0,0,0,0,0,0,0,0,0,0,0,0,0,0,0,0,0,0,0,0,0,0,0,0,0,0,0]
["Efficient Exhaust Hood",1.7634949428029358,0.69216737257738714,null,8066.5,15,null,1988,null,null,1,1000,1000,1000,0,0,0,0,0,0,0,0,0,0,0,0,0,0,0,0,0,0,0,0,0,0,0,0,0,0,0]
["Efficient Exhaust Hood",1.7634949428029358,0.69216737257738714,null,8066.5,15,null,1988,null,null,1,1000,1000,1000,0,0,0,0,0,0,0,0,0,0,0,0,0,0,0,0,0,0,0,0,0,0,0,0,0,0,0]
["Efficient Exhaust Hood",1.7634949428029358,0.69216737257738714,null,8066.5,15,null,1988,null,null,1,1000,1000,1000,0,0,0,0,0,0,0,0,0,0,0,0,0,0,0,0,0,0,0,0,0,0,0,0,0,0,0]
["Efficient Exhaust Hood",1.7634949428029358,0.69216737257738714,null,8066.5,15,null,1988,null,null,1,1000,1000,1000,0,0,0,0,0,0,0,0,0,0,0,0,0,0,0,0,0,0,0,0,0,0,0,0,0,0,0]
["Efficient Exhaust Hood",1.7634949428029358,0.69216737257738714,null,8066.5,15,null,1988,null,null,1,1000,1000,1000,0,0,0,0,0,0,0,0,0,0,0,0,0,0,0,0,0,0,0,0,0,0,0,0,0,0,0]
["Efficient Exhaust Hood",1.7634949428029358,0.69216737257738714,null,8066.5,15,null,1988,null,null,1,1000,1000,1000,0,0,0,0,0,0,0,0,0,0,0,0,0,0,0,0,0,0,0,0,0,0,0,0,0,0,0]
["Energy Star Commercial Oven",1.0340868406929076,0.5411288586910814,null,6368,12,null,1191,null,null,1,1000,1000,1000,0,0,0,0,0,0,0,0,0,0,0,0,0,0,0,0,0,0,0,0,0,0,0,0,0,0,0]
["Energy Star Commercial Oven",1.0340868406929076,0.5411288586910814,null,6368,12,null,1191,null,null,1,1000,1000,1000,0,0,0,0,0,0,0,0,0,0,0,0,0,0,0,0,0,0,0,0,0,0,0,0,0,0,0]
["Energy Star Commercial Oven",1.0340868406929076,0.5411288586910814,null,6368,12,null,1191,null,null,1,1000,1000,1000,0,0,0,0,0,0,0,0,0,0,0,0,0,0,0,0,0,0,0,0,0,0,0,0,0,0,0]
["Energy Star Commercial Oven",1.0340868406929076,0.5411288586910814,null,6368,12,null,1191,null,null,1,1000,1000,1000,0,0,0,0,0,0,0,0,0,0,0,0,0,0,0,0,0,0,0,0,0,0,0,0,0,0,0]
["Energy Star Commercial Oven",1.0340868406929076,0.5411288586910814,null,6368,12,null,1191,null,null,1,1000,1000,1000,0,0,0,0,0,0,0,0,0,0,0,0,0,0,0,0,0,0,0,0,0,0,0,0,0,0,0]
["Energy Star Commercial Oven",1.0340868406929076,0.5411288586910814,null,6368,12,null,1191,null,null,1,1000,1000,1000,0,0,0,0,0,0,0,0,0,0,0,0,0,0,0,0,0,0,0,0,0,0,0,0,0,0,0]
["Energy Star Commercial Oven",1.0340868406929076,0.5411288586910814,null,6368,12,null,1191,null,null,1,1000,1000,1000,0,0,0,0,0,0,0,0,0,0,0,0,0,0,0,0,0,0,0,0,0,0,0,0,0,0,0]
["Energy Star Commercial Oven",1.0340868406929076,0.5411288586910814,null,6368,12,null,1191,null,null,1,1000,1000,1000,0,0,0,0,0,0,0,0,0,0,0,0,0,0,0,0,0,0,0,0,0,0,0,0,0,0,0]
["Energy Star Commercial Oven",1.0340868406929076,0.5411288586910814,null,6368,12,null,1191,null,null,1,1000,1000,1000,0,0,0,0,0,0,0,0,0,0,0,0,0,0,0,0,0,0,0,0,0,0,0,0,0,0,0]
["Energy Star Commercial Oven",1.0340868406929076,0.5411288586910814,null,6368,12,null,1191,null,null,1,1000,1000,1000,0,0,0,0,0,0,0,0,0,0,0,0,0,0,0,0,0,0,0,0,0,0,0,0,0,0,0]
["Energy Star Commercial Oven",1.0340868406929076,0.5411288586910814,null,6368,12,null,1191,null,null,1,1000,1000,1000,0,0,0,0,0,0,0,0,0,0,0,0,0,0,0,0,0,0,0,0,0,0,0,0,0,0,0]
["Energy Star Commercial Oven",1.0340868406929076,0.5411288586910814,null,6368,12,null,1191,null,null,1,1000,1000,1000,0,0,0,0,0,0,0,0,0,0,0,0,0,0,0,0,0,0,0,0,0,0,0,0,0,0,0]
["Energy Star Commercial Oven",1.0340868406929076,0.5411288586910814,null,6368,12,null,1191,null,null,1,1000,1000,1000,0,0,0,0,0,0,0,0,0,0,0,0,0,0,0,0,0,0,0,0,0,0,0,0,0,0,0]
["Energy Star Commercial Oven",1.0340868406929076,0.5411288586910814,null,6368,12,null,1191,null,null,1,1000,1000,1000,0,0,0,0,0,0,0,0,0,0,0,0,0,0,0,0,0,0,0,0,0,0,0,0,0,0,0]
["Energy Star Commercial Oven",1.0340868406929076,0.5411288586910814,null,6368,12,null,1191,null,null,1,1000,1000,1000,0,0,0,0,0,0,0,0,0,0,0,0,0,0,0,0,0,0,0,0,0,0,0,0,0,0,0]
["Energy Star Commercial Oven",1.0340868406929076,0.5411288586910814,null,6368,12,null,1191,null,null,1,1000,1000,1000,0,0,0,0,0,0,0,0,0,0,0,0,0,0,0,0,0,0,0,0,0,0,0,0,0,0,0]
["Energy Star Commercial Oven",1.0340868406929076,0.5411288586910814,null,6368,12,null,1191,null,null,1,1000,1000,1000,0,0,0,0,0,0,0,0,0,0,0,0,0,0,0,0,0,0,0,0,0,0,0,0,0,0,0]
["Energy Star Commercial Oven",1.0340868406929076,0.5411288586910814,null,6368,12,null,1191,null,null,1,1000,1000,1000,0,0,0,0,0,0,0,0,0,0,0,0,0,0,0,0,0,0,0,0,0,0,0,0,0,0,0]
["Energy Star Commercial Oven",1.0340868406929076,0.5411288586910814,null,6368,12,null,1191,null,null,1,1000,1000,1000,0,0,0,0,0,0,0,0,0,0,0,0,0,0,0,0,0,0,0,0,0,0,0,0,0,0,0]
["Energy Star Commercial Oven",1.0340868406929076,0.5411288586910814,null,6368,12,null,1191,null,null,1,1000,1000,1000,0,0,0,0,0,0,0,0,0,0,0,0,0,0,0,0,0,0,0,0,0,0,0,0,0,0,0]
["Energy Star Commercial Oven",1.0340868406929076,0.5411288586910814,null,6368,12,null,1191,null,null,1,1000,1000,1000,0,0,0,0,0,0,0,0,0,0,0,0,0,0,0,0,0,0,0,0,0,0,0,0,0,0,0]
["Energy Star Commercial Oven",1.0340868406929076,0.5411288586910814,null,6368,12,null,1191,null,null,1,1000,1000,1000,0,0,0,0,0,0,0,0,0,0,0,0,0,0,0,0,0,0,0,0,0,0,0,0,0,0,0]
["Energy Star Commercial Oven",1.0340868406929076,0.5411288586910814,null,6368,12,null,1191,null,null,1,1000,1000,1000,0,0,0,0,0,0,0,0,0,0,0,0,0,0,0,0,0,0,0,0,0,0,0,0,0,0,0]
["Energy Star Commercial Oven",1.0340868406929076,0.5411288586910814,null,6368,12,null,1191,null,null,1,1000,1000,1000,0,0,0,0,0,0,0,0,0,0,0,0,0,0,0,0,0,0,0,0,0,0,0,0,0,0,0]
["Energy Star Commercial Oven",1.0340868406929076,0.5411288586910814,null,6368,12,null,1191,null,null,1,1000,1000,1000,0,0,0,0,0,0,0,0,0,0,0,0,0,0,0,0,0,0,0,0,0,0,0,0,0,0,0]
["Energy Star Commercial Oven",1.0340868406929076,0.5411288586910814,null,6368,12,null,1191,null,null,1,1000,1000,1000,0,0,0,0,0,0,0,0,0,0,0,0,0,0,0,0,0,0,0,0,0,0,0,0,0,0,0]
["Energy Star Fryer",0.14650763625101837,4.5305172072607973E-2,null,903.82232142857083,12,null,2175,null,null,1,1000,1000,1000,0,0,0,0,0,0,0,0,0,0,0,0,0,0,0,0,0,0,0,0,0,0,0,0,0,0,0]
["Energy Star Fryer",0.14650763625101837,4.5305172072607973E-2,null,903.82232142857083,12,null,2175,null,null,1,1000,1000,1000,0,0,0,0,0,0,0,0,0,0,0,0,0,0,0,0,0,0,0,0,0,0,0,0,0,0,0]
["Energy Star Fryer",0.14650763625101837,4.5305172072607973E-2,null,903.82232142857083,12,null,2175,null,null,1,1000,1000,1000,0,0,0,0,0,0,0,0,0,0,0,0,0,0,0,0,0,0,0,0,0,0,0,0,0,0,0]
["Energy Star Fryer",0.14650763625101837,4.5305172072607973E-2,null,903.82232142857083,12,null,2175,null,null,1,1000,1000,1000,0,0,0,0,0,0,0,0,0,0,0,0,0,0,0,0,0,0,0,0,0,0,0,0,0,0,0]
["Energy Star Fryer",0.14650763625101837,4.5305172072607973E-2,null,903.82232142857083,12,null,2175,null,null,1,1000,1000,1000,0,0,0,0,0,0,0,0,0,0,0,0,0,0,0,0,0,0,0,0,0,0,0,0,0,0,0]
["Energy Star Fryer",0.14650763625101837,4.5305172072607973E-2,null,903.82232142857083,12,null,2175,null,null,1,1000,1000,1000,0,0,0,0,0,0,0,0,0,0,0,0,0,0,0,0,0,0,0,0,0,0,0,0,0,0,0]
["Energy Star Fryer",0.14650763625101837,4.5305172072607973E-2,null,903.82232142857083,12,null,2175,null,null,1,1000,1000,1000,0,0,0,0,0,0,0,0,0,0,0,0,0,0,0,0,0,0,0,0,0,0,0,0,0,0,0]
["Energy Star Fryer",0.14650763625101837,4.5305172072607973E-2,null,903.82232142857083,12,null,2175,null,null,1,1000,1000,1000,0,0,0,0,0,0,0,0,0,0,0,0,0,0,0,0,0,0,0,0,0,0,0,0,0,0,0]
["Energy Star Fryer",0.14650763625101837,4.5305172072607973E-2,null,903.82232142857083,12,null,2175,null,null,1,1000,1000,1000,0,0,0,0,0,0,0,0,0,0,0,0,0,0,0,0,0,0,0,0,0,0,0,0,0,0,0]
["Energy Star Fryer",0.14650763625101837,4.5305172072607973E-2,null,903.82232142857083,12,null,2175,null,null,1,1000,1000,1000,0,0,0,0,0,0,0,0,0,0,0,0,0,0,0,0,0,0,0,0,0,0,0,0,0,0,0]
["Energy Star Fryer",0.14650763625101837,4.5305172072607973E-2,null,903.82232142857083,12,null,2175,null,null,1,1000,1000,1000,0,0,0,0,0,0,0,0,0,0,0,0,0,0,0,0,0,0,0,0,0,0,0,0,0,0,0]
["Energy Star Fryer",0.14650763625101837,4.5305172072607973E-2,null,903.82232142857083,12,null,2175,null,null,1,1000,1000,1000,0,0,0,0,0,0,0,0,0,0,0,0,0,0,0,0,0,0,0,0,0,0,0,0,0,0,0]
["Energy Star Fryer",0.14650763625101837,4.5305172072607973E-2,null,903.82232142857083,12,null,2175,null,null,1,1000,1000,1000,0,0,0,0,0,0,0,0,0,0,0,0,0,0,0,0,0,0,0,0,0,0,0,0,0,0,0]
["Energy Star Fryer",0.14650763625101837,4.5305172072607973E-2,null,903.82232142857083,12,null,2175,null,null,1,1000,1000,1000,0,0,0,0,0,0,0,0,0,0,0,0,0,0,0,0,0,0,0,0,0,0,0,0,0,0,0]
["Energy Star Fryer",0.14650763625101837,4.5305172072607973E-2,null,903.82232142857083,12,null,2175,null,null,1,1000,1000,1000,0,0,0,0,0,0,0,0,0,0,0,0,0,0,0,0,0,0,0,0,0,0,0,0,0,0,0]
["Energy Star Fryer",0.14650763625101837,4.5305172072607973E-2,null,903.82232142857083,12,null,2175,null,null,1,1000,1000,1000,0,0,0,0,0,0,0,0,0,0,0,0,0,0,0,0,0,0,0,0,0,0,0,0,0,0,0]
["Energy Star Fryer",0.14650763625101837,4.5305172072607973E-2,null,903.82232142857083,12,null,2175,null,null,1,1000,1000,1000,0,0,0,0,0,0,0,0,0,0,0,0,0,0,0,0,0,0,0,0,0,0,0,0,0,0,0]
["Energy Star Fryer",0.14650763625101837,4.5305172072607973E-2,null,903.82232142857083,12,null,2175,null,null,1,1000,1000,1000,0,0,0,0,0,0,0,0,0,0,0,0,0,0,0,0,0,0,0,0,0,0,0,0,0,0,0]
["Energy Star Fryer",0.14650763625101837,4.5305172072607973E-2,null,903.82232142857083,12,null,2175,null,null,1,1000,1000,1000,0,0,0,0,0,0,0,0,0,0,0,0,0,0,0,0,0,0,0,0,0,0,0,0,0,0,0]
["Energy Star Fryer",0.14650763625101837,4.5305172072607973E-2,null,903.82232142857083,12,null,2175,null,null,1,1000,1000,1000,0,0,0,0,0,0,0,0,0,0,0,0,0,0,0,0,0,0,0,0,0,0,0,0,0,0,0]
["Energy Star Fryer",0.14650763625101837,4.5305172072607973E-2,null,903.82232142857083,12,null,2175,null,null,1,1000,1000,1000,0,0,0,0,0,0,0,0,0,0,0,0,0,0,0,0,0,0,0,0,0,0,0,0,0,0,0]
["Energy Star Fryer",0.14650763625101837,4.5305172072607973E-2,null,903.82232142857083,12,null,2175,null,null,1,1000,1000,1000,0,0,0,0,0,0,0,0,0,0,0,0,0,0,0,0,0,0,0,0,0,0,0,0,0,0,0]
["Energy Star Fryer",0.14650763625101837,4.5305172072607973E-2,null,903.82232142857083,12,null,2175,null,null,1,1000,1000,1000,0,0,0,0,0,0,0,0,0,0,0,0,0,0,0,0,0,0,0,0,0,0,0,0,0,0,0]
["Energy Star Fryer",0.14650763625101837,4.5305172072607973E-2,null,903.82232142857083,12,null,2175,null,null,1,1000,1000,1000,0,0,0,0,0,0,0,0,0,0,0,0,0,0,0,0,0,0,0,0,0,0,0,0,0,0,0]
["Energy Star Fryer",0.14650763625101837,4.5305172072607973E-2,null,903.82232142857083,12,null,2175,null,null,1,1000,1000,1000,0,0,0,0,0,0,0,0,0,0,0,0,0,0,0,0,0,0,0,0,0,0,0,0,0,0,0]
["Energy Star Fryer",0.14650763625101837,4.5305172072607973E-2,null,903.82232142857083,12,null,2175,null,null,1,1000,1000,1000,0,0,0,0,0,0,0,0,0,0,0,0,0,0,0,0,0,0,0,0,0,0,0,0,0,0,0]
["Energy Star Griddle",0.31560185903799748,8.077067806880231E-2,null,1910.0000000000018,12,null,0,null,null,1,1000,1000,1000,0,0,0,0,0,0,0,0,0,0,0,0,0,0,0,0,0,0,0,0,0,0,0,0,0,0,0]
["Energy Star Griddle",0.31560185903799748,8.077067806880231E-2,null,1910.0000000000018,12,null,0,null,null,1,1000,1000,1000,0,0,0,0,0,0,0,0,0,0,0,0,0,0,0,0,0,0,0,0,0,0,0,0,0,0,0]
["Energy Star Griddle",0.31560185903799748,8.077067806880231E-2,null,1910.0000000000018,12,null,0,null,null,1,1000,1000,1000,0,0,0,0,0,0,0,0,0,0,0,0,0,0,0,0,0,0,0,0,0,0,0,0,0,0,0]
["Energy Star Griddle",0.31560185903799748,8.077067806880231E-2,null,1910.0000000000018,12,null,0,null,null,1,1000,1000,1000,0,0,0,0,0,0,0,0,0,0,0,0,0,0,0,0,0,0,0,0,0,0,0,0,0,0,0]
["Energy Star Griddle",0.31560185903799748,8.077067806880231E-2,null,1910.0000000000018,12,null,0,null,null,1,1000,1000,1000,0,0,0,0,0,0,0,0,0,0,0,0,0,0,0,0,0,0,0,0,0,0,0,0,0,0,0]
["Energy Star Griddle",0.31560185903799748,8.077067806880231E-2,null,1910.0000000000018,12,null,0,null,null,1,1000,1000,1000,0,0,0,0,0,0,0,0,0,0,0,0,0,0,0,0,0,0,0,0,0,0,0,0,0,0,0]
["Energy Star Griddle",0.31560185903799748,8.077067806880231E-2,null,1910.0000000000018,12,null,0,null,null,1,1000,1000,1000,0,0,0,0,0,0,0,0,0,0,0,0,0,0,0,0,0,0,0,0,0,0,0,0,0,0,0]
["Energy Star Griddle",0.31560185903799748,8.077067806880231E-2,null,1910.0000000000018,12,null,0,null,null,1,1000,1000,1000,0,0,0,0,0,0,0,0,0,0,0,0,0,0,0,0,0,0,0,0,0,0,0,0,0,0,0]
["Energy Star Griddle",0.31560185903799748,8.077067806880231E-2,null,1910.0000000000018,12,null,0,null,null,1,1000,1000,1000,0,0,0,0,0,0,0,0,0,0,0,0,0,0,0,0,0,0,0,0,0,0,0,0,0,0,0]
["Energy Star Griddle",0.31560185903799748,8.077067806880231E-2,null,1910.0000000000018,12,null,0,null,null,1,1000,1000,1000,0,0,0,0,0,0,0,0,0,0,0,0,0,0,0,0,0,0,0,0,0,0,0,0,0,0,0]
["Energy Star Griddle",0.31560185903799748,8.077067806880231E-2,null,1910.0000000000018,12,null,0,null,null,1,1000,1000,1000,0,0,0,0,0,0,0,0,0,0,0,0,0,0,0,0,0,0,0,0,0,0,0,0,0,0,0]
["Energy Star Griddle",0.31560185903799748,8.077067806880231E-2,null,1910.0000000000018,12,null,0,null,null,1,1000,1000,1000,0,0,0,0,0,0,0,0,0,0,0,0,0,0,0,0,0,0,0,0,0,0,0,0,0,0,0]
["Energy Star Griddle",0.31560185903799748,8.077067806880231E-2,null,1910.0000000000018,12,null,0,null,null,1,1000,1000,1000,0,0,0,0,0,0,0,0,0,0,0,0,0,0,0,0,0,0,0,0,0,0,0,0,0,0,0]
["Energy Star Griddle",0.31560185903799748,8.077067806880231E-2,null,1910.0000000000018,12,null,0,null,null,1,1000,1000,1000,0,0,0,0,0,0,0,0,0,0,0,0,0,0,0,0,0,0,0,0,0,0,0,0,0,0,0]
["Energy Star Griddle",0.31560185903799748,8.077067806880231E-2,null,1910.0000000000018,12,null,0,null,null,1,1000,1000,1000,0,0,0,0,0,0,0,0,0,0,0,0,0,0,0,0,0,0,0,0,0,0,0,0,0,0,0]
["Energy Star Griddle",0.31560185903799748,8.077067806880231E-2,null,1910.0000000000018,12,null,0,null,null,1,1000,1000,1000,0,0,0,0,0,0,0,0,0,0,0,0,0,0,0,0,0,0,0,0,0,0,0,0,0,0,0]
["Energy Star Griddle",0.31560185903799748,8.077067806880231E-2,null,1910.0000000000018,12,null,0,null,null,1,1000,1000,1000,0,0,0,0,0,0,0,0,0,0,0,0,0,0,0,0,0,0,0,0,0,0,0,0,0,0,0]
["Energy Star Griddle",0.31560185903799748,8.077067806880231E-2,null,1910.0000000000018,12,null,0,null,null,1,1000,1000,1000,0,0,0,0,0,0,0,0,0,0,0,0,0,0,0,0,0,0,0,0,0,0,0,0,0,0,0]
["Energy Star Griddle",0.31560185903799748,8.077067806880231E-2,null,1910.0000000000018,12,null,0,null,null,1,1000,1000,1000,0,0,0,0,0,0,0,0,0,0,0,0,0,0,0,0,0,0,0,0,0,0,0,0,0,0,0]
["Energy Star Griddle",0.31560185903799748,8.077067806880231E-2,null,1910.0000000000018,12,null,0,null,null,1,1000,1000,1000,0,0,0,0,0,0,0,0,0,0,0,0,0,0,0,0,0,0,0,0,0,0,0,0,0,0,0]
["Energy Star Griddle",0.31560185903799748,8.077067806880231E-2,null,1910.0000000000018,12,null,0,null,null,1,1000,1000,1000,0,0,0,0,0,0,0,0,0,0,0,0,0,0,0,0,0,0,0,0,0,0,0,0,0,0,0]
["Energy Star Griddle",0.31560185903799748,8.077067806880231E-2,null,1910.0000000000018,12,null,0,null,null,1,1000,1000,1000,0,0,0,0,0,0,0,0,0,0,0,0,0,0,0,0,0,0,0,0,0,0,0,0,0,0,0]
["Energy Star Griddle",0.31560185903799748,8.077067806880231E-2,null,1910.0000000000018,12,null,0,null,null,1,1000,1000,1000,0,0,0,0,0,0,0,0,0,0,0,0,0,0,0,0,0,0,0,0,0,0,0,0,0,0,0]
["Energy Star Griddle",0.31560185903799748,8.077067806880231E-2,null,1910.0000000000018,12,null,0,null,null,1,1000,1000,1000,0,0,0,0,0,0,0,0,0,0,0,0,0,0,0,0,0,0,0,0,0,0,0,0,0,0,0]
["Energy Star Griddle",0.31560185903799748,8.077067806880231E-2,null,1910.0000000000018,12,null,0,null,null,1,1000,1000,1000,0,0,0,0,0,0,0,0,0,0,0,0,0,0,0,0,0,0,0,0,0,0,0,0,0,0,0]
["Energy Star Griddle",0.31560185903799748,8.077067806880231E-2,null,1910.0000000000018,12,null,0,null,null,1,1000,1000,1000,0,0,0,0,0,0,0,0,0,0,0,0,0,0,0,0,0,0,0,0,0,0,0,0,0,0,0]
["Energy Star Hot Food Holding Cabinet",0.31861879516654884,0.15417037988518134,null,1730.1000000000001,12,null,811,null,null,1,1000,1000,1000,0,0,0,0,0,0,0,0,0,0,0,0,0,0,0,0,0,0,0,0,0,0,0,0,0,0,0]
["Energy Star Hot Food Holding Cabinet",0.31861879516654884,0.15417037988518134,null,1730.1000000000001,12,null,811,null,null,1,1000,1000,1000,0,0,0,0,0,0,0,0,0,0,0,0,0,0,0,0,0,0,0,0,0,0,0,0,0,0,0]
["Energy Star Hot Food Holding Cabinet",0.31861879516654884,0.15417037988518134,null,1730.1000000000001,12,null,811,null,null,1,1000,1000,1000,0,0,0,0,0,0,0,0,0,0,0,0,0,0,0,0,0,0,0,0,0,0,0,0,0,0,0]
["Energy Star Hot Food Holding Cabinet",0.31861879516654884,0.15417037988518134,null,1730.1000000000001,12,null,811,null,null,1,1000,1000,1000,0,0,0,0,0,0,0,0,0,0,0,0,0,0,0,0,0,0,0,0,0,0,0,0,0,0,0]
["Energy Star Hot Food Holding Cabinet",0.31861879516654884,0.15417037988518134,null,1730.1000000000001,12,null,811,null,null,1,1000,1000,1000,0,0,0,0,0,0,0,0,0,0,0,0,0,0,0,0,0,0,0,0,0,0,0,0,0,0,0]
["Energy Star Hot Food Holding Cabinet",0.31861879516654884,0.15417037988518134,null,1730.1000000000001,12,null,811,null,null,1,1000,1000,1000,0,0,0,0,0,0,0,0,0,0,0,0,0,0,0,0,0,0,0,0,0,0,0,0,0,0,0]
["Energy Star Hot Food Holding Cabinet",0.31861879516654884,0.15417037988518134,null,1730.1000000000001,12,null,811,null,null,1,1000,1000,1000,0,0,0,0,0,0,0,0,0,0,0,0,0,0,0,0,0,0,0,0,0,0,0,0,0,0,0]
["Energy Star Hot Food Holding Cabinet",0.31861879516654884,0.15417037988518134,null,1730.1000000000001,12,null,811,null,null,1,1000,1000,1000,0,0,0,0,0,0,0,0,0,0,0,0,0,0,0,0,0,0,0,0,0,0,0,0,0,0,0]
["Energy Star Hot Food Holding Cabinet",0.31861879516654884,0.15417037988518134,null,1730.1000000000001,12,null,811,null,null,1,1000,1000,1000,0,0,0,0,0,0,0,0,0,0,0,0,0,0,0,0,0,0,0,0,0,0,0,0,0,0,0]
["Energy Star Hot Food Holding Cabinet",0.31861879516654884,0.15417037988518134,null,1730.1000000000001,12,null,811,null,null,1,1000,1000,1000,0,0,0,0,0,0,0,0,0,0,0,0,0,0,0,0,0,0,0,0,0,0,0,0,0,0,0]
["Energy Star Hot Food Holding Cabinet",0.31861879516654884,0.15417037988518134,null,1730.1000000000001,12,null,811,null,null,1,1000,1000,1000,0,0,0,0,0,0,0,0,0,0,0,0,0,0,0,0,0,0,0,0,0,0,0,0,0,0,0]
["Energy Star Hot Food Holding Cabinet",0.31861879516654884,0.15417037988518134,null,1730.1000000000001,12,null,811,null,null,1,1000,1000,1000,0,0,0,0,0,0,0,0,0,0,0,0,0,0,0,0,0,0,0,0,0,0,0,0,0,0,0]
["Energy Star Hot Food Holding Cabinet",0.31861879516654884,0.15417037988518134,null,1730.1000000000001,12,null,811,null,null,1,1000,1000,1000,0,0,0,0,0,0,0,0,0,0,0,0,0,0,0,0,0,0,0,0,0,0,0,0,0,0,0]
["Energy Star Hot Food Holding Cabinet",0.31861879516654884,0.15417037988518134,null,1730.1000000000001,12,null,811,null,null,1,1000,1000,1000,0,0,0,0,0,0,0,0,0,0,0,0,0,0,0,0,0,0,0,0,0,0,0,0,0,0,0]
["Energy Star Hot Food Holding Cabinet",0.31861879516654884,0.15417037988518134,null,1730.1000000000001,12,null,811,null,null,1,1000,1000,1000,0,0,0,0,0,0,0,0,0,0,0,0,0,0,0,0,0,0,0,0,0,0,0,0,0,0,0]
["Energy Star Hot Food Holding Cabinet",0.31861879516654884,0.15417037988518134,null,1730.1000000000001,12,null,811,null,null,1,1000,1000,1000,0,0,0,0,0,0,0,0,0,0,0,0,0,0,0,0,0,0,0,0,0,0,0,0,0,0,0]
["Energy Star Hot Food Holding Cabinet",0.31861879516654884,0.15417037988518134,null,1730.1000000000001,12,null,811,null,null,1,1000,1000,1000,0,0,0,0,0,0,0,0,0,0,0,0,0,0,0,0,0,0,0,0,0,0,0,0,0,0,0]
["Energy Star Hot Food Holding Cabinet",0.31861879516654884,0.15417037988518134,null,1730.1000000000001,12,null,811,null,null,1,1000,1000,1000,0,0,0,0,0,0,0,0,0,0,0,0,0,0,0,0,0,0,0,0,0,0,0,0,0,0,0]
["Energy Star Hot Food Holding Cabinet",0.31861879516654884,0.15417037988518134,null,1730.1000000000001,12,null,811,null,null,1,1000,1000,1000,0,0,0,0,0,0,0,0,0,0,0,0,0,0,0,0,0,0,0,0,0,0,0,0,0,0,0]
["Energy Star Hot Food Holding Cabinet",0.31861879516654884,0.15417037988518134,null,1730.1000000000001,12,null,811,null,null,1,1000,1000,1000,0,0,0,0,0,0,0,0,0,0,0,0,0,0,0,0,0,0,0,0,0,0,0,0,0,0,0]
["Energy Star Hot Food Holding Cabinet",0.31861879516654884,0.15417037988518134,null,1730.1000000000001,12,null,811,null,null,1,1000,1000,1000,0,0,0,0,0,0,0,0,0,0,0,0,0,0,0,0,0,0,0,0,0,0,0,0,0,0,0]
["Energy Star Hot Food Holding Cabinet",0.31861879516654884,0.15417037988518134,null,1730.1000000000001,12,null,811,null,null,1,1000,1000,1000,0,0,0,0,0,0,0,0,0,0,0,0,0,0,0,0,0,0,0,0,0,0,0,0,0,0,0]
["Energy Star Hot Food Holding Cabinet",0.31861879516654884,0.15417037988518134,null,1730.1000000000001,12,null,811,null,null,1,1000,1000,1000,0,0,0,0,0,0,0,0,0,0,0,0,0,0,0,0,0,0,0,0,0,0,0,0,0,0,0]
["Energy Star Hot Food Holding Cabinet",0.31861879516654884,0.15417037988518134,null,1730.1000000000001,12,null,811,null,null,1,1000,1000,1000,0,0,0,0,0,0,0,0,0,0,0,0,0,0,0,0,0,0,0,0,0,0,0,0,0,0,0]
["Energy Star Hot Food Holding Cabinet",0.31861879516654884,0.15417037988518134,null,1730.1000000000001,12,null,811,null,null,1,1000,1000,1000,0,0,0,0,0,0,0,0,0,0,0,0,0,0,0,0,0,0,0,0,0,0,0,0,0,0,0]
["Energy Star Hot Food Holding Cabinet",0.31861879516654884,0.15417037988518134,null,1730.1000000000001,12,null,811,null,null,1,1000,1000,1000,0,0,0,0,0,0,0,0,0,0,0,0,0,0,0,0,0,0,0,0,0,0,0,0,0,0,0]
["Energy Star Steamer",1.4645292369823437,0.85037178461061558,null,9967,12,null,825.72000000000025,null,null,1,1000,1000,1000,0,0,0,0,0,0,0,0,0,0,0,0,0,0,0,0,0,0,0,0,0,0,0,0,0,0,0]
["Energy Star Steamer",1.4645292369823437,0.85037178461061558,null,9967,12,null,825.72000000000025,null,null,1,1000,1000,1000,0,0,0,0,0,0,0,0,0,0,0,0,0,0,0,0,0,0,0,0,0,0,0,0,0,0,0]
["Energy Star Steamer",1.4645292369823437,0.85037178461061558,null,9967,12,null,825.72000000000025,null,null,1,1000,1000,1000,0,0,0,0,0,0,0,0,0,0,0,0,0,0,0,0,0,0,0,0,0,0,0,0,0,0,0]
["Energy Star Steamer",1.4645292369823437,0.85037178461061558,null,9967,12,null,825.72000000000025,null,null,1,1000,1000,1000,0,0,0,0,0,0,0,0,0,0,0,0,0,0,0,0,0,0,0,0,0,0,0,0,0,0,0]
["Energy Star Steamer",1.4645292369823437,0.85037178461061558,null,9967,12,null,825.72000000000025,null,null,1,1000,1000,1000,0,0,0,0,0,0,0,0,0,0,0,0,0,0,0,0,0,0,0,0,0,0,0,0,0,0,0]
["Energy Star Steamer",1.4645292369823437,0.85037178461061558,null,9967,12,null,825.72000000000025,null,null,1,1000,1000,1000,0,0,0,0,0,0,0,0,0,0,0,0,0,0,0,0,0,0,0,0,0,0,0,0,0,0,0]
["Energy Star Steamer",1.4645292369823437,0.85037178461061558,null,9967,12,null,825.72000000000025,null,null,1,1000,1000,1000,0,0,0,0,0,0,0,0,0,0,0,0,0,0,0,0,0,0,0,0,0,0,0,0,0,0,0]
["Energy Star Steamer",1.4645292369823437,0.85037178461061558,null,9967,12,null,825.72000000000025,null,null,1,1000,1000,1000,0,0,0,0,0,0,0,0,0,0,0,0,0,0,0,0,0,0,0,0,0,0,0,0,0,0,0]
["Energy Star Steamer",1.4645292369823437,0.85037178461061558,null,9967,12,null,825.72000000000025,null,null,1,1000,1000,1000,0,0,0,0,0,0,0,0,0,0,0,0,0,0,0,0,0,0,0,0,0,0,0,0,0,0,0]
["Energy Star Steamer",1.4645292369823437,0.85037178461061558,null,9967,12,null,825.72000000000025,null,null,1,1000,1000,1000,0,0,0,0,0,0,0,0,0,0,0,0,0,0,0,0,0,0,0,0,0,0,0,0,0,0,0]
["Energy Star Steamer",1.4645292369823437,0.85037178461061558,null,9967,12,null,825.72000000000025,null,null,1,1000,1000,1000,0,0,0,0,0,0,0,0,0,0,0,0,0,0,0,0,0,0,0,0,0,0,0,0,0,0,0]
["Energy Star Steamer",1.4645292369823437,0.85037178461061558,null,9967,12,null,825.72000000000025,null,null,1,1000,1000,1000,0,0,0,0,0,0,0,0,0,0,0,0,0,0,0,0,0,0,0,0,0,0,0,0,0,0,0]
["Energy Star Steamer",1.4645292369823437,0.85037178461061558,null,9967,12,null,825.72000000000025,null,null,1,1000,1000,1000,0,0,0,0,0,0,0,0,0,0,0,0,0,0,0,0,0,0,0,0,0,0,0,0,0,0,0]
["Energy Star Steamer",1.4645292369823437,0.85037178461061558,null,9967,12,null,825.72000000000025,null,null,1,1000,1000,1000,0,0,0,0,0,0,0,0,0,0,0,0,0,0,0,0,0,0,0,0,0,0,0,0,0,0,0]
["Energy Star Steamer",1.4645292369823437,0.85037178461061558,null,9967,12,null,825.72000000000025,null,null,1,1000,1000,1000,0,0,0,0,0,0,0,0,0,0,0,0,0,0,0,0,0,0,0,0,0,0,0,0,0,0,0]
["Energy Star Steamer",1.4645292369823437,0.85037178461061558,null,9967,12,null,825.72000000000025,null,null,1,1000,1000,1000,0,0,0,0,0,0,0,0,0,0,0,0,0,0,0,0,0,0,0,0,0,0,0,0,0,0,0]
["Energy Star Steamer",1.4645292369823437,0.85037178461061558,null,9967,12,null,825.72000000000025,null,null,1,1000,1000,1000,0,0,0,0,0,0,0,0,0,0,0,0,0,0,0,0,0,0,0,0,0,0,0,0,0,0,0]
["Energy Star Steamer",1.4645292369823437,0.85037178461061558,null,9967,12,null,825.72000000000025,null,null,1,1000,1000,1000,0,0,0,0,0,0,0,0,0,0,0,0,0,0,0,0,0,0,0,0,0,0,0,0,0,0,0]
["Energy Star Steamer",1.4645292369823437,0.85037178461061558,null,9967,12,null,825.72000000000025,null,null,1,1000,1000,1000,0,0,0,0,0,0,0,0,0,0,0,0,0,0,0,0,0,0,0,0,0,0,0,0,0,0,0]
["Energy Star Steamer",1.4645292369823437,0.85037178461061558,null,9967,12,null,825.72000000000025,null,null,1,1000,1000,1000,0,0,0,0,0,0,0,0,0,0,0,0,0,0,0,0,0,0,0,0,0,0,0,0,0,0,0]
["Energy Star Steamer",1.4645292369823437,0.85037178461061558,null,9967,12,null,825.72000000000025,null,null,1,1000,1000,1000,0,0,0,0,0,0,0,0,0,0,0,0,0,0,0,0,0,0,0,0,0,0,0,0,0,0,0]
["Energy Star Steamer",1.4645292369823437,0.85037178461061558,null,9967,12,null,825.72000000000025,null,null,1,1000,1000,1000,0,0,0,0,0,0,0,0,0,0,0,0,0,0,0,0,0,0,0,0,0,0,0,0,0,0,0]
["Energy Star Steamer",1.4645292369823437,0.85037178461061558,null,9967,12,null,825.72000000000025,null,null,1,1000,1000,1000,0,0,0,0,0,0,0,0,0,0,0,0,0,0,0,0,0,0,0,0,0,0,0,0,0,0,0]
["Energy Star Steamer",1.4645292369823437,0.85037178461061558,null,9967,12,null,825.72000000000025,null,null,1,1000,1000,1000,0,0,0,0,0,0,0,0,0,0,0,0,0,0,0,0,0,0,0,0,0,0,0,0,0,0,0]
["Energy Star Steamer",1.4645292369823437,0.85037178461061558,null,9967,12,null,825.72000000000025,null,null,1,1000,1000,1000,0,0,0,0,0,0,0,0,0,0,0,0,0,0,0,0,0,0,0,0,0,0,0,0,0,0,0]
["Energy Star Steamer",1.4645292369823437,0.85037178461061558,null,9967,12,null,825.72000000000025,null,null,1,1000,1000,1000,0,0,0,0,0,0,0,0,0,0,0,0,0,0,0,0,0,0,0,0,0,0,0,0,0,0,0]
["Induction Cooktops",0.42569862653966989,0.17528767482144755,null,1974.2399999999998,10,null,2693.65,null,null,1,1000,1000,1000,0,0,0,0,0,0,0,0,0,0,0,0,0,0,0,0,0,0,0,0,0,0,0,0,0,0,0]
["Induction Cooktops",0.42569862653966989,0.17528767482144755,null,1974.2399999999998,10,null,2693.65,null,null,1,1000,1000,1000,0,0,0,0,0,0,0,0,0,0,0,0,0,0,0,0,0,0,0,0,0,0,0,0,0,0,0]
["Induction Cooktops",0.42569862653966989,0.17528767482144755,null,1974.2399999999998,10,null,2693.65,null,null,1,1000,1000,1000,0,0,0,0,0,0,0,0,0,0,0,0,0,0,0,0,0,0,0,0,0,0,0,0,0,0,0]
["Induction Cooktops",0.42569862653966989,0.17528767482144755,null,1974.2399999999998,10,null,2693.65,null,null,1,1000,1000,1000,0,0,0,0,0,0,0,0,0,0,0,0,0,0,0,0,0,0,0,0,0,0,0,0,0,0,0]
["Induction Cooktops",0.42569862653966989,0.17528767482144755,null,1974.2399999999998,10,null,2693.65,null,null,1,1000,1000,1000,0,0,0,0,0,0,0,0,0,0,0,0,0,0,0,0,0,0,0,0,0,0,0,0,0,0,0]
["Induction Cooktops",0.42569862653966989,0.17528767482144755,null,1974.2399999999998,10,null,2693.65,null,null,1,1000,1000,1000,0,0,0,0,0,0,0,0,0,0,0,0,0,0,0,0,0,0,0,0,0,0,0,0,0,0,0]
["Induction Cooktops",0.42569862653966989,0.17528767482144755,null,1974.2399999999998,10,null,2693.65,null,null,1,1000,1000,1000,0,0,0,0,0,0,0,0,0,0,0,0,0,0,0,0,0,0,0,0,0,0,0,0,0,0,0]
["Induction Cooktops",0.42569862653966989,0.17528767482144755,null,1974.2399999999998,10,null,2693.65,null,null,1,1000,1000,1000,0,0,0,0,0,0,0,0,0,0,0,0,0,0,0,0,0,0,0,0,0,0,0,0,0,0,0]
["Induction Cooktops",0.42569862653966989,0.17528767482144755,null,1974.2399999999998,10,null,2693.65,null,null,1,1000,1000,1000,0,0,0,0,0,0,0,0,0,0,0,0,0,0,0,0,0,0,0,0,0,0,0,0,0,0,0]
["Induction Cooktops",0.42569862653966989,0.17528767482144755,null,1974.2399999999998,10,null,2693.65,null,null,1,1000,1000,1000,0,0,0,0,0,0,0,0,0,0,0,0,0,0,0,0,0,0,0,0,0,0,0,0,0,0,0]
["Induction Cooktops",0.42569862653966989,0.17528767482144755,null,1974.2399999999998,10,null,2693.65,null,null,1,1000,1000,1000,0,0,0,0,0,0,0,0,0,0,0,0,0,0,0,0,0,0,0,0,0,0,0,0,0,0,0]
["Induction Cooktops",0.42569862653966989,0.17528767482144755,null,1974.2399999999998,10,null,2693.65,null,null,1,1000,1000,1000,0,0,0,0,0,0,0,0,0,0,0,0,0,0,0,0,0,0,0,0,0,0,0,0,0,0,0]
["Induction Cooktops",0.42569862653966989,0.17528767482144755,null,1974.2399999999998,10,null,2693.65,null,null,1,1000,1000,1000,0,0,0,0,0,0,0,0,0,0,0,0,0,0,0,0,0,0,0,0,0,0,0,0,0,0,0]
["Induction Cooktops",0.42569862653966989,0.17528767482144755,null,1974.2399999999998,10,null,2693.65,null,null,1,1000,1000,1000,0,0,0,0,0,0,0,0,0,0,0,0,0,0,0,0,0,0,0,0,0,0,0,0,0,0,0]
["Induction Cooktops",0.42569862653966989,0.17528767482144755,null,1974.2399999999998,10,null,2693.65,null,null,1,1000,1000,1000,0,0,0,0,0,0,0,0,0,0,0,0,0,0,0,0,0,0,0,0,0,0,0,0,0,0,0]
["Induction Cooktops",0.42569862653966989,0.17528767482144755,null,1974.2399999999998,10,null,2693.65,null,null,1,1000,1000,1000,0,0,0,0,0,0,0,0,0,0,0,0,0,0,0,0,0,0,0,0,0,0,0,0,0,0,0]
["Induction Cooktops",0.42569862653966989,0.17528767482144755,null,1974.2399999999998,10,null,2693.65,null,null,1,1000,1000,1000,0,0,0,0,0,0,0,0,0,0,0,0,0,0,0,0,0,0,0,0,0,0,0,0,0,0,0]
["Induction Cooktops",0.42569862653966989,0.17528767482144755,null,1974.2399999999998,10,null,2693.65,null,null,1,1000,1000,1000,0,0,0,0,0,0,0,0,0,0,0,0,0,0,0,0,0,0,0,0,0,0,0,0,0,0,0]
["Induction Cooktops",0.42569862653966989,0.17528767482144755,null,1974.2399999999998,10,null,2693.65,null,null,1,1000,1000,1000,0,0,0,0,0,0,0,0,0,0,0,0,0,0,0,0,0,0,0,0,0,0,0,0,0,0,0]
["Induction Cooktops",0.42569862653966989,0.17528767482144755,null,1974.2399999999998,10,null,2693.65,null,null,1,1000,1000,1000,0,0,0,0,0,0,0,0,0,0,0,0,0,0,0,0,0,0,0,0,0,0,0,0,0,0,0]
["Induction Cooktops",0.42569862653966989,0.17528767482144755,null,1974.2399999999998,10,null,2693.65,null,null,1,1000,1000,1000,0,0,0,0,0,0,0,0,0,0,0,0,0,0,0,0,0,0,0,0,0,0,0,0,0,0,0]
["Induction Cooktops",0.42569862653966989,0.17528767482144755,null,1974.2399999999998,10,null,2693.65,null,null,1,1000,1000,1000,0,0,0,0,0,0,0,0,0,0,0,0,0,0,0,0,0,0,0,0,0,0,0,0,0,0,0]
["Induction Cooktops",0.42569862653966989,0.17528767482144755,null,1974.2399999999998,10,null,2693.65,null,null,1,1000,1000,1000,0,0,0,0,0,0,0,0,0,0,0,0,0,0,0,0,0,0,0,0,0,0,0,0,0,0,0]
["Induction Cooktops",0.42569862653966989,0.17528767482144755,null,1974.2399999999998,10,null,2693.65,null,null,1,1000,1000,1000,0,0,0,0,0,0,0,0,0,0,0,0,0,0,0,0,0,0,0,0,0,0,0,0,0,0,0]
["Induction Cooktops",0.42569862653966989,0.17528767482144755,null,1974.2399999999998,10,null,2693.65,null,null,1,1000,1000,1000,0,0,0,0,0,0,0,0,0,0,0,0,0,0,0,0,0,0,0,0,0,0,0,0,0,0,0]
["Induction Cooktops",0.42569862653966989,0.17528767482144755,null,1974.2399999999998,10,null,2693.65,null,null,1,1000,1000,1000,0,0,0,0,0,0,0,0,0,0,0,0,0,0,0,0,0,0,0,0,0,0,0,0,0,0,0]
["Energy Star Commercial Dishwasher",1.3583563464030752,-1.445176750142555E-4,null,18720.08976162563,15,null,737.77777777777783,null,null,1,1000,1000,1000,0,0,0,0,0,0,0,0,0,0,0,0,0,0,0,0,0,0,0,0,0,0,0,0,0,0,0]
["Energy Star Commercial Dishwasher",1.3583563464030752,-1.445176750142555E-4,null,18720.08976162563,15,null,737.77777777777783,null,null,1,1000,1000,1000,0,0,0,0,0,0,0,0,0,0,0,0,0,0,0,0,0,0,0,0,0,0,0,0,0,0,0]
["Energy Star Commercial Dishwasher",1.3583563464030752,-1.445176750142555E-4,null,18720.08976162563,15,null,737.77777777777783,null,null,1,1000,1000,1000,0,0,0,0,0,0,0,0,0,0,0,0,0,0,0,0,0,0,0,0,0,0,0,0,0,0,0]
["Energy Star Commercial Dishwasher",1.3583563464030752,-1.445176750142555E-4,null,18720.08976162563,15,null,737.77777777777783,null,null,1,1000,1000,1000,0,0,0,0,0,0,0,0,0,0,0,0,0,0,0,0,0,0,0,0,0,0,0,0,0,0,0]
["Energy Star Commercial Dishwasher",1.3583563464030752,-1.445176750142555E-4,null,18720.08976162563,15,null,737.77777777777783,null,null,1,1000,1000,1000,0,0,0,0,0,0,0,0,0,0,0,0,0,0,0,0,0,0,0,0,0,0,0,0,0,0,0]
["Energy Star Commercial Dishwasher",1.3583563464030752,-1.445176750142555E-4,null,18720.08976162563,15,null,737.77777777777783,null,null,1,1000,1000,1000,0,0,0,0,0,0,0,0,0,0,0,0,0,0,0,0,0,0,0,0,0,0,0,0,0,0,0]
["Energy Star Commercial Dishwasher",1.3583563464030752,-1.445176750142555E-4,null,18720.08976162563,15,null,737.77777777777783,null,null,1,1000,1000,1000,0,0,0,0,0,0,0,0,0,0,0,0,0,0,0,0,0,0,0,0,0,0,0,0,0,0,0]
["Energy Star Commercial Dishwasher",1.3583563464030752,-1.445176750142555E-4,null,18720.08976162563,15,null,737.77777777777783,null,null,1,1000,1000,1000,0,0,0,0,0,0,0,0,0,0,0,0,0,0,0,0,0,0,0,0,0,0,0,0,0,0,0]
["Energy Star Commercial Dishwasher",1.3583563464030752,-1.445176750142555E-4,null,18720.08976162563,15,null,737.77777777777783,null,null,1,1000,1000,1000,0,0,0,0,0,0,0,0,0,0,0,0,0,0,0,0,0,0,0,0,0,0,0,0,0,0,0]
["Energy Star Commercial Dishwasher",1.3583563464030752,-1.445176750142555E-4,null,18720.08976162563,15,null,737.77777777777783,null,null,1,1000,1000,1000,0,0,0,0,0,0,0,0,0,0,0,0,0,0,0,0,0,0,0,0,0,0,0,0,0,0,0]
["Energy Star Commercial Dishwasher",1.3583563464030752,-1.445176750142555E-4,null,18720.08976162563,15,null,737.77777777777783,null,null,1,1000,1000,1000,0,0,0,0,0,0,0,0,0,0,0,0,0,0,0,0,0,0,0,0,0,0,0,0,0,0,0]
["Energy Star Commercial Dishwasher",1.3583563464030752,-1.445176750142555E-4,null,18720.08976162563,15,null,737.77777777777783,null,null,1,1000,1000,1000,0,0,0,0,0,0,0,0,0,0,0,0,0,0,0,0,0,0,0,0,0,0,0,0,0,0,0]
["Energy Star Commercial Dishwasher",1.3583563464030752,-1.445176750142555E-4,null,18720.08976162563,15,null,737.77777777777783,null,null,1,1000,1000,1000,0,0,0,0,0,0,0,0,0,0,0,0,0,0,0,0,0,0,0,0,0,0,0,0,0,0,0]
["Energy Star Commercial Dishwasher",1.3583563464030752,-1.445176750142555E-4,null,18720.08976162563,15,null,737.77777777777783,null,null,1,1000,1000,1000,0,0,0,0,0,0,0,0,0,0,0,0,0,0,0,0,0,0,0,0,0,0,0,0,0,0,0]
["Energy Star Commercial Dishwasher",1.3583563464030752,-1.445176750142555E-4,null,18720.08976162563,15,null,737.77777777777783,null,null,1,1000,1000,1000,0,0,0,0,0,0,0,0,0,0,0,0,0,0,0,0,0,0,0,0,0,0,0,0,0,0,0]
["Energy Star Commercial Dishwasher",1.3583563464030752,-1.445176750142555E-4,null,18720.08976162563,15,null,737.77777777777783,null,null,1,1000,1000,1000,0,0,0,0,0,0,0,0,0,0,0,0,0,0,0,0,0,0,0,0,0,0,0,0,0,0,0]
["Energy Star Commercial Dishwasher",1.3583563464030752,-1.445176750142555E-4,null,18720.08976162563,15,null,737.77777777777783,null,null,1,1000,1000,1000,0,0,0,0,0,0,0,0,0,0,0,0,0,0,0,0,0,0,0,0,0,0,0,0,0,0,0]
["Energy Star Commercial Dishwasher",1.3583563464030752,-1.445176750142555E-4,null,18720.08976162563,15,null,737.77777777777783,null,null,1,1000,1000,1000,0,0,0,0,0,0,0,0,0,0,0,0,0,0,0,0,0,0,0,0,0,0,0,0,0,0,0]
["Energy Star Commercial Dishwasher",1.3583563464030752,-1.445176750142555E-4,null,18720.08976162563,15,null,737.77777777777783,null,null,1,1000,1000,1000,0,0,0,0,0,0,0,0,0,0,0,0,0,0,0,0,0,0,0,0,0,0,0,0,0,0,0]
["Energy Star Commercial Dishwasher",1.3583563464030752,-1.445176750142555E-4,null,18720.08976162563,15,null,737.77777777777783,null,null,1,1000,1000,1000,0,0,0,0,0,0,0,0,0,0,0,0,0,0,0,0,0,0,0,0,0,0,0,0,0,0,0]
["Energy Star Commercial Dishwasher",1.3583563464030752,-1.445176750142555E-4,null,18720.08976162563,15,null,737.77777777777783,null,null,1,1000,1000,1000,0,0,0,0,0,0,0,0,0,0,0,0,0,0,0,0,0,0,0,0,0,0,0,0,0,0,0]
["Energy Star Commercial Dishwasher",1.3583563464030752,-1.445176750142555E-4,null,18720.08976162563,15,null,737.77777777777783,null,null,1,1000,1000,1000,0,0,0,0,0,0,0,0,0,0,0,0,0,0,0,0,0,0,0,0,0,0,0,0,0,0,0]
["Energy Star Commercial Dishwasher",1.3583563464030752,-1.445176750142555E-4,null,18720.08976162563,15,null,737.77777777777783,null,null,1,1000,1000,1000,0,0,0,0,0,0,0,0,0,0,0,0,0,0,0,0,0,0,0,0,0,0,0,0,0,0,0]
["Energy Star Commercial Dishwasher",1.3583563464030752,-1.445176750142555E-4,null,18720.08976162563,15,null,737.77777777777783,null,null,1,1000,1000,1000,0,0,0,0,0,0,0,0,0,0,0,0,0,0,0,0,0,0,0,0,0,0,0,0,0,0,0]
["Energy Star Commercial Dishwasher",1.3583563464030752,-1.445176750142555E-4,null,18720.08976162563,15,null,737.77777777777783,null,null,1,1000,1000,1000,0,0,0,0,0,0,0,0,0,0,0,0,0,0,0,0,0,0,0,0,0,0,0,0,0,0,0]
["Energy Star Commercial Dishwasher",1.3583563464030752,-1.445176750142555E-4,null,18720.08976162563,15,null,737.77777777777783,null,null,1,1000,1000,1000,0,0,0,0,0,0,0,0,0,0,0,0,0,0,0,0,0,0,0,0,0,0,0,0,0,0,0]
["Heat Pump Water Heater",0.74275378044894746,0.49402070323135278,null,4395.1625443807498,10,null,1006,null,null,1,1000,1000,1000,0,0,0,0,0,0,0,0,0,0,0,0,0,0,0,0,0,0,0,0,0,0,0,0,0,0,0]
["Heat Pump Water Heater",5.3769284375329098,29.08634946494881,null,101088.73852075724,10,null,10060,null,null,1,1000,1000,1000,0,0,0,0,0,0,0,0,0,0,0,0,0,0,0,0,0,0,0,0,0,0,0,0,0,0,0]
["Heat Pump Water Heater",0.61672415710378126,3.235472888968919,null,8790.3250887614995,10,null,1006,null,null,1,1000,1000,1000,0,0,0,0,0,0,0,0,0,0,0,0,0,0,0,0,0,0,0,0,0,0,0,0,0,0,0]
["Heat Pump Water Heater",0.99033837393192958,0.65869427097513689,null,5860.2167258409982,10,null,1006,null,null,1,1000,1000,1000,0,0,0,0,0,0,0,0,0,0,0,0,0,0,0,0,0,0,0,0,0,0,0,0,0,0,0]
["Heat Pump Water Heater",9.4291063904562638,51.006496887808794,null,177271.55595669025,10,null,15090,null,null,1,1000,1000,1000,0,0,0,0,0,0,0,0,0,0,0,0,0,0,0,0,0,0,0,0,0,0,0,0,0,0,0]
["Heat Pump Water Heater",59.420302435915787,39.521656258508216,null,351613.00355045992,10,null,25150,null,null,1,1000,1000,1000,0,0,0,0,0,0,0,0,0,0,0,0,0,0,0,0,0,0,0,0,0,0,0,0,0,0,0]
["Heat Pump Water Heater",2.96027595409815,15.530269867050812,null,42193.560426055199,10,null,3018,null,null,1,1000,1000,1000,0,0,0,0,0,0,0,0,0,0,0,0,0,0,0,0,0,0,0,0,0,0,0,0,0,0,0]
["Heat Pump Water Heater",44.565226826936836,29.641242193881165,null,263709.75266284496,10,null,20120,null,null,1,1000,1000,1000,0,0,0,0,0,0,0,0,0,0,0,0,0,0,0,0,0,0,0,0,0,0,0,0,0,0,0]
["Heat Pump Water Heater",6.1896148370745614,4.1168391935946067,null,36626.354536506245,10,null,3018,null,null,1,1000,1000,1000,0,0,0,0,0,0,0,0,0,0,0,0,0,0,0,0,0,0,0,0,0,0,0,0,0,0,0]
["Heat Pump Water Heater",1.0278735951729687,5.3924548149481986,null,14650.5418146025,10,null,2012,null,null,1,1000,1000,1000,0,0,0,0,0,0,0,0,0,0,0,0,0,0,0,0,0,0,0,0,0,0,0,0,0,0,0]
["Heat Pump Water Heater",1.83167074659823,9.6093544802376876,null,26107.265513621649,10,null,3018,null,null,1,1000,1000,1000,0,0,0,0,0,0,0,0,0,0,0,0,0,0,0,0,0,0,0,0,0,0,0,0,0,0,0]
["Heat Pump Water Heater",0.30948752499327548,0.20584647128432598,null,1831.3578652960368,10,null,1006,null,null,1,1000,1000,1000,0,0,0,0,0,0,0,0,0,0,0,0,0,0,0,0,0,0,0,0,0,0,0,0,0,0,0]
["Heat Pump Water Heater",1.4855075608978949,0.98804140646270555,null,8790.3250887614995,10,null,1006,null,null,1,1000,1000,1000,0,0,0,0,0,0,0,0,0,0,0,0,0,0,0,0,0,0,0,0,0,0,0,0,0,0,0]
["Heat Pump Water Heater",0.74275378044894746,0.49402070323135278,null,4395.1625443807498,10,null,1006,null,null,1,1000,1000,1000,0,0,0,0,0,0,0,0,0,0,0,0,0,0,0,0,0,0,0,0,0,0,0,0,0,0,0]
["Heat Pump Water Heater",5.3769284375329098,29.08634946494881,null,101088.73852075724,10,null,10060,null,null,1,1000,1000,1000,0,0,0,0,0,0,0,0,0,0,0,0,0,0,0,0,0,0,0,0,0,0,0,0,0,0,0]
["Heat Pump Water Heater",0.61672415710378126,3.235472888968919,null,8790.3250887614995,10,null,1006,null,null,1,1000,1000,1000,0,0,0,0,0,0,0,0,0,0,0,0,0,0,0,0,0,0,0,0,0,0,0,0,0,0,0]
["Heat Pump Water Heater",0.99033837393192958,0.65869427097513689,null,5860.2167258409982,10,null,1006,null,null,1,1000,1000,1000,0,0,0,0,0,0,0,0,0,0,0,0,0,0,0,0,0,0,0,0,0,0,0,0,0,0,0]
["Heat Pump Water Heater",9.4291063904562638,51.006496887808794,null,177271.55595669025,10,null,15090,null,null,1,1000,1000,1000,0,0,0,0,0,0,0,0,0,0,0,0,0,0,0,0,0,0,0,0,0,0,0,0,0,0,0]
["Heat Pump Water Heater",59.420302435915787,39.521656258508216,null,351613.00355045992,10,null,25150,null,null,1,1000,1000,1000,0,0,0,0,0,0,0,0,0,0,0,0,0,0,0,0,0,0,0,0,0,0,0,0,0,0,0]
["Heat Pump Water Heater",2.96027595409815,15.530269867050812,null,42193.560426055199,10,null,3018,null,null,1,1000,1000,1000,0,0,0,0,0,0,0,0,0,0,0,0,0,0,0,0,0,0,0,0,0,0,0,0,0,0,0]
["Heat Pump Water Heater",44.565226826936836,29.641242193881165,null,263709.75266284496,10,null,20120,null,null,1,1000,1000,1000,0,0,0,0,0,0,0,0,0,0,0,0,0,0,0,0,0,0,0,0,0,0,0,0,0,0,0]
["Heat Pump Water Heater",6.1896148370745614,4.1168391935946067,null,36626.354536506245,10,null,3018,null,null,1,1000,1000,1000,0,0,0,0,0,0,0,0,0,0,0,0,0,0,0,0,0,0,0,0,0,0,0,0,0,0,0]
["Heat Pump Water Heater",1.0278735951729687,5.3924548149481986,null,14650.5418146025,10,null,2012,null,null,1,1000,1000,1000,0,0,0,0,0,0,0,0,0,0,0,0,0,0,0,0,0,0,0,0,0,0,0,0,0,0,0]
["Heat Pump Water Heater",1.83167074659823,9.6093544802376876,null,26107.265513621649,10,null,3018,null,null,1,1000,1000,1000,0,0,0,0,0,0,0,0,0,0,0,0,0,0,0,0,0,0,0,0,0,0,0,0,0,0,0]
["Heat Pump Water Heater",0.30948752499327548,0.20584647128432598,null,1831.3578652960368,10,null,1006,null,null,1,1000,1000,1000,0,0,0,0,0,0,0,0,0,0,0,0,0,0,0,0,0,0,0,0,0,0,0,0,0,0,0]
["Heat Pump Water Heater",1.4855075608978949,0.98804140646270555,null,8790.3250887614995,10,null,1006,null,null,1,1000,1000,1000,0,0,0,0,0,0,0,0,0,0,0,0,0,0,0,0,0,0,0,0,0,0,0,0,0,0,0]
["Instantaneous Hot Water System",3.9006315157577458E-2,4.4946127419399011E-2,null,352.10172487282216,20,null,2967,null,null,1,1000,1000,1000,0,0,0,0,0,0,0,0,0,0,0,0,0,0,0,0,0,0,0,0,0,0,0,0,0,0,0]
["Instantaneous Hot Water System",0.76526693104562904,1.8458112726682718,null,8098.339672074886,20,null,29670,null,null,1,1000,1000,1000,0,0,0,0,0,0,0,0,0,0,0,0,0,0,0,0,0,0,0,0,0,0,0,0,0,0,0]
["Instantaneous Hot Water System",7.8341324287012293E-2,8.1744122341257192E-2,null,704.20344974564432,20,null,2967,null,null,1,1000,1000,1000,0,0,0,0,0,0,0,0,0,0,0,0,0,0,0,0,0,0,0,0,0,0,0,0,0,0,0]
["Instantaneous Hot Water System",5.2008420210103309E-2,5.9928169892532059E-2,null,469.46896649709652,20,null,2967,null,null,1,1000,1000,1000,0,0,0,0,0,0,0,0,0,0,0,0,0,0,0,0,0,0,0,0,0,0,0,0,0,0,0]
["Instantaneous Hot Water System",1.3419898356017554,3.2368574491718975,null,14201.43623653712,20,null,44505,null,null,1,1000,1000,1000,0,0,0,0,0,0,0,0,0,0,0,0,0,0,0,0,0,0,0,0,0,0,0,0,0,0,0]
["Instantaneous Hot Water System",3.120505212606187,3.5956901935519099,null,28168.137989825686,20,null,74175,null,null,1,1000,1000,1000,0,0,0,0,0,0,0,0,0,0,0,0,0,0,0,0,0,0,0,0,0,0,0,0,0,0,0]
["Instantaneous Hot Water System",0.37603835657765833,0.39237178723803384,null,3380.1765587790869,20,null,8901,null,null,1,1000,1000,1000,0,0,0,0,0,0,0,0,0,0,0,0,0,0,0,0,0,0,0,0,0,0,0,0,0,0,0]
["Instantaneous Hot Water System",2.3403789094546434,2.6967676451639364,null,21126.103492369293,20,null,59340,null,null,1,1000,1000,1000,0,0,0,0,0,0,0,0,0,0,0,0,0,0,0,0,0,0,0,0,0,0,0,0,0,0,0]
["Instantaneous Hot Water System",0.32505262631314502,0.37455106182832459,null,2934.1810406068471,20,null,8901,null,null,1,1000,1000,1000,0,0,0,0,0,0,0,0,0,0,0,0,0,0,0,0,0,0,0,0,0,0,0,0,0,0,0]
["Instantaneous Hot Water System",0.13056887381168689,0.13624020390209504,null,1173.6724162427381,20,null,5934,null,null,1,1000,1000,1000,0,0,0,0,0,0,0,0,0,0,0,0,0,0,0,0,0,0,0,0,0,0,0,0,0,0,0]
["Instantaneous Hot Water System",0.23267373313242642,0.24278004335353376,null,2091.4842457445629,20,null,8901,null,null,1,1000,1000,1000,0,0,0,0,0,0,0,0,0,0,0,0,0,0,0,0,0,0,0,0,0,0,0,0,0,0,0]
["Instantaneous Hot Water System",1.625298753771345E-2,1.8727963558333265E-2,null,146.71226757120849,20,null,2967,null,null,1,1000,1000,1000,0,0,0,0,0,0,0,0,0,0,0,0,0,0,0,0,0,0,0,0,0,0,0,0,0,0,0]
["Instantaneous Hot Water System",7.8012630315154916E-2,8.9892254838798022E-2,null,704.20344974564432,20,null,2967,null,null,1,1000,1000,1000,0,0,0,0,0,0,0,0,0,0,0,0,0,0,0,0,0,0,0,0,0,0,0,0,0,0,0]
["Instantaneous Hot Water System",3.9006315157577458E-2,4.4946127419399011E-2,null,352.10172487282216,20,null,2967,null,null,1,1000,1000,1000,0,0,0,0,0,0,0,0,0,0,0,0,0,0,0,0,0,0,0,0,0,0,0,0,0,0,0]
["Instantaneous Hot Water System",0.76526693104562904,1.8458112726682718,null,8098.339672074886,20,null,29670,null,null,1,1000,1000,1000,0,0,0,0,0,0,0,0,0,0,0,0,0,0,0,0,0,0,0,0,0,0,0,0,0,0,0]
["Instantaneous Hot Water System",7.8341324287012293E-2,8.1744122341257192E-2,null,704.20344974564432,20,null,2967,null,null,1,1000,1000,1000,0,0,0,0,0,0,0,0,0,0,0,0,0,0,0,0,0,0,0,0,0,0,0,0,0,0,0]
["Instantaneous Hot Water System",5.2008420210103309E-2,5.9928169892532059E-2,null,469.46896649709652,20,null,2967,null,null,1,1000,1000,1000,0,0,0,0,0,0,0,0,0,0,0,0,0,0,0,0,0,0,0,0,0,0,0,0,0,0,0]
["Instantaneous Hot Water System",1.3419898356017554,3.2368574491718975,null,14201.43623653712,20,null,44505,null,null,1,1000,1000,1000,0,0,0,0,0,0,0,0,0,0,0,0,0,0,0,0,0,0,0,0,0,0,0,0,0,0,0]
["Instantaneous Hot Water System",3.120505212606187,3.5956901935519099,null,28168.137989825686,20,null,74175,null,null,1,1000,1000,1000,0,0,0,0,0,0,0,0,0,0,0,0,0,0,0,0,0,0,0,0,0,0,0,0,0,0,0]
["Instantaneous Hot Water System",0.37603835657765833,0.39237178723803384,null,3380.1765587790869,20,null,8901,null,null,1,1000,1000,1000,0,0,0,0,0,0,0,0,0,0,0,0,0,0,0,0,0,0,0,0,0,0,0,0,0,0,0]
["Instantaneous Hot Water System",2.3403789094546434,2.6967676451639364,null,21126.103492369293,20,null,59340,null,null,1,1000,1000,1000,0,0,0,0,0,0,0,0,0,0,0,0,0,0,0,0,0,0,0,0,0,0,0,0,0,0,0]
["Instantaneous Hot Water System",0.32505262631314502,0.37455106182832459,null,2934.1810406068471,20,null,8901,null,null,1,1000,1000,1000,0,0,0,0,0,0,0,0,0,0,0,0,0,0,0,0,0,0,0,0,0,0,0,0,0,0,0]
["Instantaneous Hot Water System",0.13056887381168689,0.13624020390209504,null,1173.6724162427381,20,null,5934,null,null,1,1000,1000,1000,0,0,0,0,0,0,0,0,0,0,0,0,0,0,0,0,0,0,0,0,0,0,0,0,0,0,0]
["Instantaneous Hot Water System",0.23267373313242642,0.24278004335353376,null,2091.4842457445629,20,null,8901,null,null,1,1000,1000,1000,0,0,0,0,0,0,0,0,0,0,0,0,0,0,0,0,0,0,0,0,0,0,0,0,0,0,0]
["Instantaneous Hot Water System",1.625298753771345E-2,1.8727963558333265E-2,null,146.71226757120849,20,null,2967,null,null,1,1000,1000,1000,0,0,0,0,0,0,0,0,0,0,0,0,0,0,0,0,0,0,0,0,0,0,0,0,0,0,0]
["Instantaneous Hot Water System",7.8012630315154916E-2,8.9892254838798022E-2,null,704.20344974564432,20,null,2967,null,null,1,1000,1000,1000,0,0,0,0,0,0,0,0,0,0,0,0,0,0,0,0,0,0,0,0,0,0,0,0,0,0,0]
["Solar Water Heater",0.3855602767495066,5.4130413755103628E-2,null,5158.5545406191659,15,null,6767,null,null,1,1000,1000,1000,0,0,0,0,0,0,0,0,0,0,0,0,0,0,0,0,0,0,0,0,0,0,0,0,0,0,0]
["Solar Water Heater",8.8678863652386521,1.2449995163673835,null,118646.75443424082,15,null,67670,null,null,1,1000,1000,1000,0,0,0,0,0,0,0,0,0,0,0,0,0,0,0,0,0,0,0,0,0,0,0,0,0,0,0]
["Solar Water Heater",0.77112055349901321,0.10826082751020726,null,10317.109081238332,15,null,6767,null,null,1,1000,1000,1000,0,0,0,0,0,0,0,0,0,0,0,0,0,0,0,0,0,0,0,0,0,0,0,0,0,0,0]
["Solar Water Heater",0.51408036899934206,7.2173885006804828E-2,null,6878.0727208255539,15,null,6767,null,null,1,1000,1000,1000,0,0,0,0,0,0,0,0,0,0,0,0,0,0,0,0,0,0,0,0,0,0,0,0,0,0,0]
["Solar Water Heater",15.5509311622301,2.1832600214558462,null,208061.69980497303,15,null,101505,null,null,1,1000,1000,1000,0,0,0,0,0,0,0,0,0,0,0,0,0,0,0,0,0,0,0,0,0,0,0,0,0,0,0]
["Solar Water Heater",30.844822139960524,4.3304331004082899,null,412684.36324953323,15,null,169175,null,null,1,1000,1000,1000,0,0,0,0,0,0,0,0,0,0,0,0,0,0,0,0,0,0,0,0,0,0,0,0,0,0,0]
["Solar Water Heater",3.7013786567952636,0.51965197204899483,null,49522.123589943993,15,null,20301,null,null,1,1000,1000,1000,0,0,0,0,0,0,0,0,0,0,0,0,0,0,0,0,0,0,0,0,0,0,0,0,0,0,0]
["Solar Water Heater",23.133616604970392,3.2478248253062172,null,309513.27243714989,15,null,135340,null,null,1,1000,1000,1000,0,0,0,0,0,0,0,0,0,0,0,0,0,0,0,0,0,0,0,0,0,0,0,0,0,0,0]
["Solar Water Heater",3.2130023062458877,0.45108678129253016,null,42987.954505159709,15,null,20301,null,null,1,1000,1000,1000,0,0,0,0,0,0,0,0,0,0,0,0,0,0,0,0,0,0,0,0,0,0,0,0,0,0,0]
["Solar Water Heater",1.2852009224983556,0.18043471251701212,null,17195.181802063889,15,null,13534,null,null,1,1000,1000,1000,0,0,0,0,0,0,0,0,0,0,0,0,0,0,0,0,0,0,0,0,0,0,0,0,0,0,0]
["Solar Water Heater",2.290228043892069,0.32153465770531553,null,30641.813971277843,15,null,20301,null,null,1,1000,1000,1000,0,0,0,0,0,0,0,0,0,0,0,0,0,0,0,0,0,0,0,0,0,0,0,0,0,0,0]
["Solar Water Heater",0.1606536364107122,2.2554833406304636E-2,null,2149.4448353451144,15,null,6767,null,null,1,1000,1000,1000,0,0,0,0,0,0,0,0,0,0,0,0,0,0,0,0,0,0,0,0,0,0,0,0,0,0,0]
["Solar Water Heater",0.77112055349901321,0.10826082751020726,null,10317.109081238332,15,null,6767,null,null,1,1000,1000,1000,0,0,0,0,0,0,0,0,0,0,0,0,0,0,0,0,0,0,0,0,0,0,0,0,0,0,0]
["Solar Water Heater",0.3855602767495066,5.4130413755103628E-2,null,5158.5545406191659,15,null,6767,null,null,1,1000,1000,1000,0,0,0,0,0,0,0,0,0,0,0,0,0,0,0,0,0,0,0,0,0,0,0,0,0,0,0]
["Solar Water Heater",8.8678863652386521,1.2449995163673835,null,118646.75443424082,15,null,67670,null,null,1,1000,1000,1000,0,0,0,0,0,0,0,0,0,0,0,0,0,0,0,0,0,0,0,0,0,0,0,0,0,0,0]
["Solar Water Heater",0.77112055349901321,0.10826082751020726,null,10317.109081238332,15,null,6767,null,null,1,1000,1000,1000,0,0,0,0,0,0,0,0,0,0,0,0,0,0,0,0,0,0,0,0,0,0,0,0,0,0,0]
["Solar Water Heater",0.51408036899934206,7.2173885006804828E-2,null,6878.0727208255539,15,null,6767,null,null,1,1000,1000,1000,0,0,0,0,0,0,0,0,0,0,0,0,0,0,0,0,0,0,0,0,0,0,0,0,0,0,0]
["Solar Water Heater",15.5509311622301,2.1832600214558462,null,208061.69980497303,15,null,101505,null,null,1,1000,1000,1000,0,0,0,0,0,0,0,0,0,0,0,0,0,0,0,0,0,0,0,0,0,0,0,0,0,0,0]
["Solar Water Heater",30.844822139960524,4.3304331004082899,null,412684.36324953323,15,null,169175,null,null,1,1000,1000,1000,0,0,0,0,0,0,0,0,0,0,0,0,0,0,0,0,0,0,0,0,0,0,0,0,0,0,0]
["Solar Water Heater",3.7013786567952636,0.51965197204899483,null,49522.123589943993,15,null,20301,null,null,1,1000,1000,1000,0,0,0,0,0,0,0,0,0,0,0,0,0,0,0,0,0,0,0,0,0,0,0,0,0,0,0]
["Solar Water Heater",23.133616604970392,3.2478248253062172,null,309513.27243714989,15,null,135340,null,null,1,1000,1000,1000,0,0,0,0,0,0,0,0,0,0,0,0,0,0,0,0,0,0,0,0,0,0,0,0,0,0,0]
["Solar Water Heater",3.2130023062458877,0.45108678129253016,null,42987.954505159709,15,null,20301,null,null,1,1000,1000,1000,0,0,0,0,0,0,0,0,0,0,0,0,0,0,0,0,0,0,0,0,0,0,0,0,0,0,0]
["Solar Water Heater",1.2852009224983556,0.18043471251701212,null,17195.181802063889,15,null,13534,null,null,1,1000,1000,1000,0,0,0,0,0,0,0,0,0,0,0,0,0,0,0,0,0,0,0,0,0,0,0,0,0,0,0]
["Solar Water Heater",2.290228043892069,0.32153465770531553,null,30641.813971277843,15,null,20301,null,null,1,1000,1000,1000,0,0,0,0,0,0,0,0,0,0,0,0,0,0,0,0,0,0,0,0,0,0,0,0,0,0,0]
["Solar Water Heater",0.1606536364107122,2.2554833406304636E-2,null,2149.4448353451144,15,null,6767,null,null,1,1000,1000,1000,0,0,0,0,0,0,0,0,0,0,0,0,0,0,0,0,0,0,0,0,0,0,0,0,0,0,0]
["Solar Water Heater",0.77112055349901321,0.10826082751020726,null,10317.109081238332,15,null,6767,null,null,1,1000,1000,1000,0,0,0,0,0,0,0,0,0,0,0,0,0,0,0,0,0,0,0,0,0,0,0,0,0,0,0]
["CFL - 15W Flood",0,0,null,200.9,7.8,null,3.9199999999999995,null,null,1,1000,1000,1000,0,0,0,0,0,0,0,0,0,0,0,0,0,0,0,0,0,0,0,0,0,0,0,0,0,0,0]
["CFL - 15W Flood",0,0,null,200.9,7.8,null,3.9199999999999995,null,null,1,1000,1000,1000,0,0,0,0,0,0,0,0,0,0,0,0,0,0,0,0,0,0,0,0,0,0,0,0,0,0,0]
["CFL - 15W Flood",0,0,null,200.9,7.8,null,3.9199999999999995,null,null,1,1000,1000,1000,0,0,0,0,0,0,0,0,0,0,0,0,0,0,0,0,0,0,0,0,0,0,0,0,0,0,0]
["CFL - 15W Flood",0,0,null,200.9,7.8,null,3.9199999999999995,null,null,1,1000,1000,1000,0,0,0,0,0,0,0,0,0,0,0,0,0,0,0,0,0,0,0,0,0,0,0,0,0,0,0]
["CFL - 15W Flood",0,0,null,200.9,7.8,null,3.9199999999999995,null,null,1,1000,1000,1000,0,0,0,0,0,0,0,0,0,0,0,0,0,0,0,0,0,0,0,0,0,0,0,0,0,0,0]
["CFL - 15W Flood",0,0,null,200.9,7.8,null,3.9199999999999995,null,null,1,1000,1000,1000,0,0,0,0,0,0,0,0,0,0,0,0,0,0,0,0,0,0,0,0,0,0,0,0,0,0,0]
["CFL - 15W Flood",0,0,null,200.9,7.8,null,3.9199999999999995,null,null,1,1000,1000,1000,0,0,0,0,0,0,0,0,0,0,0,0,0,0,0,0,0,0,0,0,0,0,0,0,0,0,0]
["CFL - 15W Flood",0,0,null,200.9,7.8,null,3.9199999999999995,null,null,1,1000,1000,1000,0,0,0,0,0,0,0,0,0,0,0,0,0,0,0,0,0,0,0,0,0,0,0,0,0,0,0]
["CFL - 15W Flood",0,0,null,200.9,7.8,null,3.9199999999999995,null,null,1,1000,1000,1000,0,0,0,0,0,0,0,0,0,0,0,0,0,0,0,0,0,0,0,0,0,0,0,0,0,0,0]
["CFL - 15W Flood",0,0,null,200.9,7.8,null,3.9199999999999995,null,null,1,1000,1000,1000,0,0,0,0,0,0,0,0,0,0,0,0,0,0,0,0,0,0,0,0,0,0,0,0,0,0,0]
["CFL - 15W Flood",0,0,null,200.9,7.8,null,3.9199999999999995,null,null,1,1000,1000,1000,0,0,0,0,0,0,0,0,0,0,0,0,0,0,0,0,0,0,0,0,0,0,0,0,0,0,0]
["CFL - 15W Flood",0,0,null,200.9,7.8,null,3.9199999999999995,null,null,1,1000,1000,1000,0,0,0,0,0,0,0,0,0,0,0,0,0,0,0,0,0,0,0,0,0,0,0,0,0,0,0]
["CFL - 15W Flood",0,0,null,200.9,7.8,null,3.9199999999999995,null,null,1,1000,1000,1000,0,0,0,0,0,0,0,0,0,0,0,0,0,0,0,0,0,0,0,0,0,0,0,0,0,0,0]
["CFL - 15W Flood",0,0,null,200.9,7.8,null,3.9199999999999995,null,null,1,1000,1000,1000,0,0,0,0,0,0,0,0,0,0,0,0,0,0,0,0,0,0,0,0,0,0,0,0,0,0,0]
["CFL - 15W Flood",0,0,null,200.9,7.8,null,3.9199999999999995,null,null,1,1000,1000,1000,0,0,0,0,0,0,0,0,0,0,0,0,0,0,0,0,0,0,0,0,0,0,0,0,0,0,0]
["CFL - 15W Flood",0,0,null,200.9,7.8,null,3.9199999999999995,null,null,1,1000,1000,1000,0,0,0,0,0,0,0,0,0,0,0,0,0,0,0,0,0,0,0,0,0,0,0,0,0,0,0]
["CFL - 15W Flood",0,0,null,200.9,7.8,null,3.9199999999999995,null,null,1,1000,1000,1000,0,0,0,0,0,0,0,0,0,0,0,0,0,0,0,0,0,0,0,0,0,0,0,0,0,0,0]
["CFL - 15W Flood",0,0,null,200.9,7.8,null,3.9199999999999995,null,null,1,1000,1000,1000,0,0,0,0,0,0,0,0,0,0,0,0,0,0,0,0,0,0,0,0,0,0,0,0,0,0,0]
["CFL - 15W Flood",0,0,null,200.9,7.8,null,3.9199999999999995,null,null,1,1000,1000,1000,0,0,0,0,0,0,0,0,0,0,0,0,0,0,0,0,0,0,0,0,0,0,0,0,0,0,0]
["CFL - 15W Flood",0,0,null,200.9,7.8,null,3.9199999999999995,null,null,1,1000,1000,1000,0,0,0,0,0,0,0,0,0,0,0,0,0,0,0,0,0,0,0,0,0,0,0,0,0,0,0]
["CFL - 15W Flood",0,0,null,200.9,7.8,null,3.9199999999999995,null,null,1,1000,1000,1000,0,0,0,0,0,0,0,0,0,0,0,0,0,0,0,0,0,0,0,0,0,0,0,0,0,0,0]
["CFL - 15W Flood",0,0,null,200.9,7.8,null,3.9199999999999995,null,null,1,1000,1000,1000,0,0,0,0,0,0,0,0,0,0,0,0,0,0,0,0,0,0,0,0,0,0,0,0,0,0,0]
["CFL - 15W Flood",0,0,null,200.9,7.8,null,3.9199999999999995,null,null,1,1000,1000,1000,0,0,0,0,0,0,0,0,0,0,0,0,0,0,0,0,0,0,0,0,0,0,0,0,0,0,0]
["CFL - 15W Flood",0,0,null,200.9,7.8,null,3.9199999999999995,null,null,1,1000,1000,1000,0,0,0,0,0,0,0,0,0,0,0,0,0,0,0,0,0,0,0,0,0,0,0,0,0,0,0]
["CFL - 15W Flood",0,0,null,200.9,7.8,null,3.9199999999999995,null,null,1,1000,1000,1000,0,0,0,0,0,0,0,0,0,0,0,0,0,0,0,0,0,0,0,0,0,0,0,0,0,0,0]
["CFL - 15W Flood",0,0,null,200.9,7.8,null,3.9199999999999995,null,null,1,1000,1000,1000,0,0,0,0,0,0,0,0,0,0,0,0,0,0,0,0,0,0,0,0,0,0,0,0,0,0,0]
["High Efficiency HID Lighting",0,0,null,484.16899999999998,13,null,193.44,null,null,1,1000,1000,1000,0,0,0,0,0,0,0,0,0,0,0,0,0,0,0,0,0,0,0,0,0,0,0,0,0,0,0]
["High Efficiency HID Lighting",0,0,null,484.16899999999998,13,null,193.44,null,null,1,1000,1000,1000,0,0,0,0,0,0,0,0,0,0,0,0,0,0,0,0,0,0,0,0,0,0,0,0,0,0,0]
["High Efficiency HID Lighting",0,0,null,484.16899999999998,13,null,193.44,null,null,1,1000,1000,1000,0,0,0,0,0,0,0,0,0,0,0,0,0,0,0,0,0,0,0,0,0,0,0,0,0,0,0]
["High Efficiency HID Lighting",0,0,null,484.16899999999998,13,null,193.44,null,null,1,1000,1000,1000,0,0,0,0,0,0,0,0,0,0,0,0,0,0,0,0,0,0,0,0,0,0,0,0,0,0,0]
["High Efficiency HID Lighting",0,0,null,484.16899999999998,13,null,193.44,null,null,1,1000,1000,1000,0,0,0,0,0,0,0,0,0,0,0,0,0,0,0,0,0,0,0,0,0,0,0,0,0,0,0]
["High Efficiency HID Lighting",0,0,null,484.16899999999998,13,null,193.44,null,null,1,1000,1000,1000,0,0,0,0,0,0,0,0,0,0,0,0,0,0,0,0,0,0,0,0,0,0,0,0,0,0,0]
["High Efficiency HID Lighting",0,0,null,484.16899999999998,13,null,193.44,null,null,1,1000,1000,1000,0,0,0,0,0,0,0,0,0,0,0,0,0,0,0,0,0,0,0,0,0,0,0,0,0,0,0]
["High Efficiency HID Lighting",0,0,null,484.16899999999998,13,null,193.44,null,null,1,1000,1000,1000,0,0,0,0,0,0,0,0,0,0,0,0,0,0,0,0,0,0,0,0,0,0,0,0,0,0,0]
["High Efficiency HID Lighting",0,0,null,484.16899999999998,13,null,193.44,null,null,1,1000,1000,1000,0,0,0,0,0,0,0,0,0,0,0,0,0,0,0,0,0,0,0,0,0,0,0,0,0,0,0]
["High Efficiency HID Lighting",0,0,null,484.16899999999998,13,null,193.44,null,null,1,1000,1000,1000,0,0,0,0,0,0,0,0,0,0,0,0,0,0,0,0,0,0,0,0,0,0,0,0,0,0,0]
["High Efficiency HID Lighting",0,0,null,484.16899999999998,13,null,193.44,null,null,1,1000,1000,1000,0,0,0,0,0,0,0,0,0,0,0,0,0,0,0,0,0,0,0,0,0,0,0,0,0,0,0]
["High Efficiency HID Lighting",0,0,null,484.16899999999998,13,null,193.44,null,null,1,1000,1000,1000,0,0,0,0,0,0,0,0,0,0,0,0,0,0,0,0,0,0,0,0,0,0,0,0,0,0,0]
["High Efficiency HID Lighting",0,0,null,484.16899999999998,13,null,193.44,null,null,1,1000,1000,1000,0,0,0,0,0,0,0,0,0,0,0,0,0,0,0,0,0,0,0,0,0,0,0,0,0,0,0]
["High Efficiency HID Lighting",0,0,null,484.16899999999998,13,null,193.44,null,null,1,1000,1000,1000,0,0,0,0,0,0,0,0,0,0,0,0,0,0,0,0,0,0,0,0,0,0,0,0,0,0,0]
["High Efficiency HID Lighting",0,0,null,484.16899999999998,13,null,193.44,null,null,1,1000,1000,1000,0,0,0,0,0,0,0,0,0,0,0,0,0,0,0,0,0,0,0,0,0,0,0,0,0,0,0]
["High Efficiency HID Lighting",0,0,null,484.16899999999998,13,null,193.44,null,null,1,1000,1000,1000,0,0,0,0,0,0,0,0,0,0,0,0,0,0,0,0,0,0,0,0,0,0,0,0,0,0,0]
["High Efficiency HID Lighting",0,0,null,484.16899999999998,13,null,193.44,null,null,1,1000,1000,1000,0,0,0,0,0,0,0,0,0,0,0,0,0,0,0,0,0,0,0,0,0,0,0,0,0,0,0]
["High Efficiency HID Lighting",0,0,null,484.16899999999998,13,null,193.44,null,null,1,1000,1000,1000,0,0,0,0,0,0,0,0,0,0,0,0,0,0,0,0,0,0,0,0,0,0,0,0,0,0,0]
["High Efficiency HID Lighting",0,0,null,484.16899999999998,13,null,193.44,null,null,1,1000,1000,1000,0,0,0,0,0,0,0,0,0,0,0,0,0,0,0,0,0,0,0,0,0,0,0,0,0,0,0]
["High Efficiency HID Lighting",0,0,null,484.16899999999998,13,null,193.44,null,null,1,1000,1000,1000,0,0,0,0,0,0,0,0,0,0,0,0,0,0,0,0,0,0,0,0,0,0,0,0,0,0,0]
["High Efficiency HID Lighting",0,0,null,484.16899999999998,13,null,193.44,null,null,1,1000,1000,1000,0,0,0,0,0,0,0,0,0,0,0,0,0,0,0,0,0,0,0,0,0,0,0,0,0,0,0]
["High Efficiency HID Lighting",0,0,null,484.16899999999998,13,null,193.44,null,null,1,1000,1000,1000,0,0,0,0,0,0,0,0,0,0,0,0,0,0,0,0,0,0,0,0,0,0,0,0,0,0,0]
["High Efficiency HID Lighting",0,0,null,484.16899999999998,13,null,193.44,null,null,1,1000,1000,1000,0,0,0,0,0,0,0,0,0,0,0,0,0,0,0,0,0,0,0,0,0,0,0,0,0,0,0]
["High Efficiency HID Lighting",0,0,null,484.16899999999998,13,null,193.44,null,null,1,1000,1000,1000,0,0,0,0,0,0,0,0,0,0,0,0,0,0,0,0,0,0,0,0,0,0,0,0,0,0,0]
["High Efficiency HID Lighting",0,0,null,484.16899999999998,13,null,193.44,null,null,1,1000,1000,1000,0,0,0,0,0,0,0,0,0,0,0,0,0,0,0,0,0,0,0,0,0,0,0,0,0,0,0]
["High Efficiency HID Lighting",0,0,null,484.16899999999998,13,null,193.44,null,null,1,1000,1000,1000,0,0,0,0,0,0,0,0,0,0,0,0,0,0,0,0,0,0,0,0,0,0,0,0,0,0,0]
["LED - 9W Flood",0,0,null,225.00800000000001,15,null,3.14,null,null,1,1000,1000,1000,0,0,0,0,0,0,0,0,0,0,0,0,0,0,0,0,0,0,0,0,0,0,0,0,0,0,0]
["LED - 9W Flood",0,0,null,225.00800000000001,15,null,3.14,null,null,1,1000,1000,1000,0,0,0,0,0,0,0,0,0,0,0,0,0,0,0,0,0,0,0,0,0,0,0,0,0,0,0]
["LED - 9W Flood",0,0,null,225.00800000000001,15,null,3.14,null,null,1,1000,1000,1000,0,0,0,0,0,0,0,0,0,0,0,0,0,0,0,0,0,0,0,0,0,0,0,0,0,0,0]
["LED - 9W Flood",0,0,null,225.00800000000001,15,null,3.14,null,null,1,1000,1000,1000,0,0,0,0,0,0,0,0,0,0,0,0,0,0,0,0,0,0,0,0,0,0,0,0,0,0,0]
["LED - 9W Flood",0,0,null,225.00800000000001,15,null,3.14,null,null,1,1000,1000,1000,0,0,0,0,0,0,0,0,0,0,0,0,0,0,0,0,0,0,0,0,0,0,0,0,0,0,0]
["LED - 9W Flood",0,0,null,225.00800000000001,15,null,3.14,null,null,1,1000,1000,1000,0,0,0,0,0,0,0,0,0,0,0,0,0,0,0,0,0,0,0,0,0,0,0,0,0,0,0]
["LED - 9W Flood",0,0,null,225.00800000000001,15,null,3.14,null,null,1,1000,1000,1000,0,0,0,0,0,0,0,0,0,0,0,0,0,0,0,0,0,0,0,0,0,0,0,0,0,0,0]
["LED - 9W Flood",0,0,null,225.00800000000001,15,null,3.14,null,null,1,1000,1000,1000,0,0,0,0,0,0,0,0,0,0,0,0,0,0,0,0,0,0,0,0,0,0,0,0,0,0,0]
["LED - 9W Flood",0,0,null,225.00800000000001,15,null,3.14,null,null,1,1000,1000,1000,0,0,0,0,0,0,0,0,0,0,0,0,0,0,0,0,0,0,0,0,0,0,0,0,0,0,0]
["LED - 9W Flood",0,0,null,225.00800000000001,15,null,3.14,null,null,1,1000,1000,1000,0,0,0,0,0,0,0,0,0,0,0,0,0,0,0,0,0,0,0,0,0,0,0,0,0,0,0]
["LED - 9W Flood",0,0,null,225.00800000000001,15,null,3.14,null,null,1,1000,1000,1000,0,0,0,0,0,0,0,0,0,0,0,0,0,0,0,0,0,0,0,0,0,0,0,0,0,0,0]
["LED - 9W Flood",0,0,null,225.00800000000001,15,null,3.14,null,null,1,1000,1000,1000,0,0,0,0,0,0,0,0,0,0,0,0,0,0,0,0,0,0,0,0,0,0,0,0,0,0,0]
["LED - 9W Flood",0,0,null,225.00800000000001,15,null,3.14,null,null,1,1000,1000,1000,0,0,0,0,0,0,0,0,0,0,0,0,0,0,0,0,0,0,0,0,0,0,0,0,0,0,0]
["LED - 9W Flood",0,0,null,225.00800000000001,15,null,3.14,null,null,1,1000,1000,1000,0,0,0,0,0,0,0,0,0,0,0,0,0,0,0,0,0,0,0,0,0,0,0,0,0,0,0]
["LED - 9W Flood",0,0,null,225.00800000000001,15,null,3.14,null,null,1,1000,1000,1000,0,0,0,0,0,0,0,0,0,0,0,0,0,0,0,0,0,0,0,0,0,0,0,0,0,0,0]
["LED - 9W Flood",0,0,null,225.00800000000001,15,null,3.14,null,null,1,1000,1000,1000,0,0,0,0,0,0,0,0,0,0,0,0,0,0,0,0,0,0,0,0,0,0,0,0,0,0,0]
["LED - 9W Flood",0,0,null,225.00800000000001,15,null,3.14,null,null,1,1000,1000,1000,0,0,0,0,0,0,0,0,0,0,0,0,0,0,0,0,0,0,0,0,0,0,0,0,0,0,0]
["LED - 9W Flood",0,0,null,225.00800000000001,15,null,3.14,null,null,1,1000,1000,1000,0,0,0,0,0,0,0,0,0,0,0,0,0,0,0,0,0,0,0,0,0,0,0,0,0,0,0]
["LED - 9W Flood",0,0,null,225.00800000000001,15,null,3.14,null,null,1,1000,1000,1000,0,0,0,0,0,0,0,0,0,0,0,0,0,0,0,0,0,0,0,0,0,0,0,0,0,0,0]
["LED - 9W Flood",0,0,null,225.00800000000001,15,null,3.14,null,null,1,1000,1000,1000,0,0,0,0,0,0,0,0,0,0,0,0,0,0,0,0,0,0,0,0,0,0,0,0,0,0,0]
["LED - 9W Flood",0,0,null,225.00800000000001,15,null,3.14,null,null,1,1000,1000,1000,0,0,0,0,0,0,0,0,0,0,0,0,0,0,0,0,0,0,0,0,0,0,0,0,0,0,0]
["LED - 9W Flood",0,0,null,225.00800000000001,15,null,3.14,null,null,1,1000,1000,1000,0,0,0,0,0,0,0,0,0,0,0,0,0,0,0,0,0,0,0,0,0,0,0,0,0,0,0]
["LED - 9W Flood",0,0,null,225.00800000000001,15,null,3.14,null,null,1,1000,1000,1000,0,0,0,0,0,0,0,0,0,0,0,0,0,0,0,0,0,0,0,0,0,0,0,0,0,0,0]
["LED - 9W Flood",0,0,null,225.00800000000001,15,null,3.14,null,null,1,1000,1000,1000,0,0,0,0,0,0,0,0,0,0,0,0,0,0,0,0,0,0,0,0,0,0,0,0,0,0,0]
["LED - 9W Flood",0,0,null,225.00800000000001,15,null,3.14,null,null,1,1000,1000,1000,0,0,0,0,0,0,0,0,0,0,0,0,0,0,0,0,0,0,0,0,0,0,0,0,0,0,0]
["LED - 9W Flood",0,0,null,225.00800000000001,15,null,3.14,null,null,1,1000,1000,1000,0,0,0,0,0,0,0,0,0,0,0,0,0,0,0,0,0,0,0,0,0,0,0,0,0,0,0]
["LED Display Lighting (Exterior)",0,0,null,377.69200000000001,15,null,35,null,null,1,1000,1000,1000,0,0,0,0,0,0,0,0,0,0,0,0,0,0,0,0,0,0,0,0,0,0,0,0,0,0,0]
["LED Display Lighting (Exterior)",0,0,null,377.69200000000001,15,null,35,null,null,1,1000,1000,1000,0,0,0,0,0,0,0,0,0,0,0,0,0,0,0,0,0,0,0,0,0,0,0,0,0,0,0]
["LED Display Lighting (Exterior)",0,0,null,377.69200000000001,15,null,35,null,null,1,1000,1000,1000,0,0,0,0,0,0,0,0,0,0,0,0,0,0,0,0,0,0,0,0,0,0,0,0,0,0,0]
["LED Display Lighting (Exterior)",0,0,null,377.69200000000001,15,null,35,null,null,1,1000,1000,1000,0,0,0,0,0,0,0,0,0,0,0,0,0,0,0,0,0,0,0,0,0,0,0,0,0,0,0]
["LED Display Lighting (Exterior)",0,0,null,377.69200000000001,15,null,35,null,null,1,1000,1000,1000,0,0,0,0,0,0,0,0,0,0,0,0,0,0,0,0,0,0,0,0,0,0,0,0,0,0,0]
["LED Display Lighting (Exterior)",0,0,null,377.69200000000001,15,null,35,null,null,1,1000,1000,1000,0,0,0,0,0,0,0,0,0,0,0,0,0,0,0,0,0,0,0,0,0,0,0,0,0,0,0]
["LED Display Lighting (Exterior)",0,0,null,377.69200000000001,15,null,35,null,null,1,1000,1000,1000,0,0,0,0,0,0,0,0,0,0,0,0,0,0,0,0,0,0,0,0,0,0,0,0,0,0,0]
["LED Display Lighting (Exterior)",0,0,null,377.69200000000001,15,null,35,null,null,1,1000,1000,1000,0,0,0,0,0,0,0,0,0,0,0,0,0,0,0,0,0,0,0,0,0,0,0,0,0,0,0]
["LED Display Lighting (Exterior)",0,0,null,377.69200000000001,15,null,35,null,null,1,1000,1000,1000,0,0,0,0,0,0,0,0,0,0,0,0,0,0,0,0,0,0,0,0,0,0,0,0,0,0,0]
["LED Display Lighting (Exterior)",0,0,null,377.69200000000001,15,null,35,null,null,1,1000,1000,1000,0,0,0,0,0,0,0,0,0,0,0,0,0,0,0,0,0,0,0,0,0,0,0,0,0,0,0]
["LED Display Lighting (Exterior)",0,0,null,377.69200000000001,15,null,35,null,null,1,1000,1000,1000,0,0,0,0,0,0,0,0,0,0,0,0,0,0,0,0,0,0,0,0,0,0,0,0,0,0,0]
["LED Display Lighting (Exterior)",0,0,null,377.69200000000001,15,null,35,null,null,1,1000,1000,1000,0,0,0,0,0,0,0,0,0,0,0,0,0,0,0,0,0,0,0,0,0,0,0,0,0,0,0]
["LED Display Lighting (Exterior)",0,0,null,377.69200000000001,15,null,35,null,null,1,1000,1000,1000,0,0,0,0,0,0,0,0,0,0,0,0,0,0,0,0,0,0,0,0,0,0,0,0,0,0,0]
["LED Display Lighting (Exterior)",0,0,null,377.69200000000001,15,null,35,null,null,1,1000,1000,1000,0,0,0,0,0,0,0,0,0,0,0,0,0,0,0,0,0,0,0,0,0,0,0,0,0,0,0]
["LED Display Lighting (Exterior)",0,0,null,377.69200000000001,15,null,35,null,null,1,1000,1000,1000,0,0,0,0,0,0,0,0,0,0,0,0,0,0,0,0,0,0,0,0,0,0,0,0,0,0,0]
["LED Display Lighting (Exterior)",0,0,null,377.69200000000001,15,null,35,null,null,1,1000,1000,1000,0,0,0,0,0,0,0,0,0,0,0,0,0,0,0,0,0,0,0,0,0,0,0,0,0,0,0]
["LED Display Lighting (Exterior)",0,0,null,377.69200000000001,15,null,35,null,null,1,1000,1000,1000,0,0,0,0,0,0,0,0,0,0,0,0,0,0,0,0,0,0,0,0,0,0,0,0,0,0,0]
["LED Display Lighting (Exterior)",0,0,null,377.69200000000001,15,null,35,null,null,1,1000,1000,1000,0,0,0,0,0,0,0,0,0,0,0,0,0,0,0,0,0,0,0,0,0,0,0,0,0,0,0]
["LED Display Lighting (Exterior)",0,0,null,377.69200000000001,15,null,35,null,null,1,1000,1000,1000,0,0,0,0,0,0,0,0,0,0,0,0,0,0,0,0,0,0,0,0,0,0,0,0,0,0,0]
["LED Display Lighting (Exterior)",0,0,null,377.69200000000001,15,null,35,null,null,1,1000,1000,1000,0,0,0,0,0,0,0,0,0,0,0,0,0,0,0,0,0,0,0,0,0,0,0,0,0,0,0]
["LED Display Lighting (Exterior)",0,0,null,377.69200000000001,15,null,35,null,null,1,1000,1000,1000,0,0,0,0,0,0,0,0,0,0,0,0,0,0,0,0,0,0,0,0,0,0,0,0,0,0,0]
["LED Display Lighting (Exterior)",0,0,null,377.69200000000001,15,null,35,null,null,1,1000,1000,1000,0,0,0,0,0,0,0,0,0,0,0,0,0,0,0,0,0,0,0,0,0,0,0,0,0,0,0]
["LED Display Lighting (Exterior)",0,0,null,377.69200000000001,15,null,35,null,null,1,1000,1000,1000,0,0,0,0,0,0,0,0,0,0,0,0,0,0,0,0,0,0,0,0,0,0,0,0,0,0,0]
["LED Display Lighting (Exterior)",0,0,null,377.69200000000001,15,null,35,null,null,1,1000,1000,1000,0,0,0,0,0,0,0,0,0,0,0,0,0,0,0,0,0,0,0,0,0,0,0,0,0,0,0]
["LED Display Lighting (Exterior)",0,0,null,377.69200000000001,15,null,35,null,null,1,1000,1000,1000,0,0,0,0,0,0,0,0,0,0,0,0,0,0,0,0,0,0,0,0,0,0,0,0,0,0,0]
["LED Display Lighting (Exterior)",0,0,null,377.69200000000001,15,null,35,null,null,1,1000,1000,1000,0,0,0,0,0,0,0,0,0,0,0,0,0,0,0,0,0,0,0,0,0,0,0,0,0,0,0]
["LED Exterior Lighting",0,0,null,763.42000000000007,13,null,287,null,null,1,1000,1000,1000,0,0,0,0,0,0,0,0,0,0,0,0,0,0,0,0,0,0,0,0,0,0,0,0,0,0,0]
["LED Exterior Lighting",0,0,null,763.42000000000007,13,null,287,null,null,1,1000,1000,1000,0,0,0,0,0,0,0,0,0,0,0,0,0,0,0,0,0,0,0,0,0,0,0,0,0,0,0]
["LED Exterior Lighting",0,0,null,763.42000000000007,13,null,287,null,null,1,1000,1000,1000,0,0,0,0,0,0,0,0,0,0,0,0,0,0,0,0,0,0,0,0,0,0,0,0,0,0,0]
["LED Exterior Lighting",0,0,null,763.42000000000007,13,null,287,null,null,1,1000,1000,1000,0,0,0,0,0,0,0,0,0,0,0,0,0,0,0,0,0,0,0,0,0,0,0,0,0,0,0]
["LED Exterior Lighting",0,0,null,763.42000000000007,13,null,287,null,null,1,1000,1000,1000,0,0,0,0,0,0,0,0,0,0,0,0,0,0,0,0,0,0,0,0,0,0,0,0,0,0,0]
["LED Exterior Lighting",0,0,null,763.42000000000007,13,null,287,null,null,1,1000,1000,1000,0,0,0,0,0,0,0,0,0,0,0,0,0,0,0,0,0,0,0,0,0,0,0,0,0,0,0]
["LED Exterior Lighting",0,0,null,763.42000000000007,13,null,287,null,null,1,1000,1000,1000,0,0,0,0,0,0,0,0,0,0,0,0,0,0,0,0,0,0,0,0,0,0,0,0,0,0,0]
["LED Exterior Lighting",0,0,null,763.42000000000007,13,null,287,null,null,1,1000,1000,1000,0,0,0,0,0,0,0,0,0,0,0,0,0,0,0,0,0,0,0,0,0,0,0,0,0,0,0]
["LED Exterior Lighting",0,0,null,763.42000000000007,13,null,287,null,null,1,1000,1000,1000,0,0,0,0,0,0,0,0,0,0,0,0,0,0,0,0,0,0,0,0,0,0,0,0,0,0,0]
["LED Exterior Lighting",0,0,null,763.42000000000007,13,null,287,null,null,1,1000,1000,1000,0,0,0,0,0,0,0,0,0,0,0,0,0,0,0,0,0,0,0,0,0,0,0,0,0,0,0]
["LED Exterior Lighting",0,0,null,763.42000000000007,13,null,287,null,null,1,1000,1000,1000,0,0,0,0,0,0,0,0,0,0,0,0,0,0,0,0,0,0,0,0,0,0,0,0,0,0,0]
["LED Exterior Lighting",0,0,null,763.42000000000007,13,null,287,null,null,1,1000,1000,1000,0,0,0,0,0,0,0,0,0,0,0,0,0,0,0,0,0,0,0,0,0,0,0,0,0,0,0]
["LED Exterior Lighting",0,0,null,763.42000000000007,13,null,287,null,null,1,1000,1000,1000,0,0,0,0,0,0,0,0,0,0,0,0,0,0,0,0,0,0,0,0,0,0,0,0,0,0,0]
["LED Exterior Lighting",0,0,null,763.42000000000007,13,null,287,null,null,1,1000,1000,1000,0,0,0,0,0,0,0,0,0,0,0,0,0,0,0,0,0,0,0,0,0,0,0,0,0,0,0]
["LED Exterior Lighting",0,0,null,763.42000000000007,13,null,287,null,null,1,1000,1000,1000,0,0,0,0,0,0,0,0,0,0,0,0,0,0,0,0,0,0,0,0,0,0,0,0,0,0,0]
["LED Exterior Lighting",0,0,null,763.42000000000007,13,null,287,null,null,1,1000,1000,1000,0,0,0,0,0,0,0,0,0,0,0,0,0,0,0,0,0,0,0,0,0,0,0,0,0,0,0]
["LED Exterior Lighting",0,0,null,763.42000000000007,13,null,287,null,null,1,1000,1000,1000,0,0,0,0,0,0,0,0,0,0,0,0,0,0,0,0,0,0,0,0,0,0,0,0,0,0,0]
["LED Exterior Lighting",0,0,null,763.42000000000007,13,null,287,null,null,1,1000,1000,1000,0,0,0,0,0,0,0,0,0,0,0,0,0,0,0,0,0,0,0,0,0,0,0,0,0,0,0]
["LED Exterior Lighting",0,0,null,763.42000000000007,13,null,287,null,null,1,1000,1000,1000,0,0,0,0,0,0,0,0,0,0,0,0,0,0,0,0,0,0,0,0,0,0,0,0,0,0,0]
["LED Exterior Lighting",0,0,null,763.42000000000007,13,null,287,null,null,1,1000,1000,1000,0,0,0,0,0,0,0,0,0,0,0,0,0,0,0,0,0,0,0,0,0,0,0,0,0,0,0]
["LED Exterior Lighting",0,0,null,763.42000000000007,13,null,287,null,null,1,1000,1000,1000,0,0,0,0,0,0,0,0,0,0,0,0,0,0,0,0,0,0,0,0,0,0,0,0,0,0,0]
["LED Exterior Lighting",0,0,null,763.42000000000007,13,null,287,null,null,1,1000,1000,1000,0,0,0,0,0,0,0,0,0,0,0,0,0,0,0,0,0,0,0,0,0,0,0,0,0,0,0]
["LED Exterior Lighting",0,0,null,763.42000000000007,13,null,287,null,null,1,1000,1000,1000,0,0,0,0,0,0,0,0,0,0,0,0,0,0,0,0,0,0,0,0,0,0,0,0,0,0,0]
["LED Exterior Lighting",0,0,null,763.42000000000007,13,null,287,null,null,1,1000,1000,1000,0,0,0,0,0,0,0,0,0,0,0,0,0,0,0,0,0,0,0,0,0,0,0,0,0,0,0]
["LED Exterior Lighting",0,0,null,763.42000000000007,13,null,287,null,null,1,1000,1000,1000,0,0,0,0,0,0,0,0,0,0,0,0,0,0,0,0,0,0,0,0,0,0,0,0,0,0,0]
["LED Exterior Lighting",0,0,null,763.42000000000007,13,null,287,null,null,1,1000,1000,1000,0,0,0,0,0,0,0,0,0,0,0,0,0,0,0,0,0,0,0,0,0,0,0,0,0,0,0]
["LED Parking Lighting",0,0,null,3375.12,18,null,161.84999999999997,null,null,1,1000,1000,1000,0,0,0,0,0,0,0,0,0,0,0,0,0,0,0,0,0,0,0,0,0,0,0,0,0,0,0]
["LED Parking Lighting",0,0,null,3375.12,18,null,161.84999999999997,null,null,1,1000,1000,1000,0,0,0,0,0,0,0,0,0,0,0,0,0,0,0,0,0,0,0,0,0,0,0,0,0,0,0]
["LED Parking Lighting",0,0,null,3375.12,18,null,161.84999999999997,null,null,1,1000,1000,1000,0,0,0,0,0,0,0,0,0,0,0,0,0,0,0,0,0,0,0,0,0,0,0,0,0,0,0]
["LED Parking Lighting",0,0,null,3375.12,18,null,161.84999999999997,null,null,1,1000,1000,1000,0,0,0,0,0,0,0,0,0,0,0,0,0,0,0,0,0,0,0,0,0,0,0,0,0,0,0]
["LED Parking Lighting",0,0,null,3375.12,18,null,161.84999999999997,null,null,1,1000,1000,1000,0,0,0,0,0,0,0,0,0,0,0,0,0,0,0,0,0,0,0,0,0,0,0,0,0,0,0]
["LED Parking Lighting",0,0,null,3375.12,18,null,161.84999999999997,null,null,1,1000,1000,1000,0,0,0,0,0,0,0,0,0,0,0,0,0,0,0,0,0,0,0,0,0,0,0,0,0,0,0]
["LED Parking Lighting",0,0,null,3375.12,18,null,161.84999999999997,null,null,1,1000,1000,1000,0,0,0,0,0,0,0,0,0,0,0,0,0,0,0,0,0,0,0,0,0,0,0,0,0,0,0]
["LED Parking Lighting",0,0,null,3375.12,18,null,161.84999999999997,null,null,1,1000,1000,1000,0,0,0,0,0,0,0,0,0,0,0,0,0,0,0,0,0,0,0,0,0,0,0,0,0,0,0]
["LED Parking Lighting",0,0,null,3375.12,18,null,161.84999999999997,null,null,1,1000,1000,1000,0,0,0,0,0,0,0,0,0,0,0,0,0,0,0,0,0,0,0,0,0,0,0,0,0,0,0]
["LED Parking Lighting",0,0,null,3375.12,18,null,161.84999999999997,null,null,1,1000,1000,1000,0,0,0,0,0,0,0,0,0,0,0,0,0,0,0,0,0,0,0,0,0,0,0,0,0,0,0]
["LED Parking Lighting",0,0,null,3375.12,18,null,161.84999999999997,null,null,1,1000,1000,1000,0,0,0,0,0,0,0,0,0,0,0,0,0,0,0,0,0,0,0,0,0,0,0,0,0,0,0]
["LED Parking Lighting",0,0,null,3375.12,18,null,161.84999999999997,null,null,1,1000,1000,1000,0,0,0,0,0,0,0,0,0,0,0,0,0,0,0,0,0,0,0,0,0,0,0,0,0,0,0]
["LED Parking Lighting",0,0,null,3375.12,18,null,161.84999999999997,null,null,1,1000,1000,1000,0,0,0,0,0,0,0,0,0,0,0,0,0,0,0,0,0,0,0,0,0,0,0,0,0,0,0]
["LED Parking Lighting",0,0,null,3375.12,18,null,161.84999999999997,null,null,1,1000,1000,1000,0,0,0,0,0,0,0,0,0,0,0,0,0,0,0,0,0,0,0,0,0,0,0,0,0,0,0]
["LED Parking Lighting",0,0,null,3375.12,18,null,161.84999999999997,null,null,1,1000,1000,1000,0,0,0,0,0,0,0,0,0,0,0,0,0,0,0,0,0,0,0,0,0,0,0,0,0,0,0]
["LED Parking Lighting",0,0,null,3375.12,18,null,161.84999999999997,null,null,1,1000,1000,1000,0,0,0,0,0,0,0,0,0,0,0,0,0,0,0,0,0,0,0,0,0,0,0,0,0,0,0]
["LED Parking Lighting",0,0,null,3375.12,18,null,161.84999999999997,null,null,1,1000,1000,1000,0,0,0,0,0,0,0,0,0,0,0,0,0,0,0,0,0,0,0,0,0,0,0,0,0,0,0]
["LED Parking Lighting",0,0,null,3375.12,18,null,161.84999999999997,null,null,1,1000,1000,1000,0,0,0,0,0,0,0,0,0,0,0,0,0,0,0,0,0,0,0,0,0,0,0,0,0,0,0]
["LED Parking Lighting",0,0,null,3375.12,18,null,161.84999999999997,null,null,1,1000,1000,1000,0,0,0,0,0,0,0,0,0,0,0,0,0,0,0,0,0,0,0,0,0,0,0,0,0,0,0]
["LED Parking Lighting",0,0,null,3375.12,18,null,161.84999999999997,null,null,1,1000,1000,1000,0,0,0,0,0,0,0,0,0,0,0,0,0,0,0,0,0,0,0,0,0,0,0,0,0,0,0]
["LED Parking Lighting",0,0,null,3375.12,18,null,161.84999999999997,null,null,1,1000,1000,1000,0,0,0,0,0,0,0,0,0,0,0,0,0,0,0,0,0,0,0,0,0,0,0,0,0,0,0]
["LED Parking Lighting",0,0,null,3375.12,18,null,161.84999999999997,null,null,1,1000,1000,1000,0,0,0,0,0,0,0,0,0,0,0,0,0,0,0,0,0,0,0,0,0,0,0,0,0,0,0]
["LED Parking Lighting",0,0,null,3375.12,18,null,161.84999999999997,null,null,1,1000,1000,1000,0,0,0,0,0,0,0,0,0,0,0,0,0,0,0,0,0,0,0,0,0,0,0,0,0,0,0]
["LED Parking Lighting",0,0,null,3375.12,18,null,161.84999999999997,null,null,1,1000,1000,1000,0,0,0,0,0,0,0,0,0,0,0,0,0,0,0,0,0,0,0,0,0,0,0,0,0,0,0]
["LED Parking Lighting",0,0,null,3375.12,18,null,161.84999999999997,null,null,1,1000,1000,1000,0,0,0,0,0,0,0,0,0,0,0,0,0,0,0,0,0,0,0,0,0,0,0,0,0,0,0]
["LED Parking Lighting",0,0,null,3375.12,18,null,161.84999999999997,null,null,1,1000,1000,1000,0,0,0,0,0,0,0,0,0,0,0,0,0,0,0,0,0,0,0,0,0,0,0,0,0,0,0]
["LED Street Lights",0,0,null,1691.1226266666663,18,null,238.57,null,null,1,1000,1000,1000,0,0,0,0,0,0,0,0,0,0,0,0,0,0,0,0,0,0,0,0,0,0,0,0,0,0,0]
["LED Street Lights",0,0,null,1691.1226266666663,18,null,238.57,null,null,1,1000,1000,1000,0,0,0,0,0,0,0,0,0,0,0,0,0,0,0,0,0,0,0,0,0,0,0,0,0,0,0]
["LED Street Lights",0,0,null,1691.1226266666663,18,null,238.57,null,null,1,1000,1000,1000,0,0,0,0,0,0,0,0,0,0,0,0,0,0,0,0,0,0,0,0,0,0,0,0,0,0,0]
["LED Street Lights",0,0,null,1691.1226266666663,18,null,238.57,null,null,1,1000,1000,1000,0,0,0,0,0,0,0,0,0,0,0,0,0,0,0,0,0,0,0,0,0,0,0,0,0,0,0]
["LED Street Lights",0,0,null,1691.1226266666663,18,null,238.57,null,null,1,1000,1000,1000,0,0,0,0,0,0,0,0,0,0,0,0,0,0,0,0,0,0,0,0,0,0,0,0,0,0,0]
["LED Street Lights",0,0,null,1691.1226266666663,18,null,238.57,null,null,1,1000,1000,1000,0,0,0,0,0,0,0,0,0,0,0,0,0,0,0,0,0,0,0,0,0,0,0,0,0,0,0]
["LED Street Lights",0,0,null,1691.1226266666663,18,null,238.57,null,null,1,1000,1000,1000,0,0,0,0,0,0,0,0,0,0,0,0,0,0,0,0,0,0,0,0,0,0,0,0,0,0,0]
["LED Street Lights",0,0,null,1691.1226266666663,18,null,238.57,null,null,1,1000,1000,1000,0,0,0,0,0,0,0,0,0,0,0,0,0,0,0,0,0,0,0,0,0,0,0,0,0,0,0]
["LED Street Lights",0,0,null,1691.1226266666663,18,null,238.57,null,null,1,1000,1000,1000,0,0,0,0,0,0,0,0,0,0,0,0,0,0,0,0,0,0,0,0,0,0,0,0,0,0,0]
["LED Street Lights",0,0,null,1691.1226266666663,18,null,238.57,null,null,1,1000,1000,1000,0,0,0,0,0,0,0,0,0,0,0,0,0,0,0,0,0,0,0,0,0,0,0,0,0,0,0]
["LED Street Lights",0,0,null,1691.1226266666663,18,null,238.57,null,null,1,1000,1000,1000,0,0,0,0,0,0,0,0,0,0,0,0,0,0,0,0,0,0,0,0,0,0,0,0,0,0,0]
["LED Street Lights",0,0,null,1691.1226266666663,18,null,238.57,null,null,1,1000,1000,1000,0,0,0,0,0,0,0,0,0,0,0,0,0,0,0,0,0,0,0,0,0,0,0,0,0,0,0]
["LED Street Lights",0,0,null,1691.1226266666663,18,null,238.57,null,null,1,1000,1000,1000,0,0,0,0,0,0,0,0,0,0,0,0,0,0,0,0,0,0,0,0,0,0,0,0,0,0,0]
["LED Street Lights",0,0,null,1691.1226266666663,18,null,238.57,null,null,1,1000,1000,1000,0,0,0,0,0,0,0,0,0,0,0,0,0,0,0,0,0,0,0,0,0,0,0,0,0,0,0]
["LED Street Lights",0,0,null,1691.1226266666663,18,null,238.57,null,null,1,1000,1000,1000,0,0,0,0,0,0,0,0,0,0,0,0,0,0,0,0,0,0,0,0,0,0,0,0,0,0,0]
["LED Street Lights",0,0,null,1691.1226266666663,18,null,238.57,null,null,1,1000,1000,1000,0,0,0,0,0,0,0,0,0,0,0,0,0,0,0,0,0,0,0,0,0,0,0,0,0,0,0]
["LED Street Lights",0,0,null,1691.1226266666663,18,null,238.57,null,null,1,1000,1000,1000,0,0,0,0,0,0,0,0,0,0,0,0,0,0,0,0,0,0,0,0,0,0,0,0,0,0,0]
["LED Street Lights",0,0,null,1691.1226266666663,18,null,238.57,null,null,1,1000,1000,1000,0,0,0,0,0,0,0,0,0,0,0,0,0,0,0,0,0,0,0,0,0,0,0,0,0,0,0]
["LED Street Lights",0,0,null,1691.1226266666663,18,null,238.57,null,null,1,1000,1000,1000,0,0,0,0,0,0,0,0,0,0,0,0,0,0,0,0,0,0,0,0,0,0,0,0,0,0,0]
["LED Street Lights",0,0,null,1691.1226266666663,18,null,238.57,null,null,1,1000,1000,1000,0,0,0,0,0,0,0,0,0,0,0,0,0,0,0,0,0,0,0,0,0,0,0,0,0,0,0]
["LED Street Lights",0,0,null,1691.1226266666663,18,null,238.57,null,null,1,1000,1000,1000,0,0,0,0,0,0,0,0,0,0,0,0,0,0,0,0,0,0,0,0,0,0,0,0,0,0,0]
["LED Street Lights",0,0,null,1691.1226266666663,18,null,238.57,null,null,1,1000,1000,1000,0,0,0,0,0,0,0,0,0,0,0,0,0,0,0,0,0,0,0,0,0,0,0,0,0,0,0]
["LED Street Lights",0,0,null,1691.1226266666663,18,null,238.57,null,null,1,1000,1000,1000,0,0,0,0,0,0,0,0,0,0,0,0,0,0,0,0,0,0,0,0,0,0,0,0,0,0,0]
["LED Street Lights",0,0,null,1691.1226266666663,18,null,238.57,null,null,1,1000,1000,1000,0,0,0,0,0,0,0,0,0,0,0,0,0,0,0,0,0,0,0,0,0,0,0,0,0,0,0]
["LED Street Lights",0,0,null,1691.1226266666663,18,null,238.57,null,null,1,1000,1000,1000,0,0,0,0,0,0,0,0,0,0,0,0,0,0,0,0,0,0,0,0,0,0,0,0,0,0,0]
["LED Street Lights",0,0,null,1691.1226266666663,18,null,238.57,null,null,1,1000,1000,1000,0,0,0,0,0,0,0,0,0,0,0,0,0,0,0,0,0,0,0,0,0,0,0,0,0,0,0]
["LED Traffic and Crosswalk Lighting",0,0,null,37.960000000000292,10,null,71,null,null,1,1000,1000,1000,0,0,0,0,0,0,0,0,0,0,0,0,0,0,0,0,0,0,0,0,0,0,0,0,0,0,0]
["LED Traffic and Crosswalk Lighting",0,0,null,37.960000000000292,10,null,71,null,null,1,1000,1000,1000,0,0,0,0,0,0,0,0,0,0,0,0,0,0,0,0,0,0,0,0,0,0,0,0,0,0,0]
["LED Traffic and Crosswalk Lighting",0,0,null,37.960000000000292,10,null,71,null,null,1,1000,1000,1000,0,0,0,0,0,0,0,0,0,0,0,0,0,0,0,0,0,0,0,0,0,0,0,0,0,0,0]
["LED Traffic and Crosswalk Lighting",0,0,null,37.960000000000292,10,null,71,null,null,1,1000,1000,1000,0,0,0,0,0,0,0,0,0,0,0,0,0,0,0,0,0,0,0,0,0,0,0,0,0,0,0]
["LED Traffic and Crosswalk Lighting",0,0,null,37.960000000000292,10,null,71,null,null,1,1000,1000,1000,0,0,0,0,0,0,0,0,0,0,0,0,0,0,0,0,0,0,0,0,0,0,0,0,0,0,0]
["LED Traffic and Crosswalk Lighting",0,0,null,37.960000000000292,10,null,71,null,null,1,1000,1000,1000,0,0,0,0,0,0,0,0,0,0,0,0,0,0,0,0,0,0,0,0,0,0,0,0,0,0,0]
["LED Traffic and Crosswalk Lighting",0,0,null,37.960000000000292,10,null,71,null,null,1,1000,1000,1000,0,0,0,0,0,0,0,0,0,0,0,0,0,0,0,0,0,0,0,0,0,0,0,0,0,0,0]
["LED Traffic and Crosswalk Lighting",0,0,null,37.960000000000292,10,null,71,null,null,1,1000,1000,1000,0,0,0,0,0,0,0,0,0,0,0,0,0,0,0,0,0,0,0,0,0,0,0,0,0,0,0]
["LED Traffic and Crosswalk Lighting",0,0,null,37.960000000000292,10,null,71,null,null,1,1000,1000,1000,0,0,0,0,0,0,0,0,0,0,0,0,0,0,0,0,0,0,0,0,0,0,0,0,0,0,0]
["LED Traffic and Crosswalk Lighting",0,0,null,37.960000000000292,10,null,71,null,null,1,1000,1000,1000,0,0,0,0,0,0,0,0,0,0,0,0,0,0,0,0,0,0,0,0,0,0,0,0,0,0,0]
["LED Traffic and Crosswalk Lighting",0,0,null,37.960000000000292,10,null,71,null,null,1,1000,1000,1000,0,0,0,0,0,0,0,0,0,0,0,0,0,0,0,0,0,0,0,0,0,0,0,0,0,0,0]
["LED Traffic and Crosswalk Lighting",0,0,null,37.960000000000292,10,null,71,null,null,1,1000,1000,1000,0,0,0,0,0,0,0,0,0,0,0,0,0,0,0,0,0,0,0,0,0,0,0,0,0,0,0]
["LED Traffic and Crosswalk Lighting",0,0,null,37.960000000000292,10,null,71,null,null,1,1000,1000,1000,0,0,0,0,0,0,0,0,0,0,0,0,0,0,0,0,0,0,0,0,0,0,0,0,0,0,0]
["LED Traffic and Crosswalk Lighting",0,0,null,37.960000000000292,10,null,71,null,null,1,1000,1000,1000,0,0,0,0,0,0,0,0,0,0,0,0,0,0,0,0,0,0,0,0,0,0,0,0,0,0,0]
["LED Traffic and Crosswalk Lighting",0,0,null,37.960000000000292,10,null,71,null,null,1,1000,1000,1000,0,0,0,0,0,0,0,0,0,0,0,0,0,0,0,0,0,0,0,0,0,0,0,0,0,0,0]
["LED Traffic and Crosswalk Lighting",0,0,null,37.960000000000292,10,null,71,null,null,1,1000,1000,1000,0,0,0,0,0,0,0,0,0,0,0,0,0,0,0,0,0,0,0,0,0,0,0,0,0,0,0]
["LED Traffic and Crosswalk Lighting",0,0,null,37.960000000000292,10,null,71,null,null,1,1000,1000,1000,0,0,0,0,0,0,0,0,0,0,0,0,0,0,0,0,0,0,0,0,0,0,0,0,0,0,0]
["LED Traffic and Crosswalk Lighting",0,0,null,37.960000000000292,10,null,71,null,null,1,1000,1000,1000,0,0,0,0,0,0,0,0,0,0,0,0,0,0,0,0,0,0,0,0,0,0,0,0,0,0,0]
["LED Traffic and Crosswalk Lighting",0,0,null,37.960000000000292,10,null,71,null,null,1,1000,1000,1000,0,0,0,0,0,0,0,0,0,0,0,0,0,0,0,0,0,0,0,0,0,0,0,0,0,0,0]
["LED Traffic and Crosswalk Lighting",0,0,null,37.960000000000292,10,null,71,null,null,1,1000,1000,1000,0,0,0,0,0,0,0,0,0,0,0,0,0,0,0,0,0,0,0,0,0,0,0,0,0,0,0]
["LED Traffic and Crosswalk Lighting",0,0,null,37.960000000000292,10,null,71,null,null,1,1000,1000,1000,0,0,0,0,0,0,0,0,0,0,0,0,0,0,0,0,0,0,0,0,0,0,0,0,0,0,0]
["LED Traffic and Crosswalk Lighting",0,0,null,37.960000000000292,10,null,71,null,null,1,1000,1000,1000,0,0,0,0,0,0,0,0,0,0,0,0,0,0,0,0,0,0,0,0,0,0,0,0,0,0,0]
["LED Traffic and Crosswalk Lighting",0,0,null,37.960000000000292,10,null,71,null,null,1,1000,1000,1000,0,0,0,0,0,0,0,0,0,0,0,0,0,0,0,0,0,0,0,0,0,0,0,0,0,0,0]
["LED Traffic and Crosswalk Lighting",0,0,null,37.960000000000292,10,null,71,null,null,1,1000,1000,1000,0,0,0,0,0,0,0,0,0,0,0,0,0,0,0,0,0,0,0,0,0,0,0,0,0,0,0]
["LED Traffic and Crosswalk Lighting",0,0,null,37.960000000000292,10,null,71,null,null,1,1000,1000,1000,0,0,0,0,0,0,0,0,0,0,0,0,0,0,0,0,0,0,0,0,0,0,0,0,0,0,0]
["LED Traffic and Crosswalk Lighting",0,0,null,37.960000000000292,10,null,71,null,null,1,1000,1000,1000,0,0,0,0,0,0,0,0,0,0,0,0,0,0,0,0,0,0,0,0,0,0,0,0,0,0,0]
["Geothermal Heat Pump",1.2655592085290137,0.97205143942897765,null,2942.8501263832377,15,null,48798.420000000006,null,null,1,1000,1000,1000,0,0,0,0,0,0,0,0,0,0,0,0,0,0,0,0,0,0,0,0,0,0,0,0,0,0,0]
["Geothermal Heat Pump",0.57368064533571994,0.53684784715850009,null,3263.0655988805347,15,null,48798.420000000006,null,null,1,1000,1000,1000,0,0,0,0,0,0,0,0,0,0,0,0,0,0,0,0,0,0,0,0,0,0,0,0,0,0,0]
["Geothermal Heat Pump",0.70720456742315041,0.54319008790860612,null,1644.4880939541665,15,null,48798.420000000006,null,null,1,1000,1000,1000,0,0,0,0,0,0,0,0,0,0,0,0,0,0,0,0,0,0,0,0,0,0,0,0,0,0,0]
["Geothermal Heat Pump",2.749609727958827,2.1119218096772459,null,6393.7659185723569,15,null,48798.420000000006,null,null,1,1000,1000,1000,0,0,0,0,0,0,0,0,0,0,0,0,0,0,0,0,0,0,0,0,0,0,0,0,0,0,0]
["Geothermal Heat Pump",1.0656494782764916,0.99723013646995762,null,6061.358669323924,15,null,48798.420000000006,null,null,1,1000,1000,1000,0,0,0,0,0,0,0,0,0,0,0,0,0,0,0,0,0,0,0,0,0,0,0,0,0,0,0]
["Geothermal Heat Pump",0.68591614837626236,0.52683886685293746,null,1594.9853711574576,15,null,48798.420000000006,null,null,1,1000,1000,1000,0,0,0,0,0,0,0,0,0,0,0,0,0,0,0,0,0,0,0,0,0,0,0,0,0,0,0]
["Geothermal Heat Pump",2.0864128046875829,1.6025331382139916,null,4851.610374752132,15,null,48798.420000000006,null,null,1,1000,1000,1000,0,0,0,0,0,0,0,0,0,0,0,0,0,0,0,0,0,0,0,0,0,0,0,0,0,0,0]
["Geothermal Heat Pump",0.70680874343891298,0.54288606319680632,null,1643.5676702756941,15,null,48798.420000000006,null,null,1,1000,1000,1000,0,0,0,0,0,0,0,0,0,0,0,0,0,0,0,0,0,0,0,0,0,0,0,0,0,0,0]
["Geothermal Heat Pump",1.4206043070335068,1.0911385672077527,null,3303.3820435421248,15,null,48798.420000000006,null,null,1,1000,1000,1000,0,0,0,0,0,0,0,0,0,0,0,0,0,0,0,0,0,0,0,0,0,0,0,0,0,0,0]
["Geothermal Heat Pump",2.065182437540996,1.5862265056950495,null,4802.242642117073,15,null,48798.420000000006,null,null,1,1000,1000,1000,0,0,0,0,0,0,0,0,0,0,0,0,0,0,0,0,0,0,0,0,0,0,0,0,0,0,0]
["Geothermal Heat Pump",1.6145920750241345,1.2401368027988624,null,3754.4687439514746,15,null,48798.420000000006,null,null,1,1000,1000,1000,0,0,0,0,0,0,0,0,0,0,0,0,0,0,0,0,0,0,0,0,0,0,0,0,0,0,0]
["Geothermal Heat Pump",1.4043478283881745,1.0786522818085822,null,3265.5802718719015,15,null,48798.420000000006,null,null,1,1000,1000,1000,0,0,0,0,0,0,0,0,0,0,0,0,0,0,0,0,0,0,0,0,0,0,0,0,0,0,0]
["Geothermal Heat Pump",0.30909495282732391,0.23740982783828724,null,718.74955739888446,15,null,48798.420000000006,null,null,1,1000,1000,1000,0,0,0,0,0,0,0,0,0,0,0,0,0,0,0,0,0,0,0,0,0,0,0,0,0,0,0]
["Geothermal Heat Pump",1.2655592085290137,0.97205143942897765,null,2942.8501263832377,15,null,48798.420000000006,null,null,1,1000,1000,1000,0,0,0,0,0,0,0,0,0,0,0,0,0,0,0,0,0,0,0,0,0,0,0,0,0,0,0]
["Geothermal Heat Pump",0.57368064533571994,0.53684784715850009,null,3263.0655988805347,15,null,48798.420000000006,null,null,1,1000,1000,1000,0,0,0,0,0,0,0,0,0,0,0,0,0,0,0,0,0,0,0,0,0,0,0,0,0,0,0]
["Geothermal Heat Pump",0.70720456742315041,0.54319008790860612,null,1644.4880939541665,15,null,48798.420000000006,null,null,1,1000,1000,1000,0,0,0,0,0,0,0,0,0,0,0,0,0,0,0,0,0,0,0,0,0,0,0,0,0,0,0]
["Geothermal Heat Pump",2.749609727958827,2.1119218096772459,null,6393.7659185723569,15,null,48798.420000000006,null,null,1,1000,1000,1000,0,0,0,0,0,0,0,0,0,0,0,0,0,0,0,0,0,0,0,0,0,0,0,0,0,0,0]
["Geothermal Heat Pump",1.0656494782764916,0.99723013646995762,null,6061.358669323924,15,null,48798.420000000006,null,null,1,1000,1000,1000,0,0,0,0,0,0,0,0,0,0,0,0,0,0,0,0,0,0,0,0,0,0,0,0,0,0,0]
["Geothermal Heat Pump",0.68591614837626236,0.52683886685293746,null,1594.9853711574576,15,null,48798.420000000006,null,null,1,1000,1000,1000,0,0,0,0,0,0,0,0,0,0,0,0,0,0,0,0,0,0,0,0,0,0,0,0,0,0,0]
["Geothermal Heat Pump",2.0864128046875829,1.6025331382139916,null,4851.610374752132,15,null,48798.420000000006,null,null,1,1000,1000,1000,0,0,0,0,0,0,0,0,0,0,0,0,0,0,0,0,0,0,0,0,0,0,0,0,0,0,0]
["Geothermal Heat Pump",0.70680874343891298,0.54288606319680632,null,1643.5676702756941,15,null,48798.420000000006,null,null,1,1000,1000,1000,0,0,0,0,0,0,0,0,0,0,0,0,0,0,0,0,0,0,0,0,0,0,0,0,0,0,0]
["Geothermal Heat Pump",1.4206043070335068,1.0911385672077527,null,3303.3820435421248,15,null,48798.420000000006,null,null,1,1000,1000,1000,0,0,0,0,0,0,0,0,0,0,0,0,0,0,0,0,0,0,0,0,0,0,0,0,0,0,0]
["Geothermal Heat Pump",2.065182437540996,1.5862265056950495,null,4802.242642117073,15,null,48798.420000000006,null,null,1,1000,1000,1000,0,0,0,0,0,0,0,0,0,0,0,0,0,0,0,0,0,0,0,0,0,0,0,0,0,0,0]
["Geothermal Heat Pump",1.6145920750241345,1.2401368027988624,null,3754.4687439514746,15,null,48798.420000000006,null,null,1,1000,1000,1000,0,0,0,0,0,0,0,0,0,0,0,0,0,0,0,0,0,0,0,0,0,0,0,0,0,0,0]
["Geothermal Heat Pump",1.4043478283881745,1.0786522818085822,null,3265.5802718719015,15,null,48798.420000000006,null,null,1,1000,1000,1000,0,0,0,0,0,0,0,0,0,0,0,0,0,0,0,0,0,0,0,0,0,0,0,0,0,0,0]
["Geothermal Heat Pump",0.30909495282732391,0.23740982783828724,null,718.74955739888446,15,null,48798.420000000006,null,null,1,1000,1000,1000,0,0,0,0,0,0,0,0,0,0,0,0,0,0,0,0,0,0,0,0,0,0,0,0,0,0,0]
["High Efficiency Chiller (Air Cooled, 50 tons)",3.6935171029289262,3.7483087687278389,null,12977.28216940345,20,null,6800,null,null,1,1000,1000,1000,0,0,0,0,0,0,0,0,0,0,0,0,0,0,0,0,0,0,0,0,0,0,0,0,0,0,0]
["High Efficiency Chiller (Air Cooled, 50 tons)",4.0976280024842735,4.1584144718097695,null,14397.137831396336,20,null,6800,null,null,1,1000,1000,1000,0,0,0,0,0,0,0,0,0,0,0,0,0,0,0,0,0,0,0,0,0,0,0,0,0,0,0]
["High Efficiency Chiller (Air Cooled, 50 tons)",2.0403361502025161,2.0706036197563149,null,7168.7817339780449,20,null,6800,null,null,1,1000,1000,1000,0,0,0,0,0,0,0,0,0,0,0,0,0,0,0,0,0,0,0,0,0,0,0,0,0,0,0]
["High Efficiency Chiller (Air Cooled, 50 tons)",8.0370027855622581,8.1562281088461965,null,28238.248270683573,20,null,6800,null,null,1,1000,1000,1000,0,0,0,0,0,0,0,0,0,0,0,0,0,0,0,0,0,0,0,0,0,0,0,0,0,0,0]
["High Efficiency Chiller (Air Cooled, 50 tons)",7.6131102335811223,7.7260473014175952,null,26748.889184677042,20,null,6800,null,null,1,1000,1000,1000,0,0,0,0,0,0,0,0,0,0,0,0,0,0,0,0,0,0,0,0,0,0,0,0,0,0,0]
["High Efficiency Chiller (Air Cooled, 50 tons)",1.9951209446578579,2.0247176669639271,null,7009.916764804002,20,null,6800,null,null,1,1000,1000,1000,0,0,0,0,0,0,0,0,0,0,0,0,0,0,0,0,0,0,0,0,0,0,0,0,0,0,0]
["High Efficiency Chiller (Air Cooled, 50 tons)",6.1012267981817523,6.1917357549222665,null,21436.841777920461,20,null,6800,null,null,1,1000,1000,1000,0,0,0,0,0,0,0,0,0,0,0,0,0,0,0,0,0,0,0,0,0,0,0,0,0,0,0]
["High Efficiency Chiller (Air Cooled, 50 tons)",2.0629437529748431,2.0935465961525068,null,7248.2142185650591,20,null,6800,null,null,1,1000,1000,1000,0,0,0,0,0,0,0,0,0,0,0,0,0,0,0,0,0,0,0,0,0,0,0,0,0,0,0]
["High Efficiency Chiller (Air Cooled, 50 tons)",4.1569729597616298,4.2186397848497705,null,14605.648103437241,20,null,6800,null,null,1,1000,1000,1000,0,0,0,0,0,0,0,0,0,0,0,0,0,0,0,0,0,0,0,0,0,0,0,0,0,0,0]
["High Efficiency Chiller (Air Cooled, 50 tons)",5.9853628339735785,6.0741530008917852,null,21029.750294412021,20,null,6800,null,null,1,1000,1000,1000,0,0,0,0,0,0,0,0,0,0,0,0,0,0,0,0,0,0,0,0,0,0,0,0,0,0,0]
["High Efficiency Chiller (Air Cooled, 50 tons)",4.6910775752578617,4.7606676022098089,null,16482.240551805473,20,null,6800,null,null,1,1000,1000,1000,0,0,0,0,0,0,0,0,0,0,0,0,0,0,0,0,0,0,0,0,0,0,0,0,0,0,0]
["High Efficiency Chiller (Air Cooled, 50 tons)",4.0778463500584854,4.1383393674630993,null,14327.634407382691,20,null,6800,null,null,1,1000,1000,1000,0,0,0,0,0,0,0,0,0,0,0,0,0,0,0,0,0,0,0,0,0,0,0,0,0,0,0]
["High Efficiency Chiller (Air Cooled, 50 tons)",0.89582625985345754,0.90911543969910036,null,3147.5122017604372,20,null,6800,null,null,1,1000,1000,1000,0,0,0,0,0,0,0,0,0,0,0,0,0,0,0,0,0,0,0,0,0,0,0,0,0,0,0]
["High Efficiency Chiller (Air Cooled, 50 tons)",3.6935171029289262,3.7483087687278389,null,12977.28216940345,20,null,6800,null,null,1,1000,1000,1000,0,0,0,0,0,0,0,0,0,0,0,0,0,0,0,0,0,0,0,0,0,0,0,0,0,0,0]
["High Efficiency Chiller (Air Cooled, 50 tons)",4.0976280024842735,4.1584144718097695,null,14397.137831396336,20,null,6800,null,null,1,1000,1000,1000,0,0,0,0,0,0,0,0,0,0,0,0,0,0,0,0,0,0,0,0,0,0,0,0,0,0,0]
["High Efficiency Chiller (Air Cooled, 50 tons)",2.0403361502025161,2.0706036197563149,null,7168.7817339780449,20,null,6800,null,null,1,1000,1000,1000,0,0,0,0,0,0,0,0,0,0,0,0,0,0,0,0,0,0,0,0,0,0,0,0,0,0,0]
["High Efficiency Chiller (Air Cooled, 50 tons)",8.0370027855622581,8.1562281088461965,null,28238.248270683573,20,null,6800,null,null,1,1000,1000,1000,0,0,0,0,0,0,0,0,0,0,0,0,0,0,0,0,0,0,0,0,0,0,0,0,0,0,0]
["High Efficiency Chiller (Air Cooled, 50 tons)",7.6131102335811223,7.7260473014175952,null,26748.889184677042,20,null,6800,null,null,1,1000,1000,1000,0,0,0,0,0,0,0,0,0,0,0,0,0,0,0,0,0,0,0,0,0,0,0,0,0,0,0]
["High Efficiency Chiller (Air Cooled, 50 tons)",1.9951209446578579,2.0247176669639271,null,7009.916764804002,20,null,6800,null,null,1,1000,1000,1000,0,0,0,0,0,0,0,0,0,0,0,0,0,0,0,0,0,0,0,0,0,0,0,0,0,0,0]
["High Efficiency Chiller (Air Cooled, 50 tons)",6.1012267981817523,6.1917357549222665,null,21436.841777920461,20,null,6800,null,null,1,1000,1000,1000,0,0,0,0,0,0,0,0,0,0,0,0,0,0,0,0,0,0,0,0,0,0,0,0,0,0,0]
["High Efficiency Chiller (Air Cooled, 50 tons)",2.0629437529748431,2.0935465961525068,null,7248.2142185650591,20,null,6800,null,null,1,1000,1000,1000,0,0,0,0,0,0,0,0,0,0,0,0,0,0,0,0,0,0,0,0,0,0,0,0,0,0,0]
["High Efficiency Chiller (Air Cooled, 50 tons)",4.1569729597616298,4.2186397848497705,null,14605.648103437241,20,null,6800,null,null,1,1000,1000,1000,0,0,0,0,0,0,0,0,0,0,0,0,0,0,0,0,0,0,0,0,0,0,0,0,0,0,0]
["High Efficiency Chiller (Air Cooled, 50 tons)",5.9853628339735785,6.0741530008917852,null,21029.750294412021,20,null,6800,null,null,1,1000,1000,1000,0,0,0,0,0,0,0,0,0,0,0,0,0,0,0,0,0,0,0,0,0,0,0,0,0,0,0]
["High Efficiency Chiller (Air Cooled, 50 tons)",4.6910775752578617,4.7606676022098089,null,16482.240551805473,20,null,6800,null,null,1,1000,1000,1000,0,0,0,0,0,0,0,0,0,0,0,0,0,0,0,0,0,0,0,0,0,0,0,0,0,0,0]
["High Efficiency Chiller (Air Cooled, 50 tons)",4.0778463500584854,4.1383393674630993,null,14327.634407382691,20,null,6800,null,null,1,1000,1000,1000,0,0,0,0,0,0,0,0,0,0,0,0,0,0,0,0,0,0,0,0,0,0,0,0,0,0,0]
["High Efficiency Chiller (Air Cooled, 50 tons)",0.89582625985345754,0.90911543969910036,null,3147.5122017604372,20,null,6800,null,null,1,1000,1000,1000,0,0,0,0,0,0,0,0,0,0,0,0,0,0,0,0,0,0,0,0,0,0,0,0,0,0,0]
["High Efficiency Chiller (Water cooled-centrifugal, 200 tons)",6.319164711908611,0.27370958256451272,null,16050.3746831303,20,null,9533.3333333333321,null,null,1,1000,1000,1000,0,0,0,0,0,0,0,0,0,0,0,0,0,0,0,0,0,0,0,0,0,0,0,0,0,0,0]
["High Efficiency Chiller (Water cooled-centrifugal, 200 tons)",7.0105499864326575,0.3036563846354578,null,17806.460053970106,20,null,9533.3333333333321,null,null,1,1000,1000,1000,0,0,0,0,0,0,0,0,0,0,0,0,0,0,0,0,0,0,0,0,0,0,0,0,0,0,0]
["High Efficiency Chiller (Water cooled-centrifugal, 200 tons)",3.4907704070375045,0.15119993772882806,null,8866.3890751492581,20,null,9533.3333333333321,null,null,1,1000,1000,1000,0,0,0,0,0,0,0,0,0,0,0,0,0,0,0,0,0,0,0,0,0,0,0,0,0,0,0]
["High Efficiency Chiller (Water cooled-centrifugal, 200 tons)",13.750347697527234,0.59558535027809834,null,34925.222340338631,20,null,9533.3333333333321,null,null,1,1000,1000,1000,0,0,0,0,0,0,0,0,0,0,0,0,0,0,0,0,0,0,0,0,0,0,0,0,0,0,0]
["High Efficiency Chiller (Water cooled-centrifugal, 200 tons)",13.025118388585939,0.56417262083305153,null,33083.174748548656,20,null,9533.3333333333321,null,null,1,1000,1000,1000,0,0,0,0,0,0,0,0,0,0,0,0,0,0,0,0,0,0,0,0,0,0,0,0,0,0,0]
["High Efficiency Chiller (Water cooled-centrifugal, 200 tons)",3.4134126140837493,0.14784924658802232,null,8669.9039986916177,20,null,9533.3333333333321,null,null,1,1000,1000,1000,0,0,0,0,0,0,0,0,0,0,0,0,0,0,0,0,0,0,0,0,0,0,0,0,0,0,0]
["High Efficiency Chiller (Water cooled-centrifugal, 200 tons)",10.438467186695242,0.45213388581238151,null,26513.205004497548,20,null,9533.3333333333321,null,null,1,1000,1000,1000,0,0,0,0,0,0,0,0,0,0,0,0,0,0,0,0,0,0,0,0,0,0,0,0,0,0,0]
["High Efficiency Chiller (Water cooled-centrifugal, 200 tons)",3.5294493035143648,0.15287528329923017,null,8964.6316133780347,20,null,9533.3333333333321,null,null,1,1000,1000,1000,0,0,0,0,0,0,0,0,0,0,0,0,0,0,0,0,0,0,0,0,0,0,0,0,0,0,0]
["High Efficiency Chiller (Water cooled-centrifugal, 200 tons)",7.1120820896844252,0.30805416675776381,null,18064.34671682067,20,null,9533.3333333333321,null,null,1,1000,1000,1000,0,0,0,0,0,0,0,0,0,0,0,0,0,0,0,0,0,0,0,0,0,0,0,0,0,0,0]
["High Efficiency Chiller (Water cooled-centrifugal, 200 tons)",10.240237842251306,0.44354773976406947,null,26009.711996074999,20,null,9533.3333333333321,null,null,1,1000,1000,1000,0,0,0,0,0,0,0,0,0,0,0,0,0,0,0,0,0,0,0,0,0,0,0,0,0,0,0]
["High Efficiency Chiller (Water cooled-centrifugal, 200 tons)",8.0258710189504789,0.34763420585852361,null,20385.326682476094,20,null,9533.3333333333321,null,null,1,1000,1000,1000,0,0,0,0,0,0,0,0,0,0,0,0,0,0,0,0,0,0,0,0,0,0,0,0,0,0,0]
["High Efficiency Chiller (Water cooled-centrifugal, 200 tons)",6.9767059520153856,0.30219045726135513,null,17720.497833019879,20,null,9533.3333333333321,null,null,1,1000,1000,1000,0,0,0,0,0,0,0,0,0,0,0,0,0,0,0,0,0,0,0,0,0,0,0,0,0,0,0]
["High Efficiency Chiller (Water cooled-centrifugal, 200 tons)",1.5326512728959629,6.6385568227199904E-2,null,3892.8605773162126,20,null,9533.3333333333321,null,null,1,1000,1000,1000,0,0,0,0,0,0,0,0,0,0,0,0,0,0,0,0,0,0,0,0,0,0,0,0,0,0,0]
["High Efficiency Chiller (Water cooled-centrifugal, 200 tons)",6.319164711908611,0.27370958256451272,null,16050.3746831303,20,null,9533.3333333333321,null,null,1,1000,1000,1000,0,0,0,0,0,0,0,0,0,0,0,0,0,0,0,0,0,0,0,0,0,0,0,0,0,0,0]
["High Efficiency Chiller (Water cooled-centrifugal, 200 tons)",7.0105499864326575,0.3036563846354578,null,17806.460053970106,20,null,9533.3333333333321,null,null,1,1000,1000,1000,0,0,0,0,0,0,0,0,0,0,0,0,0,0,0,0,0,0,0,0,0,0,0,0,0,0,0]
["High Efficiency Chiller (Water cooled-centrifugal, 200 tons)",3.4907704070375045,0.15119993772882806,null,8866.3890751492581,20,null,9533.3333333333321,null,null,1,1000,1000,1000,0,0,0,0,0,0,0,0,0,0,0,0,0,0,0,0,0,0,0,0,0,0,0,0,0,0,0]
["High Efficiency Chiller (Water cooled-centrifugal, 200 tons)",13.750347697527234,0.59558535027809834,null,34925.222340338631,20,null,9533.3333333333321,null,null,1,1000,1000,1000,0,0,0,0,0,0,0,0,0,0,0,0,0,0,0,0,0,0,0,0,0,0,0,0,0,0,0]
["High Efficiency Chiller (Water cooled-centrifugal, 200 tons)",13.025118388585939,0.56417262083305153,null,33083.174748548656,20,null,9533.3333333333321,null,null,1,1000,1000,1000,0,0,0,0,0,0,0,0,0,0,0,0,0,0,0,0,0,0,0,0,0,0,0,0,0,0,0]
["High Efficiency Chiller (Water cooled-centrifugal, 200 tons)",3.4134126140837493,0.14784924658802232,null,8669.9039986916177,20,null,9533.3333333333321,null,null,1,1000,1000,1000,0,0,0,0,0,0,0,0,0,0,0,0,0,0,0,0,0,0,0,0,0,0,0,0,0,0,0]
["High Efficiency Chiller (Water cooled-centrifugal, 200 tons)",10.438467186695242,0.45213388581238151,null,26513.205004497548,20,null,9533.3333333333321,null,null,1,1000,1000,1000,0,0,0,0,0,0,0,0,0,0,0,0,0,0,0,0,0,0,0,0,0,0,0,0,0,0,0]
["High Efficiency Chiller (Water cooled-centrifugal, 200 tons)",3.5294493035143648,0.15287528329923017,null,8964.6316133780347,20,null,9533.3333333333321,null,null,1,1000,1000,1000,0,0,0,0,0,0,0,0,0,0,0,0,0,0,0,0,0,0,0,0,0,0,0,0,0,0,0]
["High Efficiency Chiller (Water cooled-centrifugal, 200 tons)",7.1120820896844252,0.30805416675776381,null,18064.34671682067,20,null,9533.3333333333321,null,null,1,1000,1000,1000,0,0,0,0,0,0,0,0,0,0,0,0,0,0,0,0,0,0,0,0,0,0,0,0,0,0,0]
["High Efficiency Chiller (Water cooled-centrifugal, 200 tons)",10.240237842251306,0.44354773976406947,null,26009.711996074999,20,null,9533.3333333333321,null,null,1,1000,1000,1000,0,0,0,0,0,0,0,0,0,0,0,0,0,0,0,0,0,0,0,0,0,0,0,0,0,0,0]
["High Efficiency Chiller (Water cooled-centrifugal, 200 tons)",8.0258710189504789,0.34763420585852361,null,20385.326682476094,20,null,9533.3333333333321,null,null,1,1000,1000,1000,0,0,0,0,0,0,0,0,0,0,0,0,0,0,0,0,0,0,0,0,0,0,0,0,0,0,0]
["High Efficiency Chiller (Water cooled-centrifugal, 200 tons)",6.9767059520153856,0.30219045726135513,null,17720.497833019879,20,null,9533.3333333333321,null,null,1,1000,1000,1000,0,0,0,0,0,0,0,0,0,0,0,0,0,0,0,0,0,0,0,0,0,0,0,0,0,0,0]
["High Efficiency Chiller (Water cooled-centrifugal, 200 tons)",1.5326512728959629,6.6385568227199904E-2,null,3892.8605773162126,20,null,9533.3333333333321,null,null,1,1000,1000,1000,0,0,0,0,0,0,0,0,0,0,0,0,0,0,0,0,0,0,0,0,0,0,0,0,0,0,0]
["High Efficiency Chiller (Water cooled-positive displacement, 100 tons)",2.0051195720479256,8.6850156006047341E-2,null,5092.9073513778858,20,null,5200,null,null,1,1000,1000,1000,0,0,0,0,0,0,0,0,0,0,0,0,0,0,0,0,0,0,0,0,0,0,0,0,0,0,0]
["High Efficiency Chiller (Water cooled-positive displacement, 100 tons)",2.2245014380026711,9.6352506663174145E-2,null,5650.1267478943628,20,null,5200,null,null,1,1000,1000,1000,0,0,0,0,0,0,0,0,0,0,0,0,0,0,0,0,0,0,0,0,0,0,0,0,0,0,0]
["High Efficiency Chiller (Water cooled-positive displacement, 100 tons)",1.1076483022330572,4.7976903317801328E-2,null,2813.3734565377526,20,null,5200,null,null,1,1000,1000,1000,0,0,0,0,0,0,0,0,0,0,0,0,0,0,0,0,0,0,0,0,0,0,0,0,0,0,0]
["High Efficiency Chiller (Water cooled-positive displacement, 100 tons)",4.3630910963307752,0.18898381306901277,null,11082.041704145959,20,null,5200,null,null,1,1000,1000,1000,0,0,0,0,0,0,0,0,0,0,0,0,0,0,0,0,0,0,0,0,0,0,0,0,0,0,0]
["High Efficiency Chiller (Water cooled-positive displacement, 100 tons)",4.1329702579166891,0.17901631237971816,null,10497.545833674085,20,null,5200,null,null,1,1000,1000,1000,0,0,0,0,0,0,0,0,0,0,0,0,0,0,0,0,0,0,0,0,0,0,0,0,0,0,0]
["High Efficiency Chiller (Water cooled-positive displacement, 100 tons)",1.0831020794688873,4.6913703244276538E-2,null,2751.0272303540842,20,null,5200,null,null,1,1000,1000,1000,0,0,0,0,0,0,0,0,0,0,0,0,0,0,0,0,0,0,0,0,0,0,0,0,0,0,0]
["High Efficiency Chiller (Water cooled-positive displacement, 100 tons)",3.3122059342398535,0.14346555992123716,null,8412.8438956579193,20,null,5200,null,null,1,1000,1000,1000,0,0,0,0,0,0,0,0,0,0,0,0,0,0,0,0,0,0,0,0,0,0,0,0,0,0,0]
["High Efficiency Chiller (Water cooled-positive displacement, 100 tons)",1.1199214136151365,4.8508503354563477E-2,null,2844.5465696295723,20,null,5200,null,null,1,1000,1000,1000,0,0,0,0,0,0,0,0,0,0,0,0,0,0,0,0,0,0,0,0,0,0,0,0,0,0,0]
["High Efficiency Chiller (Water cooled-positive displacement, 100 tons)",2.2567183553806478,9.7747956759675597E-2,null,5731.9561697604368,20,null,5200,null,null,1,1000,1000,1000,0,0,0,0,0,0,0,0,0,0,0,0,0,0,0,0,0,0,0,0,0,0,0,0,0,0,0]
["High Efficiency Chiller (Water cooled-positive displacement, 100 tons)",3.2493062384066618,0.14074110973282961,null,8253.0816910622525,20,null,5200,null,null,1,1000,1000,1000,0,0,0,0,0,0,0,0,0,0,0,0,0,0,0,0,0,0,0,0,0,0,0,0,0,0,0]
["High Efficiency Chiller (Water cooled-positive displacement, 100 tons)",2.546670611782369,0.11030700762818561,null,6468.4209665549279,20,null,5200,null,null,1,1000,1000,1000,0,0,0,0,0,0,0,0,0,0,0,0,0,0,0,0,0,0,0,0,0,0,0,0,0,0,0]
["High Efficiency Chiller (Water cooled-positive displacement, 100 tons)",2.2137624655433417,9.5887356631006837E-2,null,5622.8502739389951,20,null,5200,null,null,1,1000,1000,1000,0,0,0,0,0,0,0,0,0,0,0,0,0,0,0,0,0,0,0,0,0,0,0,0,0,0,0]
["High Efficiency Chiller (Water cooled-positive displacement, 100 tons)",0.48632203851506689,2.1064651456707738E-2,null,1235.2346062638026,20,null,5200,null,null,1,1000,1000,1000,0,0,0,0,0,0,0,0,0,0,0,0,0,0,0,0,0,0,0,0,0,0,0,0,0,0,0]
["High Efficiency Chiller (Water cooled-positive displacement, 100 tons)",2.0051195720479256,8.6850156006047341E-2,null,5092.9073513778858,20,null,5200,null,null,1,1000,1000,1000,0,0,0,0,0,0,0,0,0,0,0,0,0,0,0,0,0,0,0,0,0,0,0,0,0,0,0]
["High Efficiency Chiller (Water cooled-positive displacement, 100 tons)",2.2245014380026711,9.6352506663174145E-2,null,5650.1267478943628,20,null,5200,null,null,1,1000,1000,1000,0,0,0,0,0,0,0,0,0,0,0,0,0,0,0,0,0,0,0,0,0,0,0,0,0,0,0]
["High Efficiency Chiller (Water cooled-positive displacement, 100 tons)",1.1076483022330572,4.7976903317801328E-2,null,2813.3734565377526,20,null,5200,null,null,1,1000,1000,1000,0,0,0,0,0,0,0,0,0,0,0,0,0,0,0,0,0,0,0,0,0,0,0,0,0,0,0]
["High Efficiency Chiller (Water cooled-positive displacement, 100 tons)",4.3630910963307752,0.18898381306901277,null,11082.041704145959,20,null,5200,null,null,1,1000,1000,1000,0,0,0,0,0,0,0,0,0,0,0,0,0,0,0,0,0,0,0,0,0,0,0,0,0,0,0]
["High Efficiency Chiller (Water cooled-positive displacement, 100 tons)",4.1329702579166891,0.17901631237971816,null,10497.545833674085,20,null,5200,null,null,1,1000,1000,1000,0,0,0,0,0,0,0,0,0,0,0,0,0,0,0,0,0,0,0,0,0,0,0,0,0,0,0]
["High Efficiency Chiller (Water cooled-positive displacement, 100 tons)",1.0831020794688873,4.6913703244276538E-2,null,2751.0272303540842,20,null,5200,null,null,1,1000,1000,1000,0,0,0,0,0,0,0,0,0,0,0,0,0,0,0,0,0,0,0,0,0,0,0,0,0,0,0]
["High Efficiency Chiller (Water cooled-positive displacement, 100 tons)",3.3122059342398535,0.14346555992123716,null,8412.8438956579193,20,null,5200,null,null,1,1000,1000,1000,0,0,0,0,0,0,0,0,0,0,0,0,0,0,0,0,0,0,0,0,0,0,0,0,0,0,0]
["High Efficiency Chiller (Water cooled-positive displacement, 100 tons)",1.1199214136151365,4.8508503354563477E-2,null,2844.5465696295723,20,null,5200,null,null,1,1000,1000,1000,0,0,0,0,0,0,0,0,0,0,0,0,0,0,0,0,0,0,0,0,0,0,0,0,0,0,0]
["High Efficiency Chiller (Water cooled-positive displacement, 100 tons)",2.2567183553806478,9.7747956759675597E-2,null,5731.9561697604368,20,null,5200,null,null,1,1000,1000,1000,0,0,0,0,0,0,0,0,0,0,0,0,0,0,0,0,0,0,0,0,0,0,0,0,0,0,0]
["High Efficiency Chiller (Water cooled-positive displacement, 100 tons)",3.2493062384066618,0.14074110973282961,null,8253.0816910622525,20,null,5200,null,null,1,1000,1000,1000,0,0,0,0,0,0,0,0,0,0,0,0,0,0,0,0,0,0,0,0,0,0,0,0,0,0,0]
["High Efficiency Chiller (Water cooled-positive displacement, 100 tons)",2.546670611782369,0.11030700762818561,null,6468.4209665549279,20,null,5200,null,null,1,1000,1000,1000,0,0,0,0,0,0,0,0,0,0,0,0,0,0,0,0,0,0,0,0,0,0,0,0,0,0,0]
["High Efficiency Chiller (Water cooled-positive displacement, 100 tons)",2.2137624655433417,9.5887356631006837E-2,null,5622.8502739389951,20,null,5200,null,null,1,1000,1000,1000,0,0,0,0,0,0,0,0,0,0,0,0,0,0,0,0,0,0,0,0,0,0,0,0,0,0,0]
["High Efficiency Chiller (Water cooled-positive displacement, 100 tons)",0.48632203851506689,2.1064651456707738E-2,null,1235.2346062638026,20,null,5200,null,null,1,1000,1000,1000,0,0,0,0,0,0,0,0,0,0,0,0,0,0,0,0,0,0,0,0,0,0,0,0,0,0,0]
["High Efficiency Data Center Cooling",29.756710499241834,17.186788627277785,null,129796.79562329035,20,null,213000,null,null,1,1000,1000,1000,0,0,0,0,0,0,0,0,0,0,0,0,0,0,0,0,0,0,0,0,0,0,0,0,0,0,0]
["High Efficiency Data Center Cooling",29.756710499241834,17.186788627277785,null,129796.79562329035,20,null,213000,null,null,1,1000,1000,1000,0,0,0,0,0,0,0,0,0,0,0,0,0,0,0,0,0,0,0,0,0,0,0,0,0,0,0]
["High Efficiency Data Center Cooling",29.756710499241834,17.186788627277785,null,129796.79562329035,20,null,213000,null,null,1,1000,1000,1000,0,0,0,0,0,0,0,0,0,0,0,0,0,0,0,0,0,0,0,0,0,0,0,0,0,0,0]
["High Efficiency Data Center Cooling",29.756710499241834,17.186788627277785,null,129796.79562329035,20,null,213000,null,null,1,1000,1000,1000,0,0,0,0,0,0,0,0,0,0,0,0,0,0,0,0,0,0,0,0,0,0,0,0,0,0,0]
["High Efficiency Data Center Cooling",29.756710499241834,17.186788627277785,null,129796.79562329035,20,null,213000,null,null,1,1000,1000,1000,0,0,0,0,0,0,0,0,0,0,0,0,0,0,0,0,0,0,0,0,0,0,0,0,0,0,0]
["High Efficiency Data Center Cooling",29.756710499241834,17.186788627277785,null,129796.79562329035,20,null,213000,null,null,1,1000,1000,1000,0,0,0,0,0,0,0,0,0,0,0,0,0,0,0,0,0,0,0,0,0,0,0,0,0,0,0]
["High Efficiency Data Center Cooling",29.756710499241834,17.186788627277785,null,129796.79562329035,20,null,213000,null,null,1,1000,1000,1000,0,0,0,0,0,0,0,0,0,0,0,0,0,0,0,0,0,0,0,0,0,0,0,0,0,0,0]
["High Efficiency Data Center Cooling",29.756710499241834,17.186788627277785,null,129796.79562329035,20,null,213000,null,null,1,1000,1000,1000,0,0,0,0,0,0,0,0,0,0,0,0,0,0,0,0,0,0,0,0,0,0,0,0,0,0,0]
["High Efficiency Data Center Cooling",29.756710499241834,17.186788627277785,null,129796.79562329035,20,null,213000,null,null,1,1000,1000,1000,0,0,0,0,0,0,0,0,0,0,0,0,0,0,0,0,0,0,0,0,0,0,0,0,0,0,0]
["High Efficiency Data Center Cooling",29.756710499241834,17.186788627277785,null,129796.79562329035,20,null,213000,null,null,1,1000,1000,1000,0,0,0,0,0,0,0,0,0,0,0,0,0,0,0,0,0,0,0,0,0,0,0,0,0,0,0]
["High Efficiency Data Center Cooling",29.756710499241834,17.186788627277785,null,129796.79562329035,20,null,213000,null,null,1,1000,1000,1000,0,0,0,0,0,0,0,0,0,0,0,0,0,0,0,0,0,0,0,0,0,0,0,0,0,0,0]
["High Efficiency Data Center Cooling",29.756710499241834,17.186788627277785,null,129796.79562329035,20,null,213000,null,null,1,1000,1000,1000,0,0,0,0,0,0,0,0,0,0,0,0,0,0,0,0,0,0,0,0,0,0,0,0,0,0,0]
["High Efficiency Data Center Cooling",29.756710499241834,17.186788627277785,null,129796.79562329035,20,null,213000,null,null,1,1000,1000,1000,0,0,0,0,0,0,0,0,0,0,0,0,0,0,0,0,0,0,0,0,0,0,0,0,0,0,0]
["High Efficiency Data Center Cooling",29.756710499241834,17.186788627277785,null,129796.79562329035,20,null,213000,null,null,1,1000,1000,1000,0,0,0,0,0,0,0,0,0,0,0,0,0,0,0,0,0,0,0,0,0,0,0,0,0,0,0]
["High Efficiency Data Center Cooling",29.756710499241834,17.186788627277785,null,129796.79562329035,20,null,213000,null,null,1,1000,1000,1000,0,0,0,0,0,0,0,0,0,0,0,0,0,0,0,0,0,0,0,0,0,0,0,0,0,0,0]
["High Efficiency Data Center Cooling",29.756710499241834,17.186788627277785,null,129796.79562329035,20,null,213000,null,null,1,1000,1000,1000,0,0,0,0,0,0,0,0,0,0,0,0,0,0,0,0,0,0,0,0,0,0,0,0,0,0,0]
["High Efficiency Data Center Cooling",29.756710499241834,17.186788627277785,null,129796.79562329035,20,null,213000,null,null,1,1000,1000,1000,0,0,0,0,0,0,0,0,0,0,0,0,0,0,0,0,0,0,0,0,0,0,0,0,0,0,0]
["High Efficiency Data Center Cooling",29.756710499241834,17.186788627277785,null,129796.79562329035,20,null,213000,null,null,1,1000,1000,1000,0,0,0,0,0,0,0,0,0,0,0,0,0,0,0,0,0,0,0,0,0,0,0,0,0,0,0]
["High Efficiency Data Center Cooling",29.756710499241834,17.186788627277785,null,129796.79562329035,20,null,213000,null,null,1,1000,1000,1000,0,0,0,0,0,0,0,0,0,0,0,0,0,0,0,0,0,0,0,0,0,0,0,0,0,0,0]
["High Efficiency Data Center Cooling",29.756710499241834,17.186788627277785,null,129796.79562329035,20,null,213000,null,null,1,1000,1000,1000,0,0,0,0,0,0,0,0,0,0,0,0,0,0,0,0,0,0,0,0,0,0,0,0,0,0,0]
["High Efficiency Data Center Cooling",29.756710499241834,17.186788627277785,null,129796.79562329035,20,null,213000,null,null,1,1000,1000,1000,0,0,0,0,0,0,0,0,0,0,0,0,0,0,0,0,0,0,0,0,0,0,0,0,0,0,0]
["High Efficiency Data Center Cooling",29.756710499241834,17.186788627277785,null,129796.79562329035,20,null,213000,null,null,1,1000,1000,1000,0,0,0,0,0,0,0,0,0,0,0,0,0,0,0,0,0,0,0,0,0,0,0,0,0,0,0]
["High Efficiency Data Center Cooling",29.756710499241834,17.186788627277785,null,129796.79562329035,20,null,213000,null,null,1,1000,1000,1000,0,0,0,0,0,0,0,0,0,0,0,0,0,0,0,0,0,0,0,0,0,0,0,0,0,0,0]
["High Efficiency Data Center Cooling",29.756710499241834,17.186788627277785,null,129796.79562329035,20,null,213000,null,null,1,1000,1000,1000,0,0,0,0,0,0,0,0,0,0,0,0,0,0,0,0,0,0,0,0,0,0,0,0,0,0,0]
["High Efficiency Data Center Cooling",29.756710499241834,17.186788627277785,null,129796.79562329035,20,null,213000,null,null,1,1000,1000,1000,0,0,0,0,0,0,0,0,0,0,0,0,0,0,0,0,0,0,0,0,0,0,0,0,0,0,0]
["High Efficiency Data Center Cooling",29.756710499241834,17.186788627277785,null,129796.79562329035,20,null,213000,null,null,1,1000,1000,1000,0,0,0,0,0,0,0,0,0,0,0,0,0,0,0,0,0,0,0,0,0,0,0,0,0,0,0]
["High Efficiency DX 135k- less than 240k BTU",0.77285698054378849,0,null,1868.9984543725805,15,null,3329.6100000000006,null,null,1,1000,1000,1000,0,0,0,0,0,0,0,0,0,0,0,0,0,0,0,0,0,0,0,0,0,0,0,0,0,0,0]
["High Efficiency DX 135k- less than 240k BTU",0.85741593097818902,0,null,2073.4871911555019,15,null,3329.6100000000006,null,null,1,1000,1000,1000,0,0,0,0,0,0,0,0,0,0,0,0,0,0,0,0,0,0,0,0,0,0,0,0,0,0,0]
["High Efficiency DX 135k- less than 240k BTU",0.42693400149396799,0,null,1032.4536220788104,15,null,3329.6100000000006,null,null,1,1000,1000,1000,0,0,0,0,0,0,0,0,0,0,0,0,0,0,0,0,0,0,0,0,0,0,0,0,0,0,0]
["High Efficiency DX 135k- less than 240k BTU",1.6817178673806672,0,null,4066.8948769974086,15,null,3329.6100000000006,null,null,1,1000,1000,1000,0,0,0,0,0,0,0,0,0,0,0,0,0,0,0,0,0,0,0,0,0,0,0,0,0,0,0]
["High Efficiency DX 135k- less than 240k BTU",1.5930196676243058,0,null,3852.396202050295,15,null,3329.6100000000006,null,null,1,1000,1000,1000,0,0,0,0,0,0,0,0,0,0,0,0,0,0,0,0,0,0,0,0,0,0,0,0,0,0,0]
["High Efficiency DX 135k- less than 240k BTU",0.41747286018662161,0,null,1009.5737634177822,15,null,3329.6100000000006,null,null,1,1000,1000,1000,0,0,0,0,0,0,0,0,0,0,0,0,0,0,0,0,0,0,0,0,0,0,0,0,0,0,0]
["High Efficiency DX 135k- less than 240k BTU",1.2766627551599385,0,null,3087.3509280722283,15,null,3329.6100000000006,null,null,1,1000,1000,1000,0,0,0,0,0,0,0,0,0,0,0,0,0,0,0,0,0,0,0,0,0,0,0,0,0,0,0]
["High Efficiency DX 135k- less than 240k BTU",0.43166457214763965,0,null,1043.8935514093209,15,null,3329.6100000000006,null,null,1,1000,1000,1000,0,0,0,0,0,0,0,0,0,0,0,0,0,0,0,0,0,0,0,0,0,0,0,0,0,0,0]
["High Efficiency DX 135k- less than 240k BTU",0.86983367894408048,0,null,2103.5170056481002,15,null,3329.6100000000006,null,null,1,1000,1000,1000,0,0,0,0,0,0,0,0,0,0,0,0,0,0,0,0,0,0,0,0,0,0,0,0,0,0,0]
["High Efficiency DX 135k- less than 240k BTU",1.2524185805598664,0,null,3028.7212902533502,15,null,3329.6100000000006,null,null,1,1000,1000,1000,0,0,0,0,0,0,0,0,0,0,0,0,0,0,0,0,0,0,0,0,0,0,0,0,0,0,0]
["High Efficiency DX 135k- less than 240k BTU",0.98159341063709848,0,null,2373.7853360814697,15,null,3329.6100000000006,null,null,1,1000,1000,1000,0,0,0,0,0,0,0,0,0,0,0,0,0,0,0,0,0,0,0,0,0,0,0,0,0,0,0]
["High Efficiency DX 135k- less than 240k BTU",0.85327668165622517,0,null,2063.4772529913025,15,null,3329.6100000000006,null,null,1,1000,1000,1000,0,0,0,0,0,0,0,0,0,0,0,0,0,0,0,0,0,0,0,0,0,0,0,0,0,0,0]
["High Efficiency DX 135k- less than 240k BTU",0.18744886215178333,0,null,453.30719972158204,15,null,3329.6100000000006,null,null,1,1000,1000,1000,0,0,0,0,0,0,0,0,0,0,0,0,0,0,0,0,0,0,0,0,0,0,0,0,0,0,0]
["High Efficiency DX 135k- less than 240k BTU",0.77285698054378849,0,null,1868.9984543725805,15,null,3329.6100000000006,null,null,1,1000,1000,1000,0,0,0,0,0,0,0,0,0,0,0,0,0,0,0,0,0,0,0,0,0,0,0,0,0,0,0]
["High Efficiency DX 135k- less than 240k BTU",0.85741593097818902,0,null,2073.4871911555019,15,null,3329.6100000000006,null,null,1,1000,1000,1000,0,0,0,0,0,0,0,0,0,0,0,0,0,0,0,0,0,0,0,0,0,0,0,0,0,0,0]
["High Efficiency DX 135k- less than 240k BTU",0.42693400149396799,0,null,1032.4536220788104,15,null,3329.6100000000006,null,null,1,1000,1000,1000,0,0,0,0,0,0,0,0,0,0,0,0,0,0,0,0,0,0,0,0,0,0,0,0,0,0,0]
["High Efficiency DX 135k- less than 240k BTU",1.6817178673806672,0,null,4066.8948769974086,15,null,3329.6100000000006,null,null,1,1000,1000,1000,0,0,0,0,0,0,0,0,0,0,0,0,0,0,0,0,0,0,0,0,0,0,0,0,0,0,0]
["High Efficiency DX 135k- less than 240k BTU",1.5930196676243058,0,null,3852.396202050295,15,null,3329.6100000000006,null,null,1,1000,1000,1000,0,0,0,0,0,0,0,0,0,0,0,0,0,0,0,0,0,0,0,0,0,0,0,0,0,0,0]
["High Efficiency DX 135k- less than 240k BTU",0.41747286018662161,0,null,1009.5737634177822,15,null,3329.6100000000006,null,null,1,1000,1000,1000,0,0,0,0,0,0,0,0,0,0,0,0,0,0,0,0,0,0,0,0,0,0,0,0,0,0,0]
["High Efficiency DX 135k- less than 240k BTU",1.2766627551599385,0,null,3087.3509280722283,15,null,3329.6100000000006,null,null,1,1000,1000,1000,0,0,0,0,0,0,0,0,0,0,0,0,0,0,0,0,0,0,0,0,0,0,0,0,0,0,0]
["High Efficiency DX 135k- less than 240k BTU",0.43166457214763965,0,null,1043.8935514093209,15,null,3329.6100000000006,null,null,1,1000,1000,1000,0,0,0,0,0,0,0,0,0,0,0,0,0,0,0,0,0,0,0,0,0,0,0,0,0,0,0]
["High Efficiency DX 135k- less than 240k BTU",0.86983367894408048,0,null,2103.5170056481002,15,null,3329.6100000000006,null,null,1,1000,1000,1000,0,0,0,0,0,0,0,0,0,0,0,0,0,0,0,0,0,0,0,0,0,0,0,0,0,0,0]
["High Efficiency DX 135k- less than 240k BTU",1.2524185805598664,0,null,3028.7212902533502,15,null,3329.6100000000006,null,null,1,1000,1000,1000,0,0,0,0,0,0,0,0,0,0,0,0,0,0,0,0,0,0,0,0,0,0,0,0,0,0,0]
["High Efficiency DX 135k- less than 240k BTU",0.98159341063709848,0,null,2373.7853360814697,15,null,3329.6100000000006,null,null,1,1000,1000,1000,0,0,0,0,0,0,0,0,0,0,0,0,0,0,0,0,0,0,0,0,0,0,0,0,0,0,0]
["High Efficiency DX 135k- less than 240k BTU",0.85327668165622517,0,null,2063.4772529913025,15,null,3329.6100000000006,null,null,1,1000,1000,1000,0,0,0,0,0,0,0,0,0,0,0,0,0,0,0,0,0,0,0,0,0,0,0,0,0,0,0]
["High Efficiency DX 135k- less than 240k BTU",0.18744886215178333,0,null,453.30719972158204,15,null,3329.6100000000006,null,null,1,1000,1000,1000,0,0,0,0,0,0,0,0,0,0,0,0,0,0,0,0,0,0,0,0,0,0,0,0,0,0,0]
["High Efficiency PTAC",0.38889373867129423,0,null,781.67409171088957,15,null,126,null,null,1,1000,1000,1000,0,0,0,0,0,0,0,0,0,0,0,0,0,0,0,0,0,0,0,0,0,0,0,0,0,0,0]
["High Efficiency PTAC",0.24769410191748994,0,null,867.19772990113961,15,null,126,null,null,1,1000,1000,1000,0,0,0,0,0,0,0,0,0,0,0,0,0,0,0,0,0,0,0,0,0,0,0,0,0,0,0]
["High Efficiency PTAC",0.21482882886050056,0,null,431.80466275077424,15,null,126,null,null,1,1000,1000,1000,0,0,0,0,0,0,0,0,0,0,0,0,0,0,0,0,0,0,0,0,0,0,0,0,0,0,0]
["High Efficiency PTAC",0.84622325384939612,0,null,1700.9036854060978,15,null,126,null,null,1,1000,1000,1000,0,0,0,0,0,0,0,0,0,0,0,0,0,0,0,0,0,0,0,0,0,0,0,0,0,0,0]
["High Efficiency PTAC",0.46019855901083961,0,null,1611.1935754163233,15,null,126,null,null,1,1000,1000,1000,0,0,0,0,0,0,0,0,0,0,0,0,0,0,0,0,0,0,0,0,0,0,0,0,0,0,0]
["High Efficiency PTAC",0.21006807919046178,0,null,422.2355843518651,15,null,126,null,null,1,1000,1000,1000,0,0,0,0,0,0,0,0,0,0,0,0,0,0,0,0,0,0,0,0,0,0,0,0,0,0,0]
["High Efficiency PTAC",0.64240365860085979,0,null,1291.2275164528,15,null,126,null,null,1,1000,1000,1000,0,0,0,0,0,0,0,0,0,0,0,0,0,0,0,0,0,0,0,0,0,0,0,0,0,0,0]
["High Efficiency PTAC",0.18074290187657757,0,null,436.58920195022893,15,null,126,null,null,1,1000,1000,1000,0,0,0,0,0,0,0,0,0,0,0,0,0,0,0,0,0,0,0,0,0,0,0,0,0,0,0]
["High Efficiency PTAC",0.36420932693211738,0,null,879.7571452997081,15,null,126,null,null,1,1000,1000,1000,0,0,0,0,0,0,0,0,0,0,0,0,0,0,0,0,0,0,0,0,0,0,0,0,0,0,0]
["High Efficiency PTAC",0.63020423757138544,0,null,1266.7067530555955,15,null,126,null,null,1,1000,1000,1000,0,0,0,0,0,0,0,0,0,0,0,0,0,0,0,0,0,0,0,0,0,0,0,0,0,0,0]
["High Efficiency PTAC",0.49392777826652512,0,null,992.79188388682223,15,null,126,null,null,1,1000,1000,1000,0,0,0,0,0,0,0,0,0,0,0,0,0,0,0,0,0,0,0,0,0,0,0,0,0,0,0]
["High Efficiency PTAC",0.42936011086662385,0,null,863.01125810161693,15,null,126,null,null,1,1000,1000,1000,0,0,0,0,0,0,0,0,0,0,0,0,0,0,0,0,0,0,0,0,0,0,0,0,0,0,0]
["High Efficiency PTAC",9.4322352837643605E-2,0,null,189.58736577838704,15,null,126,null,null,1,1000,1000,1000,0,0,0,0,0,0,0,0,0,0,0,0,0,0,0,0,0,0,0,0,0,0,0,0,0,0,0]
["High Efficiency PTAC",0.38889373867129423,0,null,781.67409171088957,15,null,126,null,null,1,1000,1000,1000,0,0,0,0,0,0,0,0,0,0,0,0,0,0,0,0,0,0,0,0,0,0,0,0,0,0,0]
["High Efficiency PTAC",0.24769410191748994,0,null,867.19772990113961,15,null,126,null,null,1,1000,1000,1000,0,0,0,0,0,0,0,0,0,0,0,0,0,0,0,0,0,0,0,0,0,0,0,0,0,0,0]
["High Efficiency PTAC",0.21482882886050056,0,null,431.80466275077424,15,null,126,null,null,1,1000,1000,1000,0,0,0,0,0,0,0,0,0,0,0,0,0,0,0,0,0,0,0,0,0,0,0,0,0,0,0]
["High Efficiency PTAC",0.84622325384939612,0,null,1700.9036854060978,15,null,126,null,null,1,1000,1000,1000,0,0,0,0,0,0,0,0,0,0,0,0,0,0,0,0,0,0,0,0,0,0,0,0,0,0,0]
["High Efficiency PTAC",0.46019855901083961,0,null,1611.1935754163233,15,null,126,null,null,1,1000,1000,1000,0,0,0,0,0,0,0,0,0,0,0,0,0,0,0,0,0,0,0,0,0,0,0,0,0,0,0]
["High Efficiency PTAC",0.21006807919046178,0,null,422.2355843518651,15,null,126,null,null,1,1000,1000,1000,0,0,0,0,0,0,0,0,0,0,0,0,0,0,0,0,0,0,0,0,0,0,0,0,0,0,0]
["High Efficiency PTAC",0.64240365860085979,0,null,1291.2275164528,15,null,126,null,null,1,1000,1000,1000,0,0,0,0,0,0,0,0,0,0,0,0,0,0,0,0,0,0,0,0,0,0,0,0,0,0,0]
["High Efficiency PTAC",0.18074290187657757,0,null,436.58920195022893,15,null,126,null,null,1,1000,1000,1000,0,0,0,0,0,0,0,0,0,0,0,0,0,0,0,0,0,0,0,0,0,0,0,0,0,0,0]
["High Efficiency PTAC",0.36420932693211738,0,null,879.7571452997081,15,null,126,null,null,1,1000,1000,1000,0,0,0,0,0,0,0,0,0,0,0,0,0,0,0,0,0,0,0,0,0,0,0,0,0,0,0]
["High Efficiency PTAC",0.63020423757138544,0,null,1266.7067530555955,15,null,126,null,null,1,1000,1000,1000,0,0,0,0,0,0,0,0,0,0,0,0,0,0,0,0,0,0,0,0,0,0,0,0,0,0,0]
["High Efficiency PTAC",0.49392777826652512,0,null,992.79188388682223,15,null,126,null,null,1,1000,1000,1000,0,0,0,0,0,0,0,0,0,0,0,0,0,0,0,0,0,0,0,0,0,0,0,0,0,0,0]
["High Efficiency PTAC",0.42936011086662385,0,null,863.01125810161693,15,null,126,null,null,1,1000,1000,1000,0,0,0,0,0,0,0,0,0,0,0,0,0,0,0,0,0,0,0,0,0,0,0,0,0,0,0]
["High Efficiency PTAC",9.4322352837643605E-2,0,null,189.58736577838704,15,null,126,null,null,1,1000,1000,1000,0,0,0,0,0,0,0,0,0,0,0,0,0,0,0,0,0,0,0,0,0,0,0,0,0,0,0]
["High Efficiency PTHP",0.39314381086361205,1.4394579573293718E-4,null,790.44754158775947,15,null,126,null,null,1,1000,1000,1000,0,0,0,0,0,0,0,0,0,0,0,0,0,0,0,0,0,0,0,0,0,0,0,0,0,0,0]
["High Efficiency PTHP",0.24921625915424389,7.5355267951428911E-2,null,875.97117977800951,15,null,126,null,null,1,1000,1000,1000,0,0,0,0,0,0,0,0,0,0,0,0,0,0,0,0,0,0,0,0,0,0,0,0,0,0,0]
["High Efficiency PTHP",0.22227155219219946,8.1382574429489951E-5,null,446.89499653899048,15,null,126,null,null,1,1000,1000,1000,0,0,0,0,0,0,0,0,0,0,0,0,0,0,0,0,0,0,0,0,0,0,0,0,0,0,0]
["High Efficiency PTHP",0.85281832136293123,3.1225116227710927E-4,null,1714.6604548130299,15,null,126,null,null,1,1000,1000,1000,0,0,0,0,0,0,0,0,0,0,0,0,0,0,0,0,0,0,0,0,0,0,0,0,0,0,0]
["High Efficiency PTHP",0.46284208506079627,0.13994909263672103,null,1626.8454099966591,15,null,126,null,null,1,1000,1000,1000,0,0,0,0,0,0,0,0,0,0,0,0,0,0,0,0,0,0,0,0,0,0,0,0,0,0,0]
["High Efficiency PTHP",0.21381182712190414,7.8285128092358145E-5,null,429.88603264449569,15,null,126,null,null,1,1000,1000,1000,0,0,0,0,0,0,0,0,0,0,0,0,0,0,0,0,0,0,0,0,0,0,0,0,0,0,0]
["High Efficiency PTHP",0.64682406342018395,2.3682836136655025E-4,null,1300.4922795227747,15,null,126,null,null,1,1000,1000,1000,0,0,0,0,0,0,0,0,0,0,0,0,0,0,0,0,0,0,0,0,0,0,0,0,0,0,0]
["High Efficiency PTHP",0.21955450184399566,8.0387752779978274E-5,null,441.4321462822611,15,null,126,null,null,1,1000,1000,1000,0,0,0,0,0,0,0,0,0,0,0,0,0,0,0,0,0,0,0,0,0,0,0,0,0,0,0]
["High Efficiency PTHP",0.44011197113717582,1.6114273237003896E-4,null,884.8808400278001,15,null,126,null,null,1,1000,1000,1000,0,0,0,0,0,0,0,0,0,0,0,0,0,0,0,0,0,0,0,0,0,0,0,0,0,0,0]
["High Efficiency PTHP",0.64611330210123563,2.3656812299879503E-4,null,1299.0632362014917,15,null,126,null,null,1,1000,1000,1000,0,0,0,0,0,0,0,0,0,0,0,0,0,0,0,0,0,0,0,0,0,0,0,0,0,0,0]
["High Efficiency PTHP",0.50387227196590578,1.8448794851067153E-4,null,1013.0761000021455,15,null,126,null,null,1,1000,1000,1000,0,0,0,0,0,0,0,0,0,0,0,0,0,0,0,0,0,0,0,0,0,0,0,0,0,0,0]
["High Efficiency PTHP",0.43852055038651339,1.6056004908730637E-4,null,881.68115943959606,15,null,126,null,null,1,1000,1000,1000,0,0,0,0,0,0,0,0,0,0,0,0,0,0,0,0,0,0,0,0,0,0,0,0,0,0,0]
["High Efficiency PTHP",9.670353697433498E-2,3.5407062747298997E-5,null,194.43031011041921,15,null,126,null,null,1,1000,1000,1000,0,0,0,0,0,0,0,0,0,0,0,0,0,0,0,0,0,0,0,0,0,0,0,0,0,0,0]
["High Efficiency PTHP",0.39314381086361205,1.4394579573293718E-4,null,790.44754158775947,15,null,126,null,null,1,1000,1000,1000,0,0,0,0,0,0,0,0,0,0,0,0,0,0,0,0,0,0,0,0,0,0,0,0,0,0,0]
["High Efficiency PTHP",0.24921625915424389,7.5355267951428911E-2,null,875.97117977800951,15,null,126,null,null,1,1000,1000,1000,0,0,0,0,0,0,0,0,0,0,0,0,0,0,0,0,0,0,0,0,0,0,0,0,0,0,0]
["High Efficiency PTHP",0.22227155219219946,8.1382574429489951E-5,null,446.89499653899048,15,null,126,null,null,1,1000,1000,1000,0,0,0,0,0,0,0,0,0,0,0,0,0,0,0,0,0,0,0,0,0,0,0,0,0,0,0]
["High Efficiency PTHP",0.85281832136293123,3.1225116227710927E-4,null,1714.6604548130299,15,null,126,null,null,1,1000,1000,1000,0,0,0,0,0,0,0,0,0,0,0,0,0,0,0,0,0,0,0,0,0,0,0,0,0,0,0]
["High Efficiency PTHP",0.46284208506079627,0.13994909263672103,null,1626.8454099966591,15,null,126,null,null,1,1000,1000,1000,0,0,0,0,0,0,0,0,0,0,0,0,0,0,0,0,0,0,0,0,0,0,0,0,0,0,0]
["High Efficiency PTHP",0.21381182712190414,7.8285128092358145E-5,null,429.88603264449569,15,null,126,null,null,1,1000,1000,1000,0,0,0,0,0,0,0,0,0,0,0,0,0,0,0,0,0,0,0,0,0,0,0,0,0,0,0]
["High Efficiency PTHP",0.64682406342018395,2.3682836136655025E-4,null,1300.4922795227747,15,null,126,null,null,1,1000,1000,1000,0,0,0,0,0,0,0,0,0,0,0,0,0,0,0,0,0,0,0,0,0,0,0,0,0,0,0]
["High Efficiency PTHP",0.21955450184399566,8.0387752779978274E-5,null,441.4321462822611,15,null,126,null,null,1,1000,1000,1000,0,0,0,0,0,0,0,0,0,0,0,0,0,0,0,0,0,0,0,0,0,0,0,0,0,0,0]
["High Efficiency PTHP",0.44011197113717582,1.6114273237003896E-4,null,884.8808400278001,15,null,126,null,null,1,1000,1000,1000,0,0,0,0,0,0,0,0,0,0,0,0,0,0,0,0,0,0,0,0,0,0,0,0,0,0,0]
["High Efficiency PTHP",0.64611330210123563,2.3656812299879503E-4,null,1299.0632362014917,15,null,126,null,null,1,1000,1000,1000,0,0,0,0,0,0,0,0,0,0,0,0,0,0,0,0,0,0,0,0,0,0,0,0,0,0,0]
["High Efficiency PTHP",0.50387227196590578,1.8448794851067153E-4,null,1013.0761000021455,15,null,126,null,null,1,1000,1000,1000,0,0,0,0,0,0,0,0,0,0,0,0,0,0,0,0,0,0,0,0,0,0,0,0,0,0,0]
["High Efficiency PTHP",0.43852055038651339,1.6056004908730637E-4,null,881.68115943959606,15,null,126,null,null,1,1000,1000,1000,0,0,0,0,0,0,0,0,0,0,0,0,0,0,0,0,0,0,0,0,0,0,0,0,0,0,0]
["High Efficiency PTHP",9.670353697433498E-2,3.5407062747298997E-5,null,194.43031011041921,15,null,126,null,null,1,1000,1000,1000,0,0,0,0,0,0,0,0,0,0,0,0,0,0,0,0,0,0,0,0,0,0,0,0,0,0,0]
["Variable Refrigerant Flow (VRF) HVAC Systems",0.85856567371897141,0.8677854535015247,null,2821.5221520102768,15,null,3295,null,null,1,1000,1000,1000,0,0,0,0,0,0,0,0,0,0,0,0,0,0,0,0,0,0,0,0,0,0,0,0,0,0,0]
["Variable Refrigerant Flow (VRF) HVAC Systems",0.66141791655137416,0.48593010796384345,null,3117.435242869612,15,null,3295,null,null,1,1000,1000,1000,0,0,0,0,0,0,0,0,0,0,0,0,0,0,0,0,0,0,0,0,0,0,0,0,0,0,0]
["Variable Refrigerant Flow (VRF) HVAC Systems",0.51581985719063594,0.5213590321615682,null,1695.1494778564163,15,null,3295,null,null,1,1000,1000,1000,0,0,0,0,0,0,0,0,0,0,0,0,0,0,0,0,0,0,0,0,0,0,0,0,0,0,0]
["Variable Refrigerant Flow (VRF) HVAC Systems",1.8465878559296043,1.8664175951120037,null,6068.4799085549703,15,null,3295,null,null,1,1000,1000,1000,0,0,0,0,0,0,0,0,0,0,0,0,0,0,0,0,0,0,0,0,0,0,0,0,0,0,0]
["Variable Refrigerant Flow (VRF) HVAC Systems",1.7598208880483444,1.7787188728399586,null,5783.3358253082033,15,null,3295,null,null,1,1000,1000,1000,0,0,0,0,0,0,0,0,0,0,0,0,0,0,0,0,0,0,0,0,0,0,0,0,0,0,0]
["Variable Refrigerant Flow (VRF) HVAC Systems",0.47557560295322798,0.48068261161127385,null,1562.8939518113027,15,null,3295,null,null,1,1000,1000,1000,0,0,0,0,0,0,0,0,0,0,0,0,0,0,0,0,0,0,0,0,0,0,0,0,0,0,0]
["Variable Refrigerant Flow (VRF) HVAC Systems",0.97408825993739523,0.7156425634577217,null,4591.1321650122036,15,null,3295,null,null,1,1000,1000,1000,0,0,0,0,0,0,0,0,0,0,0,0,0,0,0,0,0,0,0,0,0,0,0,0,0,0,0]
["Variable Refrigerant Flow (VRF) HVAC Systems",0.47930317930978705,0.4844502168604175,null,1575.1439631794299,15,null,3295,null,null,1,1000,1000,1000,0,0,0,0,0,0,0,0,0,0,0,0,0,0,0,0,0,0,0,0,0,0,0,0,0,0,0]
["Variable Refrigerant Flow (VRF) HVAC Systems",0.94703269929063982,0.95720248967663968,null,3112.2531700484215,15,null,3295,null,null,1,1000,1000,1000,0,0,0,0,0,0,0,0,0,0,0,0,0,0,0,0,0,0,0,0,0,0,0,0,0,0,0]
["Variable Refrigerant Flow (VRF) HVAC Systems",1.4648655016734524,1.4805960832118303,null,4814.0178313722918,15,null,3295,null,null,1,1000,1000,1000,0,0,0,0,0,0,0,0,0,0,0,0,0,0,0,0,0,0,0,0,0,0,0,0,0,0,0]
["Variable Refrigerant Flow (VRF) HVAC Systems",1.1275190488008668,1.1396270070488932,null,3705.3891978058773,15,null,3295,null,null,1,1000,1000,1000,0,0,0,0,0,0,0,0,0,0,0,0,0,0,0,0,0,0,0,0,0,0,0,0,0,0,0]
["Variable Refrigerant Flow (VRF) HVAC Systems",0.98433283071854616,0.99490317170673348,null,3234.8333643402107,15,null,3295,null,null,1,1000,1000,1000,0,0,0,0,0,0,0,0,0,0,0,0,0,0,0,0,0,0,0,0,0,0,0,0,0,0,0]
["Variable Refrigerant Flow (VRF) HVAC Systems",0.21924635841172677,0.22160075389311951,null,720.51384762065004,15,null,3295,null,null,1,1000,1000,1000,0,0,0,0,0,0,0,0,0,0,0,0,0,0,0,0,0,0,0,0,0,0,0,0,0,0,0]
["Variable Refrigerant Flow (VRF) HVAC Systems",0.85856567371897141,0.8677854535015247,null,2821.5221520102768,15,null,3295,null,null,1,1000,1000,1000,0,0,0,0,0,0,0,0,0,0,0,0,0,0,0,0,0,0,0,0,0,0,0,0,0,0,0]
["Variable Refrigerant Flow (VRF) HVAC Systems",0.66141791655137416,0.48593010796384345,null,3117.435242869612,15,null,3295,null,null,1,1000,1000,1000,0,0,0,0,0,0,0,0,0,0,0,0,0,0,0,0,0,0,0,0,0,0,0,0,0,0,0]
["Variable Refrigerant Flow (VRF) HVAC Systems",0.51581985719063594,0.5213590321615682,null,1695.1494778564163,15,null,3295,null,null,1,1000,1000,1000,0,0,0,0,0,0,0,0,0,0,0,0,0,0,0,0,0,0,0,0,0,0,0,0,0,0,0]
["Variable Refrigerant Flow (VRF) HVAC Systems",1.8465878559296043,1.8664175951120037,null,6068.4799085549703,15,null,3295,null,null,1,1000,1000,1000,0,0,0,0,0,0,0,0,0,0,0,0,0,0,0,0,0,0,0,0,0,0,0,0,0,0,0]
["Variable Refrigerant Flow (VRF) HVAC Systems",1.7598208880483444,1.7787188728399586,null,5783.3358253082033,15,null,3295,null,null,1,1000,1000,1000,0,0,0,0,0,0,0,0,0,0,0,0,0,0,0,0,0,0,0,0,0,0,0,0,0,0,0]
["Variable Refrigerant Flow (VRF) HVAC Systems",0.47557560295322798,0.48068261161127385,null,1562.8939518113027,15,null,3295,null,null,1,1000,1000,1000,0,0,0,0,0,0,0,0,0,0,0,0,0,0,0,0,0,0,0,0,0,0,0,0,0,0,0]
["Variable Refrigerant Flow (VRF) HVAC Systems",0.97408825993739523,0.7156425634577217,null,4591.1321650122036,15,null,3295,null,null,1,1000,1000,1000,0,0,0,0,0,0,0,0,0,0,0,0,0,0,0,0,0,0,0,0,0,0,0,0,0,0,0]
["Variable Refrigerant Flow (VRF) HVAC Systems",0.47930317930978705,0.4844502168604175,null,1575.1439631794299,15,null,3295,null,null,1,1000,1000,1000,0,0,0,0,0,0,0,0,0,0,0,0,0,0,0,0,0,0,0,0,0,0,0,0,0,0,0]
["Variable Refrigerant Flow (VRF) HVAC Systems",0.94703269929063982,0.95720248967663968,null,3112.2531700484215,15,null,3295,null,null,1,1000,1000,1000,0,0,0,0,0,0,0,0,0,0,0,0,0,0,0,0,0,0,0,0,0,0,0,0,0,0,0]
["Variable Refrigerant Flow (VRF) HVAC Systems",1.4648655016734524,1.4805960832118303,null,4814.0178313722918,15,null,3295,null,null,1,1000,1000,1000,0,0,0,0,0,0,0,0,0,0,0,0,0,0,0,0,0,0,0,0,0,0,0,0,0,0,0]
["Variable Refrigerant Flow (VRF) HVAC Systems",1.1275190488008668,1.1396270070488932,null,3705.3891978058773,15,null,3295,null,null,1,1000,1000,1000,0,0,0,0,0,0,0,0,0,0,0,0,0,0,0,0,0,0,0,0,0,0,0,0,0,0,0]
["Variable Refrigerant Flow (VRF) HVAC Systems",0.98433283071854616,0.99490317170673348,null,3234.8333643402107,15,null,3295,null,null,1,1000,1000,1000,0,0,0,0,0,0,0,0,0,0,0,0,0,0,0,0,0,0,0,0,0,0,0,0,0,0,0]
["Variable Refrigerant Flow (VRF) HVAC Systems",0.21924635841172677,0.22160075389311951,null,720.51384762065004,15,null,3295,null,null,1,1000,1000,1000,0,0,0,0,0,0,0,0,0,0,0,0,0,0,0,0,0,0,0,0,0,0,0,0,0,0,0]
["CFL-23W",4.8303855843842038E-3,1.1168251251365293E-3,null,20.132000000000005,7.8,null,0.84999999999999987,null,null,1,1000,1000,1000,0,0,0,0,0,0,0,0,0,0,0,0,0,0,0,0,0,0,0,0,0,0,0,0,0,0,0]
["CFL-23W",3.1362666501081556E-3,3.0714234308106833E-3,null,30.856000000000009,7.8,null,0.84999999999999987,null,null,1,1000,1000,1000,0,0,0,0,0,0,0,0,0,0,0,0,0,0,0,0,0,0,0,0,0,0,0,0,0,0,0]
["CFL-23W",9.3468926976202037E-3,2.530421061806009E-6,null,38.807999999999993,7.8,null,0.84999999999999987,null,null,1,1000,1000,1000,0,0,0,0,0,0,0,0,0,0,0,0,0,0,0,0,0,0,0,0,0,0,0,0,0,0,0]
["CFL-23W",8.4447770230472088E-3,1.9525023397727636E-3,null,35.195999999999998,7.8,null,0.84999999999999987,null,null,1,1000,1000,1000,0,0,0,0,0,0,0,0,0,0,0,0,0,0,0,0,0,0,0,0,0,0,0,0,0,0,0]
["CFL-23W",4.8395838824944809E-3,4.7395240871992428E-3,null,47.614000000000004,7.8,null,0.84999999999999987,null,null,1,1000,1000,1000,0,0,0,0,0,0,0,0,0,0,0,0,0,0,0,0,0,0,0,0,0,0,0,0,0,0,0]
["CFL-23W",5.5408352026715887E-3,1.2810869568238561E-3,null,23.093000000000004,7.8,null,0.84999999999999987,null,null,1,1000,1000,1000,0,0,0,0,0,0,0,0,0,0,0,0,0,0,0,0,0,0,0,0,0,0,0,0,0,0,0]
["CFL-23W",6.3290467508777528E-3,1.7134200335533481E-6,null,26.278000000000006,7.8,null,0.84999999999999987,null,null,1,1000,1000,1000,0,0,0,0,0,0,0,0,0,0,0,0,0,0,0,0,0,0,0,0,0,0,0,0,0,0,0]
["CFL-23W",7.4034560695290588E-3,1.7117403169686445E-3,null,30.856000000000009,7.8,null,0.84999999999999987,null,null,1,1000,1000,1000,0,0,0,0,0,0,0,0,0,0,0,0,0,0,0,0,0,0,0,0,0,0,0,0,0,0,0]
["CFL-23W",5.4635759061202405E-3,1.2632239680351633E-3,null,22.771000000000001,7.8,null,0.84999999999999987,null,null,1,1000,1000,1000,0,0,0,0,0,0,0,0,0,0,0,0,0,0,0,0,0,0,0,0,0,0,0,0,0,0,0]
["CFL-23W",5.6597256107343112E-3,1.532219246840327E-6,null,23.498999999999995,7.8,null,0.84999999999999987,null,null,1,1000,1000,1000,0,0,0,0,0,0,0,0,0,0,0,0,0,0,0,0,0,0,0,0,0,0,0,0,0,0,0]
["CFL-23W",8.4027621221030146E-3,2.2748229747548981E-6,null,34.888000000000005,7.8,null,0.84999999999999987,null,null,1,1000,1000,1000,0,0,0,0,0,0,0,0,0,0,0,0,0,0,0,0,0,0,0,0,0,0,0,0,0,0,0]
["CFL-23W",3.9956492716446534E-3,9.2382718105000127E-4,null,16.653000000000006,7.8,null,0.84999999999999987,null,null,1,1000,1000,1000,0,0,0,0,0,0,0,0,0,0,0,0,0,0,0,0,0,0,0,0,0,0,0,0,0,0,0]
["CFL-23W",6.4225989133119589E-3,1.4849580245208927E-3,null,26.768000000000001,7.8,null,0.84999999999999987,null,null,1,1000,1000,1000,0,0,0,0,0,0,0,0,0,0,0,0,0,0,0,0,0,0,0,0,0,0,0,0,0,0,0]
["CFL-23W",4.8303855843842038E-3,1.1168251251365293E-3,null,20.132000000000005,7.8,null,0.84999999999999987,null,null,1,1000,1000,1000,0,0,0,0,0,0,0,0,0,0,0,0,0,0,0,0,0,0,0,0,0,0,0,0,0,0,0]
["CFL-23W",3.1362666501081556E-3,3.0714234308106833E-3,null,30.856000000000009,7.8,null,0.84999999999999987,null,null,1,1000,1000,1000,0,0,0,0,0,0,0,0,0,0,0,0,0,0,0,0,0,0,0,0,0,0,0,0,0,0,0]
["CFL-23W",9.3468926976202037E-3,2.530421061806009E-6,null,38.807999999999993,7.8,null,0.84999999999999987,null,null,1,1000,1000,1000,0,0,0,0,0,0,0,0,0,0,0,0,0,0,0,0,0,0,0,0,0,0,0,0,0,0,0]
["CFL-23W",8.4447770230472088E-3,1.9525023397727636E-3,null,35.195999999999998,7.8,null,0.84999999999999987,null,null,1,1000,1000,1000,0,0,0,0,0,0,0,0,0,0,0,0,0,0,0,0,0,0,0,0,0,0,0,0,0,0,0]
["CFL-23W",4.8395838824944809E-3,4.7395240871992428E-3,null,47.614000000000004,7.8,null,0.84999999999999987,null,null,1,1000,1000,1000,0,0,0,0,0,0,0,0,0,0,0,0,0,0,0,0,0,0,0,0,0,0,0,0,0,0,0]
["CFL-23W",5.5408352026715887E-3,1.2810869568238561E-3,null,23.093000000000004,7.8,null,0.84999999999999987,null,null,1,1000,1000,1000,0,0,0,0,0,0,0,0,0,0,0,0,0,0,0,0,0,0,0,0,0,0,0,0,0,0,0]
["CFL-23W",6.3290467508777528E-3,1.7134200335533481E-6,null,26.278000000000006,7.8,null,0.84999999999999987,null,null,1,1000,1000,1000,0,0,0,0,0,0,0,0,0,0,0,0,0,0,0,0,0,0,0,0,0,0,0,0,0,0,0]
["CFL-23W",7.4034560695290588E-3,1.7117403169686445E-3,null,30.856000000000009,7.8,null,0.84999999999999987,null,null,1,1000,1000,1000,0,0,0,0,0,0,0,0,0,0,0,0,0,0,0,0,0,0,0,0,0,0,0,0,0,0,0]
["CFL-23W",5.4635759061202405E-3,1.2632239680351633E-3,null,22.771000000000001,7.8,null,0.84999999999999987,null,null,1,1000,1000,1000,0,0,0,0,0,0,0,0,0,0,0,0,0,0,0,0,0,0,0,0,0,0,0,0,0,0,0]
["CFL-23W",5.6597256107343112E-3,1.532219246840327E-6,null,23.498999999999995,7.8,null,0.84999999999999987,null,null,1,1000,1000,1000,0,0,0,0,0,0,0,0,0,0,0,0,0,0,0,0,0,0,0,0,0,0,0,0,0,0,0]
["CFL-23W",8.4027621221030146E-3,2.2748229747548981E-6,null,34.888000000000005,7.8,null,0.84999999999999987,null,null,1,1000,1000,1000,0,0,0,0,0,0,0,0,0,0,0,0,0,0,0,0,0,0,0,0,0,0,0,0,0,0,0]
["CFL-23W",3.9956492716446534E-3,9.2382718105000127E-4,null,16.653000000000006,7.8,null,0.84999999999999987,null,null,1,1000,1000,1000,0,0,0,0,0,0,0,0,0,0,0,0,0,0,0,0,0,0,0,0,0,0,0,0,0,0,0]
["CFL-23W",6.4225989133119589E-3,1.4849580245208927E-3,null,26.768000000000001,7.8,null,0.84999999999999987,null,null,1,1000,1000,1000,0,0,0,0,0,0,0,0,0,0,0,0,0,0,0,0,0,0,0,0,0,0,0,0,0,0,0]
["High Bay Fluorescent (T5)",0.10654901524439145,0.10453680434629012,null,576.1586666666667,15,null,100,null,null,1,1000,1000,1000,0,0,0,0,0,0,0,0,0,0,0,0,0,0,0,0,0,0,0,0,0,0,0,0,0,0,0]
["High Bay Fluorescent (T5)",0.16330600111170981,0.16022191709264491,null,883.06933333333325,15,null,100,null,null,1,1000,1000,1000,0,0,0,0,0,0,0,0,0,0,0,0,0,0,0,0,0,0,0,0,0,0,0,0,0,0,0]
["High Bay Fluorescent (T5)",0.20539212118042635,0.20151322784973311,null,1110.6480000000001,15,null,100,null,null,1,1000,1000,1000,0,0,0,0,0,0,0,0,0,0,0,0,0,0,0,0,0,0,0,0,0,0,0,0,0,0,0]
["High Bay Fluorescent (T5)",0.18627553847315723,0.1827576676819008,null,1007.2760000000001,15,null,100,null,null,1,1000,1000,1000,0,0,0,0,0,0,0,0,0,0,0,0,0,0,0,0,0,0,0,0,0,0,0,0,0,0,0]
["High Bay Fluorescent (T5)",0.25199805343962112,0.24723899275502959,null,1362.6673333333329,15,null,100,null,null,1,1000,1000,1000,0,0,0,0,0,0,0,0,0,0,0,0,0,0,0,0,0,0,0,0,0,0,0,0,0,0,0]
["High Bay Fluorescent (T5)",0.12222016734744341,0.11991200192573399,null,660.89966666666646,15,null,100,null,null,1,1000,1000,1000,0,0,0,0,0,0,0,0,0,0,0,0,0,0,0,0,0,0,0,0,0,0,0,0,0,0,0]
["High Bay Fluorescent (T5)",0.13907684395947337,0.1364503350194621,null,752.05133333333322,15,null,100,null,null,1,1000,1000,1000,0,0,0,0,0,0,0,0,0,0,0,0,0,0,0,0,0,0,0,0,0,0,0,0,0,0,0]
["High Bay Fluorescent (T5)",0.16330600111170981,0.16022191709264491,null,883.06933333333325,15,null,100,null,null,1,1000,1000,1000,0,0,0,0,0,0,0,0,0,0,0,0,0,0,0,0,0,0,0,0,0,0,0,0,0,0,0]
["High Bay Fluorescent (T5)",0.12051597586578766,0.11823999462395052,null,651.68433333333326,15,null,100,null,null,1,1000,1000,1000,0,0,0,0,0,0,0,0,0,0,0,0,0,0,0,0,0,0,0,0,0,0,0,0,0,0,0]
["High Bay Fluorescent (T5)",0.12436893051996595,0.1220201850453741,null,672.51900000000001,15,null,100,null,null,1,1000,1000,1000,0,0,0,0,0,0,0,0,0,0,0,0,0,0,0,0,0,0,0,0,0,0,0,0,0,0,0]
["High Bay Fluorescent (T5)",0.18464544227331256,0.18115835634976005,null,998.4613333333333,15,null,100,null,null,1,1000,1000,1000,0,0,0,0,0,0,0,0,0,0,0,0,0,0,0,0,0,0,0,0,0,0,0,0,0,0,0]
["High Bay Fluorescent (T5)",8.8136337714327981E-2,8.647185589006405E-2,null,476.59300000000007,15,null,100,null,null,1,1000,1000,1000,0,0,0,0,0,0,0,0,0,0,0,0,0,0,0,0,0,0,0,0,0,0,0,0,0,0,0]
["High Bay Fluorescent (T5)",0.14167017882286256,0.13899469395695871,null,766.07466666666642,15,null,100,null,null,1,1000,1000,1000,0,0,0,0,0,0,0,0,0,0,0,0,0,0,0,0,0,0,0,0,0,0,0,0,0,0,0]
["High Bay Fluorescent (T5)",0.10654901524439145,0.10453680434629012,null,576.1586666666667,15,null,100,null,null,1,1000,1000,1000,0,0,0,0,0,0,0,0,0,0,0,0,0,0,0,0,0,0,0,0,0,0,0,0,0,0,0]
["High Bay Fluorescent (T5)",0.16330600111170981,0.16022191709264491,null,883.06933333333325,15,null,100,null,null,1,1000,1000,1000,0,0,0,0,0,0,0,0,0,0,0,0,0,0,0,0,0,0,0,0,0,0,0,0,0,0,0]
["High Bay Fluorescent (T5)",0.20539212118042635,0.20151322784973311,null,1110.6480000000001,15,null,100,null,null,1,1000,1000,1000,0,0,0,0,0,0,0,0,0,0,0,0,0,0,0,0,0,0,0,0,0,0,0,0,0,0,0]
["High Bay Fluorescent (T5)",0.18627553847315723,0.1827576676819008,null,1007.2760000000001,15,null,100,null,null,1,1000,1000,1000,0,0,0,0,0,0,0,0,0,0,0,0,0,0,0,0,0,0,0,0,0,0,0,0,0,0,0]
["High Bay Fluorescent (T5)",0.25199805343962112,0.24723899275502959,null,1362.6673333333329,15,null,100,null,null,1,1000,1000,1000,0,0,0,0,0,0,0,0,0,0,0,0,0,0,0,0,0,0,0,0,0,0,0,0,0,0,0]
["High Bay Fluorescent (T5)",0.12222016734744341,0.11991200192573399,null,660.89966666666646,15,null,100,null,null,1,1000,1000,1000,0,0,0,0,0,0,0,0,0,0,0,0,0,0,0,0,0,0,0,0,0,0,0,0,0,0,0]
["High Bay Fluorescent (T5)",0.13907684395947337,0.1364503350194621,null,752.05133333333322,15,null,100,null,null,1,1000,1000,1000,0,0,0,0,0,0,0,0,0,0,0,0,0,0,0,0,0,0,0,0,0,0,0,0,0,0,0]
["High Bay Fluorescent (T5)",0.16330600111170981,0.16022191709264491,null,883.06933333333325,15,null,100,null,null,1,1000,1000,1000,0,0,0,0,0,0,0,0,0,0,0,0,0,0,0,0,0,0,0,0,0,0,0,0,0,0,0]
["High Bay Fluorescent (T5)",0.12051597586578766,0.11823999462395052,null,651.68433333333326,15,null,100,null,null,1,1000,1000,1000,0,0,0,0,0,0,0,0,0,0,0,0,0,0,0,0,0,0,0,0,0,0,0,0,0,0,0]
["High Bay Fluorescent (T5)",0.12436893051996595,0.1220201850453741,null,672.51900000000001,15,null,100,null,null,1,1000,1000,1000,0,0,0,0,0,0,0,0,0,0,0,0,0,0,0,0,0,0,0,0,0,0,0,0,0,0,0]
["High Bay Fluorescent (T5)",0.18464544227331256,0.18115835634976005,null,998.4613333333333,15,null,100,null,null,1,1000,1000,1000,0,0,0,0,0,0,0,0,0,0,0,0,0,0,0,0,0,0,0,0,0,0,0,0,0,0,0]
["High Bay Fluorescent (T5)",8.8136337714327981E-2,8.647185589006405E-2,null,476.59300000000007,15,null,100,null,null,1,1000,1000,1000,0,0,0,0,0,0,0,0,0,0,0,0,0,0,0,0,0,0,0,0,0,0,0,0,0,0,0]
["High Bay Fluorescent (T5)",0.14167017882286256,0.13899469395695871,null,766.07466666666642,15,null,100,null,null,1,1000,1000,1000,0,0,0,0,0,0,0,0,0,0,0,0,0,0,0,0,0,0,0,0,0,0,0,0,0,0,0]
["High Bay LED",0.10761273253468485,0.10558043300864907,null,581.91066666666666,15,null,149,null,null,1,1000,1000,1000,0,0,0,0,0,0,0,0,0,0,0,0,0,0,0,0,0,0,0,0,0,0,0,0,0,0,0]
["High Bay LED",0.16493634388487163,0.16182147034148994,null,891.88533333333328,15,null,149,null,null,1,1000,1000,1000,0,0,0,0,0,0,0,0,0,0,0,0,0,0,0,0,0,0,0,0,0,0,0,0,0,0,0]
["High Bay LED",0.20744262488605453,0.20352500716270877,null,1121.7359999999999,15,null,149,null,null,1,1000,1000,1000,0,0,0,0,0,0,0,0,0,0,0,0,0,0,0,0,0,0,0,0,0,0,0,0,0,0,0]
["High Bay LED",0.1881351944312919,0.18458220346574672,null,1017.332,15,null,149,null,null,1,1000,1000,1000,0,0,0,0,0,0,0,0,0,0,0,0,0,0,0,0,0,0,0,0,0,0,0,0,0,0,0]
["High Bay LED",0.25451384099475877,0.24970726888902323,null,1376.2713333333329,15,null,149,null,null,1,1000,1000,1000,0,0,0,0,0,0,0,0,0,0,0,0,0,0,0,0,0,0,0,0,0,0,0,0,0,0,0]
["High Bay LED",0.12344033540748445,0.12110912673697261,null,667.49766666666653,15,null,149,null,null,1,1000,1000,1000,0,0,0,0,0,0,0,0,0,0,0,0,0,0,0,0,0,0,0,0,0,0,0,0,0,0,0]
["High Bay LED",0.14046529830848639,0.13781256798138683,null,759.55933333333314,15,null,149,null,null,1,1000,1000,1000,0,0,0,0,0,0,0,0,0,0,0,0,0,0,0,0,0,0,0,0,0,0,0,0,0,0,0]
["High Bay LED",0.16493634388487163,0.16182147034148994,null,891.88533333333328,15,null,149,null,null,1,1000,1000,1000,0,0,0,0,0,0,0,0,0,0,0,0,0,0,0,0,0,0,0,0,0,0,0,0,0,0,0]
["High Bay LED",0.1217191303669436,0.11942042718259228,null,658.19033333333323,15,null,149,null,null,1,1000,1000,1000,0,0,0,0,0,0,0,0,0,0,0,0,0,0,0,0,0,0,0,0,0,0,0,0,0,0,0]
["High Bay LED",0.1256105504586012,0.12323835660988697,null,679.23299999999995,15,null,149,null,null,1,1000,1000,1000,0,0,0,0,0,0,0,0,0,0,0,0,0,0,0,0,0,0,0,0,0,0,0,0,0,0,0]
["High Bay LED",0.18648882439251366,0.18296692563112202,null,1008.4293333333333,15,null,149,null,null,1,1000,1000,1000,0,0,0,0,0,0,0,0,0,0,0,0,0,0,0,0,0,0,0,0,0,0,0,0,0,0,0]
["High Bay LED",8.9016234596667354E-2,8.7335135649365847E-2,null,481.35100000000006,15,null,149,null,null,1,1000,1000,1000,0,0,0,0,0,0,0,0,0,0,0,0,0,0,0,0,0,0,0,0,0,0,0,0,0,0,0]
["High Bay LED",0.14308452337017899,0.14038232817283516,null,773.72266666666644,15,null,149,null,null,1,1000,1000,1000,0,0,0,0,0,0,0,0,0,0,0,0,0,0,0,0,0,0,0,0,0,0,0,0,0,0,0]
["High Bay LED",0.10761273253468485,0.10558043300864907,null,581.91066666666666,15,null,149,null,null,1,1000,1000,1000,0,0,0,0,0,0,0,0,0,0,0,0,0,0,0,0,0,0,0,0,0,0,0,0,0,0,0]
["High Bay LED",0.16493634388487163,0.16182147034148994,null,891.88533333333328,15,null,149,null,null,1,1000,1000,1000,0,0,0,0,0,0,0,0,0,0,0,0,0,0,0,0,0,0,0,0,0,0,0,0,0,0,0]
["High Bay LED",0.20744262488605453,0.20352500716270877,null,1121.7359999999999,15,null,149,null,null,1,1000,1000,1000,0,0,0,0,0,0,0,0,0,0,0,0,0,0,0,0,0,0,0,0,0,0,0,0,0,0,0]
["High Bay LED",0.1881351944312919,0.18458220346574672,null,1017.332,15,null,149,null,null,1,1000,1000,1000,0,0,0,0,0,0,0,0,0,0,0,0,0,0,0,0,0,0,0,0,0,0,0,0,0,0,0]
["High Bay LED",0.25451384099475877,0.24970726888902323,null,1376.2713333333329,15,null,149,null,null,1,1000,1000,1000,0,0,0,0,0,0,0,0,0,0,0,0,0,0,0,0,0,0,0,0,0,0,0,0,0,0,0]
["High Bay LED",0.12344033540748445,0.12110912673697261,null,667.49766666666653,15,null,149,null,null,1,1000,1000,1000,0,0,0,0,0,0,0,0,0,0,0,0,0,0,0,0,0,0,0,0,0,0,0,0,0,0,0]
["High Bay LED",0.14046529830848639,0.13781256798138683,null,759.55933333333314,15,null,149,null,null,1,1000,1000,1000,0,0,0,0,0,0,0,0,0,0,0,0,0,0,0,0,0,0,0,0,0,0,0,0,0,0,0]
["High Bay LED",0.16493634388487163,0.16182147034148994,null,891.88533333333328,15,null,149,null,null,1,1000,1000,1000,0,0,0,0,0,0,0,0,0,0,0,0,0,0,0,0,0,0,0,0,0,0,0,0,0,0,0]
["High Bay LED",0.1217191303669436,0.11942042718259228,null,658.19033333333323,15,null,149,null,null,1,1000,1000,1000,0,0,0,0,0,0,0,0,0,0,0,0,0,0,0,0,0,0,0,0,0,0,0,0,0,0,0]
["High Bay LED",0.1256105504586012,0.12323835660988697,null,679.23299999999995,15,null,149,null,null,1,1000,1000,1000,0,0,0,0,0,0,0,0,0,0,0,0,0,0,0,0,0,0,0,0,0,0,0,0,0,0,0]
["High Bay LED",0.18648882439251366,0.18296692563112202,null,1008.4293333333333,15,null,149,null,null,1,1000,1000,1000,0,0,0,0,0,0,0,0,0,0,0,0,0,0,0,0,0,0,0,0,0,0,0,0,0,0,0]
["High Bay LED",8.9016234596667354E-2,8.7335135649365847E-2,null,481.35100000000006,15,null,149,null,null,1,1000,1000,1000,0,0,0,0,0,0,0,0,0,0,0,0,0,0,0,0,0,0,0,0,0,0,0,0,0,0,0]
["High Bay LED",0.14308452337017899,0.14038232817283516,null,773.72266666666644,15,null,149,null,null,1,1000,1000,1000,0,0,0,0,0,0,0,0,0,0,0,0,0,0,0,0,0,0,0,0,0,0,0,0,0,0,0]
["LED - 14W",1.104088133573532E-2,2.5527431431692092E-3,null,46.015999999999998,15,null,1.8800000000000001,null,null,1,1000,1000,1000,0,0,0,0,0,0,0,0,0,0,0,0,0,0,0,0,0,0,0,0,0,0,0,0,0,0,0]
["LED - 14W",7.168609485961497E-3,7.0203964132815608E-3,null,70.528000000000006,15,null,1.8800000000000001,null,null,1,1000,1000,1000,0,0,0,0,0,0,0,0,0,0,0,0,0,0,0,0,0,0,0,0,0,0,0,0,0,0,0]
["LED - 14W",2.1364326165989041E-2,5.7838195698423071E-6,null,88.703999999999994,15,null,1.8800000000000001,null,null,1,1000,1000,1000,0,0,0,0,0,0,0,0,0,0,0,0,0,0,0,0,0,0,0,0,0,0,0,0,0,0,0]
["LED - 14W",1.9302347481250766E-2,4.4628624909091742E-3,null,80.448000000000008,15,null,1.8800000000000001,null,null,1,1000,1000,1000,0,0,0,0,0,0,0,0,0,0,0,0,0,0,0,0,0,0,0,0,0,0,0,0,0,0,0]
["LED - 14W",1.1061906017130241E-2,1.0833197913598269E-2,null,108.83200000000001,15,null,1.8800000000000001,null,null,1,1000,1000,1000,0,0,0,0,0,0,0,0,0,0,0,0,0,0,0,0,0,0,0,0,0,0,0,0,0,0,0]
["LED - 14W",1.2664766177535057E-2,2.9281987584545278E-3,null,52.783999999999999,15,null,1.8800000000000001,null,null,1,1000,1000,1000,0,0,0,0,0,0,0,0,0,0,0,0,0,0,0,0,0,0,0,0,0,0,0,0,0,0,0]
["LED - 14W",1.4466392573434862E-2,3.9163886481219387E-6,null,60.064000000000007,15,null,1.8800000000000001,null,null,1,1000,1000,1000,0,0,0,0,0,0,0,0,0,0,0,0,0,0,0,0,0,0,0,0,0,0,0,0,0,0,0]
["LED - 14W",1.69221853017807E-2,3.9125492959283291E-3,null,70.528000000000006,15,null,1.8800000000000001,null,null,1,1000,1000,1000,0,0,0,0,0,0,0,0,0,0,0,0,0,0,0,0,0,0,0,0,0,0,0,0,0,0,0]
["LED - 14W",1.2488173499703407E-2,2.8873690697946586E-3,null,52.048000000000002,15,null,1.8800000000000001,null,null,1,1000,1000,1000,0,0,0,0,0,0,0,0,0,0,0,0,0,0,0,0,0,0,0,0,0,0,0,0,0,0,0]
["LED - 14W",1.2936515681678428E-2,3.5022154213493194E-6,null,53.711999999999996,15,null,1.8800000000000001,null,null,1,1000,1000,1000,0,0,0,0,0,0,0,0,0,0,0,0,0,0,0,0,0,0,0,0,0,0,0,0,0,0,0]
["LED - 14W",1.9206313421949749E-2,5.1995953708683385E-6,null,79.744000000000014,15,null,1.8800000000000001,null,null,1,1000,1000,1000,0,0,0,0,0,0,0,0,0,0,0,0,0,0,0,0,0,0,0,0,0,0,0,0,0,0,0]
["LED - 14W",9.1329126209020624E-3,2.1116049852571454E-3,null,38.064000000000007,15,null,1.8800000000000001,null,null,1,1000,1000,1000,0,0,0,0,0,0,0,0,0,0,0,0,0,0,0,0,0,0,0,0,0,0,0,0,0,0,0]
["LED - 14W",1.468022608757019E-2,3.3941897703334686E-3,null,61.183999999999997,15,null,1.8800000000000001,null,null,1,1000,1000,1000,0,0,0,0,0,0,0,0,0,0,0,0,0,0,0,0,0,0,0,0,0,0,0,0,0,0,0]
["LED - 14W",1.104088133573532E-2,2.5527431431692092E-3,null,46.015999999999998,15,null,1.8800000000000001,null,null,1,1000,1000,1000,0,0,0,0,0,0,0,0,0,0,0,0,0,0,0,0,0,0,0,0,0,0,0,0,0,0,0]
["LED - 14W",7.168609485961497E-3,7.0203964132815608E-3,null,70.528000000000006,15,null,1.8800000000000001,null,null,1,1000,1000,1000,0,0,0,0,0,0,0,0,0,0,0,0,0,0,0,0,0,0,0,0,0,0,0,0,0,0,0]
["LED - 14W",2.1364326165989041E-2,5.7838195698423071E-6,null,88.703999999999994,15,null,1.8800000000000001,null,null,1,1000,1000,1000,0,0,0,0,0,0,0,0,0,0,0,0,0,0,0,0,0,0,0,0,0,0,0,0,0,0,0]
["LED - 14W",1.9302347481250766E-2,4.4628624909091742E-3,null,80.448000000000008,15,null,1.8800000000000001,null,null,1,1000,1000,1000,0,0,0,0,0,0,0,0,0,0,0,0,0,0,0,0,0,0,0,0,0,0,0,0,0,0,0]
["LED - 14W",1.1061906017130241E-2,1.0833197913598269E-2,null,108.83200000000001,15,null,1.8800000000000001,null,null,1,1000,1000,1000,0,0,0,0,0,0,0,0,0,0,0,0,0,0,0,0,0,0,0,0,0,0,0,0,0,0,0]
["LED - 14W",1.2664766177535057E-2,2.9281987584545278E-3,null,52.783999999999999,15,null,1.8800000000000001,null,null,1,1000,1000,1000,0,0,0,0,0,0,0,0,0,0,0,0,0,0,0,0,0,0,0,0,0,0,0,0,0,0,0]
["LED - 14W",1.4466392573434862E-2,3.9163886481219387E-6,null,60.064000000000007,15,null,1.8800000000000001,null,null,1,1000,1000,1000,0,0,0,0,0,0,0,0,0,0,0,0,0,0,0,0,0,0,0,0,0,0,0,0,0,0,0]
["LED - 14W",1.69221853017807E-2,3.9125492959283291E-3,null,70.528000000000006,15,null,1.8800000000000001,null,null,1,1000,1000,1000,0,0,0,0,0,0,0,0,0,0,0,0,0,0,0,0,0,0,0,0,0,0,0,0,0,0,0]
["LED - 14W",1.2488173499703407E-2,2.8873690697946586E-3,null,52.048000000000002,15,null,1.8800000000000001,null,null,1,1000,1000,1000,0,0,0,0,0,0,0,0,0,0,0,0,0,0,0,0,0,0,0,0,0,0,0,0,0,0,0]
["LED - 14W",1.2936515681678428E-2,3.5022154213493194E-6,null,53.711999999999996,15,null,1.8800000000000001,null,null,1,1000,1000,1000,0,0,0,0,0,0,0,0,0,0,0,0,0,0,0,0,0,0,0,0,0,0,0,0,0,0,0]
["LED - 14W",1.9206313421949749E-2,5.1995953708683385E-6,null,79.744000000000014,15,null,1.8800000000000001,null,null,1,1000,1000,1000,0,0,0,0,0,0,0,0,0,0,0,0,0,0,0,0,0,0,0,0,0,0,0,0,0,0,0]
["LED - 14W",9.1329126209020624E-3,2.1116049852571454E-3,null,38.064000000000007,15,null,1.8800000000000001,null,null,1,1000,1000,1000,0,0,0,0,0,0,0,0,0,0,0,0,0,0,0,0,0,0,0,0,0,0,0,0,0,0,0]
["LED - 14W",1.468022608757019E-2,3.3941897703334686E-3,null,61.183999999999997,15,null,1.8800000000000001,null,null,1,1000,1000,1000,0,0,0,0,0,0,0,0,0,0,0,0,0,0,0,0,0,0,0,0,0,0,0,0,0,0,0]
["LED Display Lighting (Interior)",6.6387518848292526E-2,1.4996990266925423E-2,null,270.34399999999999,15,null,35,null,null,1,1000,1000,1000,0,0,0,0,0,0,0,0,0,0,0,0,0,0,0,0,0,0,0,0,0,0,0,0,0,0,0]
["LED Display Lighting (Interior)",4.3517213015235034E-2,4.0789972847793253E-2,null,414.35200000000003,15,null,35,null,null,1,1000,1000,1000,0,0,0,0,0,0,0,0,0,0,0,0,0,0,0,0,0,0,0,0,0,0,0,0,0,0,0]
["LED Display Lighting (Interior)",0.1263993900376372,9.1013514730491341E-6,null,521.13599999999997,15,null,35,null,null,1,1000,1000,1000,0,0,0,0,0,0,0,0,0,0,0,0,0,0,0,0,0,0,0,0,0,0,0,0,0,0,0]
["LED Display Lighting (Interior)",0.1160627415748313,2.6218660313665168E-2,null,472.63200000000001,15,null,35,null,null,1,1000,1000,1000,0,0,0,0,0,0,0,0,0,0,0,0,0,0,0,0,0,0,0,0,0,0,0,0,0,0,0]
["LED Display Lighting (Interior)",6.7151561463164394E-2,6.2943147756508541E-2,null,639.38799999999992,15,null,35,null,null,1,1000,1000,1000,0,0,0,0,0,0,0,0,0,0,0,0,0,0,0,0,0,0,0,0,0,0,0,0,0,0,0]
["LED Display Lighting (Interior)",7.615174710727296E-2,1.7202736749160976E-2,null,310.10599999999999,15,null,35,null,null,1,1000,1000,1000,0,0,0,0,0,0,0,0,0,0,0,0,0,0,0,0,0,0,0,0,0,0,0,0,0,0,0]
["LED Display Lighting (Interior)",8.5588620166177867E-2,6.1627838076887546E-6,null,352.87600000000003,15,null,35,null,null,1,1000,1000,1000,0,0,0,0,0,0,0,0,0,0,0,0,0,0,0,0,0,0,0,0,0,0,0,0,0,0,0]
["LED Display Lighting (Interior)",0.10175110677443445,2.2985651285329371E-2,null,414.35200000000003,15,null,35,null,null,1,1000,1000,1000,0,0,0,0,0,0,0,0,0,0,0,0,0,0,0,0,0,0,0,0,0,0,0,0,0,0,0]
["LED Display Lighting (Interior)",7.5089916138211268E-2,1.6962868337381226E-2,null,305.78200000000004,15,null,35,null,null,1,1000,1000,1000,0,0,0,0,0,0,0,0,0,0,0,0,0,0,0,0,0,0,0,0,0,0,0,0,0,0,0]
["LED Display Lighting (Interior)",7.6537292993569275E-2,5.5110456159859212E-6,null,315.55799999999999,15,null,35,null,null,1,1000,1000,1000,0,0,0,0,0,0,0,0,0,0,0,0,0,0,0,0,0,0,0,0,0,0,0,0,0,0,0]
["LED Display Lighting (Interior)",0.11363177488232032,8.1820230414280106E-6,null,468.49600000000004,15,null,35,null,null,1,1000,1000,1000,0,0,0,0,0,0,0,0,0,0,0,0,0,0,0,0,0,0,0,0,0,0,0,0,0,0,0]
["LED Display Lighting (Interior)",5.4915127726038925E-2,1.2405368513565921E-2,null,223.62600000000003,15,null,35,null,null,1,1000,1000,1000,0,0,0,0,0,0,0,0,0,0,0,0,0,0,0,0,0,0,0,0,0,0,0,0,0,0,0]
["LED Display Lighting (Interior)",8.8270470123738051E-2,1.9940365361864679E-2,null,359.45600000000002,15,null,35,null,null,1,1000,1000,1000,0,0,0,0,0,0,0,0,0,0,0,0,0,0,0,0,0,0,0,0,0,0,0,0,0,0,0]
["LED Display Lighting (Interior)",6.6387518848292526E-2,1.4996990266925423E-2,null,270.34399999999999,15,null,35,null,null,1,1000,1000,1000,0,0,0,0,0,0,0,0,0,0,0,0,0,0,0,0,0,0,0,0,0,0,0,0,0,0,0]
["LED Display Lighting (Interior)",4.3517213015235034E-2,4.0789972847793253E-2,null,414.35200000000003,15,null,35,null,null,1,1000,1000,1000,0,0,0,0,0,0,0,0,0,0,0,0,0,0,0,0,0,0,0,0,0,0,0,0,0,0,0]
["LED Display Lighting (Interior)",0.1263993900376372,9.1013514730491341E-6,null,521.13599999999997,15,null,35,null,null,1,1000,1000,1000,0,0,0,0,0,0,0,0,0,0,0,0,0,0,0,0,0,0,0,0,0,0,0,0,0,0,0]
["LED Display Lighting (Interior)",0.1160627415748313,2.6218660313665168E-2,null,472.63200000000001,15,null,35,null,null,1,1000,1000,1000,0,0,0,0,0,0,0,0,0,0,0,0,0,0,0,0,0,0,0,0,0,0,0,0,0,0,0]
["LED Display Lighting (Interior)",6.7151561463164394E-2,6.2943147756508541E-2,null,639.38799999999992,15,null,35,null,null,1,1000,1000,1000,0,0,0,0,0,0,0,0,0,0,0,0,0,0,0,0,0,0,0,0,0,0,0,0,0,0,0]
["LED Display Lighting (Interior)",7.615174710727296E-2,1.7202736749160976E-2,null,310.10599999999999,15,null,35,null,null,1,1000,1000,1000,0,0,0,0,0,0,0,0,0,0,0,0,0,0,0,0,0,0,0,0,0,0,0,0,0,0,0]
["LED Display Lighting (Interior)",8.5588620166177867E-2,6.1627838076887546E-6,null,352.87600000000003,15,null,35,null,null,1,1000,1000,1000,0,0,0,0,0,0,0,0,0,0,0,0,0,0,0,0,0,0,0,0,0,0,0,0,0,0,0]
["LED Display Lighting (Interior)",0.10175110677443445,2.2985651285329371E-2,null,414.35200000000003,15,null,35,null,null,1,1000,1000,1000,0,0,0,0,0,0,0,0,0,0,0,0,0,0,0,0,0,0,0,0,0,0,0,0,0,0,0]
["LED Display Lighting (Interior)",7.5089916138211268E-2,1.6962868337381226E-2,null,305.78200000000004,15,null,35,null,null,1,1000,1000,1000,0,0,0,0,0,0,0,0,0,0,0,0,0,0,0,0,0,0,0,0,0,0,0,0,0,0,0]
["LED Display Lighting (Interior)",7.6537292993569275E-2,5.5110456159859212E-6,null,315.55799999999999,15,null,35,null,null,1,1000,1000,1000,0,0,0,0,0,0,0,0,0,0,0,0,0,0,0,0,0,0,0,0,0,0,0,0,0,0,0]
["LED Display Lighting (Interior)",0.11363177488232032,8.1820230414280106E-6,null,468.49600000000004,15,null,35,null,null,1,1000,1000,1000,0,0,0,0,0,0,0,0,0,0,0,0,0,0,0,0,0,0,0,0,0,0,0,0,0,0,0]
["LED Display Lighting (Interior)",5.4915127726038925E-2,1.2405368513565921E-2,null,223.62600000000003,15,null,35,null,null,1,1000,1000,1000,0,0,0,0,0,0,0,0,0,0,0,0,0,0,0,0,0,0,0,0,0,0,0,0,0,0,0]
["LED Display Lighting (Interior)",8.8270470123738051E-2,1.9940365361864679E-2,null,359.45600000000002,15,null,35,null,null,1,1000,1000,1000,0,0,0,0,0,0,0,0,0,0,0,0,0,0,0,0,0,0,0,0,0,0,0,0,0,0,0]
["LED Linear - Fixture Replacement",5.9230191990500322E-2,1.3549649889785798E-2,null,244.34496000000001,15,null,19.999999999999993,null,null,1,1000,1000,1000,0,0,0,0,0,0,0,0,0,0,0,0,0,0,0,0,0,0,0,0,0,0,0,0,0,0,0]
["LED Linear - Fixture Replacement",3.9244870251780382E-2,3.6401721516558912E-2,null,374.50368000000009,15,null,19.999999999999993,null,null,1,1000,1000,1000,0,0,0,0,0,0,0,0,0,0,0,0,0,0,0,0,0,0,0,0,0,0,0,0,0,0,0]
["LED Linear - Fixture Replacement",0.11486757603647187,6.2929648527915562E-6,null,471.01823999999999,15,null,19.999999999999993,null,null,1,1000,1000,1000,0,0,0,0,0,0,0,0,0,0,0,0,0,0,0,0,0,0,0,0,0,0,0,0,0,0,0]
["LED Linear - Fixture Replacement",0.10354986277059654,2.3688330892156811E-2,null,427.17888000000005,15,null,19.999999999999993,null,null,1,1000,1000,1000,0,0,0,0,0,0,0,0,0,0,0,0,0,0,0,0,0,0,0,0,0,0,0,0,0,0,0]
["LED Linear - Fixture Replacement",6.0558894612661097E-2,5.6171621995379679E-2,null,577.89792,15,null,19.999999999999993,null,null,1,1000,1000,1000,0,0,0,0,0,0,0,0,0,0,0,0,0,0,0,0,0,0,0,0,0,0,0,0,0,0,0]
["LED Linear - Fixture Replacement",6.7941725791606594E-2,1.5542522596106867E-2,null,280.28304000000003,15,null,19.999999999999993,null,null,1,1000,1000,1000,0,0,0,0,0,0,0,0,0,0,0,0,0,0,0,0,0,0,0,0,0,0,0,0,0,0,0]
["LED Linear - Fixture Replacement",7.7780101089631237E-2,4.2611453927452222E-6,null,318.93984000000012,15,null,19.999999999999993,null,null,1,1000,1000,1000,0,0,0,0,0,0,0,0,0,0,0,0,0,0,0,0,0,0,0,0,0,0,0,0,0,0,0]
["LED Linear - Fixture Replacement",9.0781184385996333E-2,2.0767335436083383E-2,null,374.50368000000009,15,null,19.999999999999993,null,null,1,1000,1000,1000,0,0,0,0,0,0,0,0,0,0,0,0,0,0,0,0,0,0,0,0,0,0,0,0,0,0,0]
["LED Linear - Fixture Replacement",6.6994372234039479E-2,1.5325803578398191E-2,null,276.37488000000002,15,null,19.999999999999993,null,null,1,1000,1000,1000,0,0,0,0,0,0,0,0,0,0,0,0,0,0,0,0,0,0,0,0,0,0,0,0,0,0,0]
["LED Linear - Fixture Replacement",6.9554554970136379E-2,3.8105128085896921E-6,null,285.21071999999998,15,null,19.999999999999993,null,null,1,1000,1000,1000,0,0,0,0,0,0,0,0,0,0,0,0,0,0,0,0,0,0,0,0,0,0,0,0,0,0,0]
["LED Linear - Fixture Replacement",0.10326479057824238,5.6573118373580651E-6,null,423.44063999999997,15,null,19.999999999999993,null,null,1,1000,1000,1000,0,0,0,0,0,0,0,0,0,0,0,0,0,0,0,0,0,0,0,0,0,0,0,0,0,0,0]
["LED Linear - Fixture Replacement",4.8994654640264347E-2,1.1208142241933384E-2,null,202.11984000000001,15,null,19.999999999999993,null,null,1,1000,1000,1000,0,0,0,0,0,0,0,0,0,0,0,0,0,0,0,0,0,0,0,0,0,0,0,0,0,0,0]
["LED Linear - Fixture Replacement",7.8753913133405171E-2,1.8015946167781953E-2,null,324.88704000000007,15,null,19.999999999999993,null,null,1,1000,1000,1000,0,0,0,0,0,0,0,0,0,0,0,0,0,0,0,0,0,0,0,0,0,0,0,0,0,0,0]
["LED Linear - Fixture Replacement",5.9230191990500322E-2,1.3549649889785798E-2,null,244.34496000000001,15,null,19.999999999999993,null,null,1,1000,1000,1000,0,0,0,0,0,0,0,0,0,0,0,0,0,0,0,0,0,0,0,0,0,0,0,0,0,0,0]
["LED Linear - Fixture Replacement",3.9244870251780382E-2,3.6401721516558912E-2,null,374.50368000000009,15,null,19.999999999999993,null,null,1,1000,1000,1000,0,0,0,0,0,0,0,0,0,0,0,0,0,0,0,0,0,0,0,0,0,0,0,0,0,0,0]
["LED Linear - Fixture Replacement",0.11486757603647187,6.2929648527915562E-6,null,471.01823999999999,15,null,19.999999999999993,null,null,1,1000,1000,1000,0,0,0,0,0,0,0,0,0,0,0,0,0,0,0,0,0,0,0,0,0,0,0,0,0,0,0]
["LED Linear - Fixture Replacement",0.10354986277059654,2.3688330892156811E-2,null,427.17888000000005,15,null,19.999999999999993,null,null,1,1000,1000,1000,0,0,0,0,0,0,0,0,0,0,0,0,0,0,0,0,0,0,0,0,0,0,0,0,0,0,0]
["LED Linear - Fixture Replacement",6.0558894612661097E-2,5.6171621995379679E-2,null,577.89792,15,null,19.999999999999993,null,null,1,1000,1000,1000,0,0,0,0,0,0,0,0,0,0,0,0,0,0,0,0,0,0,0,0,0,0,0,0,0,0,0]
["LED Linear - Fixture Replacement",6.7941725791606594E-2,1.5542522596106867E-2,null,280.28304000000003,15,null,19.999999999999993,null,null,1,1000,1000,1000,0,0,0,0,0,0,0,0,0,0,0,0,0,0,0,0,0,0,0,0,0,0,0,0,0,0,0]
["LED Linear - Fixture Replacement",7.7780101089631237E-2,4.2611453927452222E-6,null,318.93984000000012,15,null,19.999999999999993,null,null,1,1000,1000,1000,0,0,0,0,0,0,0,0,0,0,0,0,0,0,0,0,0,0,0,0,0,0,0,0,0,0,0]
["LED Linear - Fixture Replacement",9.0781184385996333E-2,2.0767335436083383E-2,null,374.50368000000009,15,null,19.999999999999993,null,null,1,1000,1000,1000,0,0,0,0,0,0,0,0,0,0,0,0,0,0,0,0,0,0,0,0,0,0,0,0,0,0,0]
["LED Linear - Fixture Replacement",6.6994372234039479E-2,1.5325803578398191E-2,null,276.37488000000002,15,null,19.999999999999993,null,null,1,1000,1000,1000,0,0,0,0,0,0,0,0,0,0,0,0,0,0,0,0,0,0,0,0,0,0,0,0,0,0,0]
["LED Linear - Fixture Replacement",6.9554554970136379E-2,3.8105128085896921E-6,null,285.21071999999998,15,null,19.999999999999993,null,null,1,1000,1000,1000,0,0,0,0,0,0,0,0,0,0,0,0,0,0,0,0,0,0,0,0,0,0,0,0,0,0,0]
["LED Linear - Fixture Replacement",0.10326479057824238,5.6573118373580651E-6,null,423.44063999999997,15,null,19.999999999999993,null,null,1,1000,1000,1000,0,0,0,0,0,0,0,0,0,0,0,0,0,0,0,0,0,0,0,0,0,0,0,0,0,0,0]
["LED Linear - Fixture Replacement",4.8994654640264347E-2,1.1208142241933384E-2,null,202.11984000000001,15,null,19.999999999999993,null,null,1,1000,1000,1000,0,0,0,0,0,0,0,0,0,0,0,0,0,0,0,0,0,0,0,0,0,0,0,0,0,0,0]
["LED Linear - Fixture Replacement",7.8753913133405171E-2,1.8015946167781953E-2,null,324.88704000000007,15,null,19.999999999999993,null,null,1,1000,1000,1000,0,0,0,0,0,0,0,0,0,0,0,0,0,0,0,0,0,0,0,0,0,0,0,0,0,0,0]
["LED Linear - Lamp Replacement",4.9741927862912436E-3,1.1420695320743838E-3,null,20.592160000000007,15,null,2.15,null,null,1,1000,1000,1000,0,0,0,0,0,0,0,0,0,0,0,0,0,0,0,0,0,0,0,0,0,0,0,0,0,0,0]
["LED Linear - Lamp Replacement",3.2688643665169364E-3,3.138720171083696E-3,null,31.561279999999996,15,null,2.15,null,null,1,1000,1000,1000,0,0,0,0,0,0,0,0,0,0,0,0,0,0,0,0,0,0,0,0,0,0,0,0,0,0,0]
["LED Linear - Lamp Replacement",9.5754153585992773E-3,1.6037815688196135E-6,null,39.695040000000006,15,null,2.15,null,null,1,1000,1000,1000,0,0,0,0,0,0,0,0,0,0,0,0,0,0,0,0,0,0,0,0,0,0,0,0,0,0,0]
["LED Linear - Lamp Replacement",8.6961896138638278E-3,1.9966361638630047E-3,null,36.00048000000001,15,null,2.15,null,null,1,1000,1000,1000,0,0,0,0,0,0,0,0,0,0,0,0,0,0,0,0,0,0,0,0,0,0,0,0,0,0,0]
["LED Linear - Lamp Replacement",5.0441958759183747E-3,4.8433699191722541E-3,null,48.702319999999986,15,null,2.15,null,null,1,1000,1000,1000,0,0,0,0,0,0,0,0,0,0,0,0,0,0,0,0,0,0,0,0,0,0,0,0,0,0,0]
["LED Linear - Lamp Replacement",5.7057934638299048E-3,1.3100442928767008E-3,null,23.620840000000001,15,null,2.15,null,null,1,1000,1000,1000,0,0,0,0,0,0,0,0,0,0,0,0,0,0,0,0,0,0,0,0,0,0,0,0,0,0,0]
["LED Linear - Lamp Replacement",6.4837859408697091E-3,1.0859660911523857E-6,null,26.87863999999999,15,null,2.15,null,null,1,1000,1000,1000,0,0,0,0,0,0,0,0,0,0,0,0,0,0,0,0,0,0,0,0,0,0,0,0,0,0,0]
["LED Linear - Lamp Replacement",7.6238671077787871E-3,1.7504320227343122E-3,null,31.561279999999996,15,null,2.15,null,null,1,1000,1000,1000,0,0,0,0,0,0,0,0,0,0,0,0,0,0,0,0,0,0,0,0,0,0,0,0,0,0,0]
["LED Linear - Lamp Replacement",5.6262340520881098E-3,1.291777534018765E-3,null,23.291479999999993,15,null,2.15,null,null,1,1000,1000,1000,0,0,0,0,0,0,0,0,0,0,0,0,0,0,0,0,0,0,0,0,0,0,0,0,0,0,0]
["LED Linear - Lamp Replacement",5.7981005336972874E-3,9.7112098241836968E-7,null,24.036119999999997,15,null,2.15,null,null,1,1000,1000,1000,0,0,0,0,0,0,0,0,0,0,0,0,0,0,0,0,0,0,0,0,0,0,0,0,0,0,0]
["LED Linear - Lamp Replacement",8.6082016860134936E-3,1.4417834305550064E-6,null,35.685440000000014,15,null,2.15,null,null,1,1000,1000,1000,0,0,0,0,0,0,0,0,0,0,0,0,0,0,0,0,0,0,0,0,0,0,0,0,0,0,0]
["LED Linear - Lamp Replacement",4.1146052289940394E-3,9.4470911571799612E-4,null,17.033639999999991,15,null,2.15,null,null,1,1000,1000,1000,0,0,0,0,0,0,0,0,0,0,0,0,0,0,0,0,0,0,0,0,0,0,0,0,0,0,0]
["LED Linear - Lamp Replacement",6.6138084891438484E-3,1.5185236059292221E-3,null,27.379840000000002,15,null,2.15,null,null,1,1000,1000,1000,0,0,0,0,0,0,0,0,0,0,0,0,0,0,0,0,0,0,0,0,0,0,0,0,0,0,0]
["LED Linear - Lamp Replacement",4.9741927862912436E-3,1.1420695320743838E-3,null,20.592160000000007,15,null,2.15,null,null,1,1000,1000,1000,0,0,0,0,0,0,0,0,0,0,0,0,0,0,0,0,0,0,0,0,0,0,0,0,0,0,0]
["LED Linear - Lamp Replacement",3.2688643665169364E-3,3.138720171083696E-3,null,31.561279999999996,15,null,2.15,null,null,1,1000,1000,1000,0,0,0,0,0,0,0,0,0,0,0,0,0,0,0,0,0,0,0,0,0,0,0,0,0,0,0]
["LED Linear - Lamp Replacement",9.5754153585992773E-3,1.6037815688196135E-6,null,39.695040000000006,15,null,2.15,null,null,1,1000,1000,1000,0,0,0,0,0,0,0,0,0,0,0,0,0,0,0,0,0,0,0,0,0,0,0,0,0,0,0]
["LED Linear - Lamp Replacement",8.6961896138638278E-3,1.9966361638630047E-3,null,36.00048000000001,15,null,2.15,null,null,1,1000,1000,1000,0,0,0,0,0,0,0,0,0,0,0,0,0,0,0,0,0,0,0,0,0,0,0,0,0,0,0]
["LED Linear - Lamp Replacement",5.0441958759183747E-3,4.8433699191722541E-3,null,48.702319999999986,15,null,2.15,null,null,1,1000,1000,1000,0,0,0,0,0,0,0,0,0,0,0,0,0,0,0,0,0,0,0,0,0,0,0,0,0,0,0]
["LED Linear - Lamp Replacement",5.7057934638299048E-3,1.3100442928767008E-3,null,23.620840000000001,15,null,2.15,null,null,1,1000,1000,1000,0,0,0,0,0,0,0,0,0,0,0,0,0,0,0,0,0,0,0,0,0,0,0,0,0,0,0]
["LED Linear - Lamp Replacement",6.4837859408697091E-3,1.0859660911523857E-6,null,26.87863999999999,15,null,2.15,null,null,1,1000,1000,1000,0,0,0,0,0,0,0,0,0,0,0,0,0,0,0,0,0,0,0,0,0,0,0,0,0,0,0]
["LED Linear - Lamp Replacement",7.6238671077787871E-3,1.7504320227343122E-3,null,31.561279999999996,15,null,2.15,null,null,1,1000,1000,1000,0,0,0,0,0,0,0,0,0,0,0,0,0,0,0,0,0,0,0,0,0,0,0,0,0,0,0]
["LED Linear - Lamp Replacement",5.6262340520881098E-3,1.291777534018765E-3,null,23.291479999999993,15,null,2.15,null,null,1,1000,1000,1000,0,0,0,0,0,0,0,0,0,0,0,0,0,0,0,0,0,0,0,0,0,0,0,0,0,0,0]
["LED Linear - Lamp Replacement",5.7981005336972874E-3,9.7112098241836968E-7,null,24.036119999999997,15,null,2.15,null,null,1,1000,1000,1000,0,0,0,0,0,0,0,0,0,0,0,0,0,0,0,0,0,0,0,0,0,0,0,0,0,0,0]
["LED Linear - Lamp Replacement",8.6082016860134936E-3,1.4417834305550064E-6,null,35.685440000000014,15,null,2.15,null,null,1,1000,1000,1000,0,0,0,0,0,0,0,0,0,0,0,0,0,0,0,0,0,0,0,0,0,0,0,0,0,0,0]
["LED Linear - Lamp Replacement",4.1146052289940394E-3,9.4470911571799612E-4,null,17.033639999999991,15,null,2.15,null,null,1,1000,1000,1000,0,0,0,0,0,0,0,0,0,0,0,0,0,0,0,0,0,0,0,0,0,0,0,0,0,0,0]
["LED Linear - Lamp Replacement",6.6138084891438484E-3,1.5185236059292221E-3,null,27.379840000000002,15,null,2.15,null,null,1,1000,1000,1000,0,0,0,0,0,0,0,0,0,0,0,0,0,0,0,0,0,0,0,0,0,0,0,0,0,0,0]
["Premium T8 - Fixture Replacement",7.3619447671808263E-3,1.6841372744366518E-3,null,30.370559999999983,8,null,20,null,null,1,1000,1000,1000,0,0,0,0,0,0,0,0,0,0,0,0,0,0,0,0,0,0,0,0,0,0,0,0,0,0,0]
["Premium T8 - Fixture Replacement",4.8778934776224237E-3,4.5245077591203192E-3,null,46.54848000000004,8,null,20,null,null,1,1000,1000,1000,0,0,0,0,0,0,0,0,0,0,0,0,0,0,0,0,0,0,0,0,0,0,0,0,0,0,0]
["Premium T8 - Fixture Replacement",1.4277325835041706E-2,7.8217642238087157E-7,null,58.544640000000015,8,null,20,null,null,1,1000,1000,1000,0,0,0,0,0,0,0,0,0,0,0,0,0,0,0,0,0,0,0,0,0,0,0,0,0,0,0]
["Premium T8 - Fixture Replacement",1.2870604412164543E-2,2.9443123142793783E-3,null,53.095680000000016,8,null,20,null,null,1,1000,1000,1000,0,0,0,0,0,0,0,0,0,0,0,0,0,0,0,0,0,0,0,0,0,0,0,0,0,0,0]
["Premium T8 - Fixture Replacement",7.5270942456414913E-3,6.9817835248494513E-3,null,71.829119999999989,8,null,20,null,null,1,1000,1000,1000,0,0,0,0,0,0,0,0,0,0,0,0,0,0,0,0,0,0,0,0,0,0,0,0,0,0,0]
["Premium T8 - Fixture Replacement",8.4447342791827366E-3,1.9318389667477452E-3,null,34.837439999999987,8,null,20,null,null,1,1000,1000,1000,0,0,0,0,0,0,0,0,0,0,0,0,0,0,0,0,0,0,0,0,0,0,0,0,0,0,0]
["Premium T8 - Fixture Replacement",9.6675831862818619E-3,5.2963389062370063E-7,null,39.642240000000072,8,null,20,null,null,1,1000,1000,1000,0,0,0,0,0,0,0,0,0,0,0,0,0,0,0,0,0,0,0,0,0,0,0,0,0,0,0]
["Premium T8 - Fixture Replacement",1.1283537042327235E-2,2.5812507321685573E-3,null,46.54848000000004,8,null,20,null,null,1,1000,1000,1000,0,0,0,0,0,0,0,0,0,0,0,0,0,0,0,0,0,0,0,0,0,0,0,0,0,0,0]
["Premium T8 - Fixture Replacement",8.3269841194851361E-3,1.9049021396879116E-3,null,34.351680000000016,8,null,20,null,null,1,1000,1000,1000,0,0,0,0,0,0,0,0,0,0,0,0,0,0,0,0,0,0,0,0,0,0,0,0,0,0,0]
["Premium T8 - Fixture Replacement",8.645198922841808E-3,4.7362306095465088E-7,null,35.449919999999992,8,null,20,null,null,1,1000,1000,1000,0,0,0,0,0,0,0,0,0,0,0,0,0,0,0,0,0,0,0,0,0,0,0,0,0,0,0]
["Premium T8 - Fixture Replacement",1.283517171029001E-2,7.0316870294845992E-7,null,52.631039999999985,8,null,20,null,null,1,1000,1000,1000,0,0,0,0,0,0,0,0,0,0,0,0,0,0,0,0,0,0,0,0,0,0,0,0,0,0,0]
["Premium T8 - Fixture Replacement",6.0897310852305979E-3,1.3931024255510423E-3,null,25.122240000000005,8,null,20,null,null,1,1000,1000,1000,0,0,0,0,0,0,0,0,0,0,0,0,0,0,0,0,0,0,0,0,0,0,0,0,0,0,0]
["Premium T8 - Fixture Replacement",9.7886219713836896E-3,2.2392701451480388E-3,null,40.381439999999998,8,null,20,null,null,1,1000,1000,1000,0,0,0,0,0,0,0,0,0,0,0,0,0,0,0,0,0,0,0,0,0,0,0,0,0,0,0]
["Premium T8 - Fixture Replacement",7.3619447671808263E-3,1.6841372744366518E-3,null,30.370559999999983,8,null,20,null,null,1,1000,1000,1000,0,0,0,0,0,0,0,0,0,0,0,0,0,0,0,0,0,0,0,0,0,0,0,0,0,0,0]
["Premium T8 - Fixture Replacement",4.8778934776224237E-3,4.5245077591203192E-3,null,46.54848000000004,8,null,20,null,null,1,1000,1000,1000,0,0,0,0,0,0,0,0,0,0,0,0,0,0,0,0,0,0,0,0,0,0,0,0,0,0,0]
["Premium T8 - Fixture Replacement",1.4277325835041706E-2,7.8217642238087157E-7,null,58.544640000000015,8,null,20,null,null,1,1000,1000,1000,0,0,0,0,0,0,0,0,0,0,0,0,0,0,0,0,0,0,0,0,0,0,0,0,0,0,0]
["Premium T8 - Fixture Replacement",1.2870604412164543E-2,2.9443123142793783E-3,null,53.095680000000016,8,null,20,null,null,1,1000,1000,1000,0,0,0,0,0,0,0,0,0,0,0,0,0,0,0,0,0,0,0,0,0,0,0,0,0,0,0]
["Premium T8 - Fixture Replacement",7.5270942456414913E-3,6.9817835248494513E-3,null,71.829119999999989,8,null,20,null,null,1,1000,1000,1000,0,0,0,0,0,0,0,0,0,0,0,0,0,0,0,0,0,0,0,0,0,0,0,0,0,0,0]
["Premium T8 - Fixture Replacement",8.4447342791827366E-3,1.9318389667477452E-3,null,34.837439999999987,8,null,20,null,null,1,1000,1000,1000,0,0,0,0,0,0,0,0,0,0,0,0,0,0,0,0,0,0,0,0,0,0,0,0,0,0,0]
["Premium T8 - Fixture Replacement",9.6675831862818619E-3,5.2963389062370063E-7,null,39.642240000000072,8,null,20,null,null,1,1000,1000,1000,0,0,0,0,0,0,0,0,0,0,0,0,0,0,0,0,0,0,0,0,0,0,0,0,0,0,0]
["Premium T8 - Fixture Replacement",1.1283537042327235E-2,2.5812507321685573E-3,null,46.54848000000004,8,null,20,null,null,1,1000,1000,1000,0,0,0,0,0,0,0,0,0,0,0,0,0,0,0,0,0,0,0,0,0,0,0,0,0,0,0]
["Premium T8 - Fixture Replacement",8.3269841194851361E-3,1.9049021396879116E-3,null,34.351680000000016,8,null,20,null,null,1,1000,1000,1000,0,0,0,0,0,0,0,0,0,0,0,0,0,0,0,0,0,0,0,0,0,0,0,0,0,0,0]
["Premium T8 - Fixture Replacement",8.645198922841808E-3,4.7362306095465088E-7,null,35.449919999999992,8,null,20,null,null,1,1000,1000,1000,0,0,0,0,0,0,0,0,0,0,0,0,0,0,0,0,0,0,0,0,0,0,0,0,0,0,0]
["Premium T8 - Fixture Replacement",1.283517171029001E-2,7.0316870294845992E-7,null,52.631039999999985,8,null,20,null,null,1,1000,1000,1000,0,0,0,0,0,0,0,0,0,0,0,0,0,0,0,0,0,0,0,0,0,0,0,0,0,0,0]
["Premium T8 - Fixture Replacement",6.0897310852305979E-3,1.3931024255510423E-3,null,25.122240000000005,8,null,20,null,null,1,1000,1000,1000,0,0,0,0,0,0,0,0,0,0,0,0,0,0,0,0,0,0,0,0,0,0,0,0,0,0,0]
["Premium T8 - Fixture Replacement",9.7886219713836896E-3,2.2392701451480388E-3,null,40.381439999999998,8,null,20,null,null,1,1000,1000,1000,0,0,0,0,0,0,0,0,0,0,0,0,0,0,0,0,0,0,0,0,0,0,0,0,0,0,0]
["Premium T8 - Lamp Replacement",2.445413213372234E-3,5.6146435096394347E-4,null,10.123520000000013,8,null,0.43999999999999995,null,null,1,1000,1000,1000,0,0,0,0,0,0,0,0,0,0,0,0,0,0,0,0,0,0,0,0,0,0,0,0,0,0,0]
["Premium T8 - Lamp Replacement",1.6070394651032983E-3,1.5430579612031579E-3,null,15.516159999999999,8,null,0.43999999999999995,null,null,1,1000,1000,1000,0,0,0,0,0,0,0,0,0,0,0,0,0,0,0,0,0,0,0,0,0,0,0,0,0,0,0]
["Premium T8 - Lamp Replacement",4.7074667684733878E-3,7.8845127405656985E-7,null,19.514880000000005,8,null,0.43999999999999995,null,null,1,1000,1000,1000,0,0,0,0,0,0,0,0,0,0,0,0,0,0,0,0,0,0,0,0,0,0,0,0,0,0,0]
["Premium T8 - Lamp Replacement",4.2752217096090322E-3,9.8158649396616962E-4,null,17.698560000000001,8,null,0.43999999999999995,null,null,1,1000,1000,1000,0,0,0,0,0,0,0,0,0,0,0,0,0,0,0,0,0,0,0,0,0,0,0,0,0,0,0]
["Premium T8 - Lamp Replacement",2.4798281401162965E-3,2.3810980608221142E-3,null,23.943039999999996,8,null,0.43999999999999995,null,null,1,1000,1000,1000,0,0,0,0,0,0,0,0,0,0,0,0,0,0,0,0,0,0,0,0,0,0,0,0,0,0,0]
["Premium T8 - Lamp Replacement",2.8050828202068785E-3,6.4404412163770704E-4,null,11.612479999999991,8,null,0.43999999999999995,null,null,1,1000,1000,1000,0,0,0,0,0,0,0,0,0,0,0,0,0,0,0,0,0,0,0,0,0,0,0,0,0,0,0]
["Premium T8 - Lamp Replacement",3.1875595686957229E-3,5.3388277106932928E-7,null,13.214079999999996,8,null,0.43999999999999995,null,null,1,1000,1000,1000,0,0,0,0,0,0,0,0,0,0,0,0,0,0,0,0,0,0,0,0,0,0,0,0,0,0,0]
["Premium T8 - Lamp Replacement",3.7480463993549346E-3,8.6054758659563949E-4,null,15.516159999999999,8,null,0.43999999999999995,null,null,1,1000,1000,1000,0,0,0,0,0,0,0,0,0,0,0,0,0,0,0,0,0,0,0,0,0,0,0,0,0,0,0]
["Premium T8 - Lamp Replacement",2.7659698133170596E-3,6.3506381560699064E-4,null,11.450559999999996,8,null,0.43999999999999995,null,null,1,1000,1000,1000,0,0,0,0,0,0,0,0,0,0,0,0,0,0,0,0,0,0,0,0,0,0,0,0,0,0,0]
["Premium T8 - Lamp Replacement",2.8504628322087245E-3,4.7742260588165692E-7,null,11.816640000000007,8,null,0.43999999999999995,null,null,1,1000,1000,1000,0,0,0,0,0,0,0,0,0,0,0,0,0,0,0,0,0,0,0,0,0,0,0,0,0,0,0]
["Premium T8 - Lamp Replacement",4.2319650746881982E-3,7.0880973122257308E-7,null,17.543680000000009,8,null,0.43999999999999995,null,null,1,1000,1000,1000,0,0,0,0,0,0,0,0,0,0,0,0,0,0,0,0,0,0,0,0,0,0,0,0,0,0,0]
["Premium T8 - Lamp Replacement",2.0228226824104767E-3,4.6443800102337221E-4,null,8.3740799999999922,8,null,0.43999999999999995,null,null,1,1000,1000,1000,0,0,0,0,0,0,0,0,0,0,0,0,0,0,0,0,0,0,0,0,0,0,0,0,0,0,0]
["Premium T8 - Lamp Replacement",3.2514812684059152E-3,7.4653674481436633E-4,null,13.460480000000004,8,null,0.43999999999999995,null,null,1,1000,1000,1000,0,0,0,0,0,0,0,0,0,0,0,0,0,0,0,0,0,0,0,0,0,0,0,0,0,0,0]
["Premium T8 - Lamp Replacement",2.445413213372234E-3,5.6146435096394347E-4,null,10.123520000000013,8,null,0.43999999999999995,null,null,1,1000,1000,1000,0,0,0,0,0,0,0,0,0,0,0,0,0,0,0,0,0,0,0,0,0,0,0,0,0,0,0]
["Premium T8 - Lamp Replacement",1.6070394651032983E-3,1.5430579612031579E-3,null,15.516159999999999,8,null,0.43999999999999995,null,null,1,1000,1000,1000,0,0,0,0,0,0,0,0,0,0,0,0,0,0,0,0,0,0,0,0,0,0,0,0,0,0,0]
["Premium T8 - Lamp Replacement",4.7074667684733878E-3,7.8845127405656985E-7,null,19.514880000000005,8,null,0.43999999999999995,null,null,1,1000,1000,1000,0,0,0,0,0,0,0,0,0,0,0,0,0,0,0,0,0,0,0,0,0,0,0,0,0,0,0]
["Premium T8 - Lamp Replacement",4.2752217096090322E-3,9.8158649396616962E-4,null,17.698560000000001,8,null,0.43999999999999995,null,null,1,1000,1000,1000,0,0,0,0,0,0,0,0,0,0,0,0,0,0,0,0,0,0,0,0,0,0,0,0,0,0,0]
["Premium T8 - Lamp Replacement",2.4798281401162965E-3,2.3810980608221142E-3,null,23.943039999999996,8,null,0.43999999999999995,null,null,1,1000,1000,1000,0,0,0,0,0,0,0,0,0,0,0,0,0,0,0,0,0,0,0,0,0,0,0,0,0,0,0]
["Premium T8 - Lamp Replacement",2.8050828202068785E-3,6.4404412163770704E-4,null,11.612479999999991,8,null,0.43999999999999995,null,null,1,1000,1000,1000,0,0,0,0,0,0,0,0,0,0,0,0,0,0,0,0,0,0,0,0,0,0,0,0,0,0,0]
["Premium T8 - Lamp Replacement",3.1875595686957229E-3,5.3388277106932928E-7,null,13.214079999999996,8,null,0.43999999999999995,null,null,1,1000,1000,1000,0,0,0,0,0,0,0,0,0,0,0,0,0,0,0,0,0,0,0,0,0,0,0,0,0,0,0]
["Premium T8 - Lamp Replacement",3.7480463993549346E-3,8.6054758659563949E-4,null,15.516159999999999,8,null,0.43999999999999995,null,null,1,1000,1000,1000,0,0,0,0,0,0,0,0,0,0,0,0,0,0,0,0,0,0,0,0,0,0,0,0,0,0,0]
["Premium T8 - Lamp Replacement",2.7659698133170596E-3,6.3506381560699064E-4,null,11.450559999999996,8,null,0.43999999999999995,null,null,1,1000,1000,1000,0,0,0,0,0,0,0,0,0,0,0,0,0,0,0,0,0,0,0,0,0,0,0,0,0,0,0]
["Premium T8 - Lamp Replacement",2.8504628322087245E-3,4.7742260588165692E-7,null,11.816640000000007,8,null,0.43999999999999995,null,null,1,1000,1000,1000,0,0,0,0,0,0,0,0,0,0,0,0,0,0,0,0,0,0,0,0,0,0,0,0,0,0,0]
["Premium T8 - Lamp Replacement",4.2319650746881982E-3,7.0880973122257308E-7,null,17.543680000000009,8,null,0.43999999999999995,null,null,1,1000,1000,1000,0,0,0,0,0,0,0,0,0,0,0,0,0,0,0,0,0,0,0,0,0,0,0,0,0,0,0]
["Premium T8 - Lamp Replacement",2.0228226824104767E-3,4.6443800102337221E-4,null,8.3740799999999922,8,null,0.43999999999999995,null,null,1,1000,1000,1000,0,0,0,0,0,0,0,0,0,0,0,0,0,0,0,0,0,0,0,0,0,0,0,0,0,0,0]
["Premium T8 - Lamp Replacement",3.2514812684059152E-3,7.4653674481436633E-4,null,13.460480000000004,8,null,0.43999999999999995,null,null,1,1000,1000,1000,0,0,0,0,0,0,0,0,0,0,0,0,0,0,0,0,0,0,0,0,0,0,0,0,0,0,0]
["Efficient Battery Charger",0.60888000322517433,0,null,1111.2059999999992,7,null,400,null,null,1,1000,1000,1000,0,0,0,0,0,0,0,0,0,0,0,0,0,0,0,0,0,0,0,0,0,0,0,0,0,0,0]
["Efficient Battery Charger",0.60888000322517433,0,null,1111.2059999999992,7,null,400,null,null,1,1000,1000,1000,0,0,0,0,0,0,0,0,0,0,0,0,0,0,0,0,0,0,0,0,0,0,0,0,0,0,0]
["Efficient Battery Charger",0.60888000322517433,0,null,1111.2059999999992,7,null,400,null,null,1,1000,1000,1000,0,0,0,0,0,0,0,0,0,0,0,0,0,0,0,0,0,0,0,0,0,0,0,0,0,0,0]
["Efficient Battery Charger",0.60888000322517433,0,null,1111.2059999999992,7,null,400,null,null,1,1000,1000,1000,0,0,0,0,0,0,0,0,0,0,0,0,0,0,0,0,0,0,0,0,0,0,0,0,0,0,0]
["Efficient Battery Charger",0.60888000322517433,0,null,1111.2059999999992,7,null,400,null,null,1,1000,1000,1000,0,0,0,0,0,0,0,0,0,0,0,0,0,0,0,0,0,0,0,0,0,0,0,0,0,0,0]
["Efficient Battery Charger",0.60888000322517433,0,null,1111.2059999999992,7,null,400,null,null,1,1000,1000,1000,0,0,0,0,0,0,0,0,0,0,0,0,0,0,0,0,0,0,0,0,0,0,0,0,0,0,0]
["Efficient Battery Charger",0.60888000322517433,0,null,1111.2059999999992,7,null,400,null,null,1,1000,1000,1000,0,0,0,0,0,0,0,0,0,0,0,0,0,0,0,0,0,0,0,0,0,0,0,0,0,0,0]
["Efficient Battery Charger",0.60888000322517433,0,null,1111.2059999999992,7,null,400,null,null,1,1000,1000,1000,0,0,0,0,0,0,0,0,0,0,0,0,0,0,0,0,0,0,0,0,0,0,0,0,0,0,0]
["Efficient Battery Charger",0.60888000322517433,0,null,1111.2059999999992,7,null,400,null,null,1,1000,1000,1000,0,0,0,0,0,0,0,0,0,0,0,0,0,0,0,0,0,0,0,0,0,0,0,0,0,0,0]
["Efficient Battery Charger",0.60888000322517433,0,null,1111.2059999999992,7,null,400,null,null,1,1000,1000,1000,0,0,0,0,0,0,0,0,0,0,0,0,0,0,0,0,0,0,0,0,0,0,0,0,0,0,0]
["Efficient Battery Charger",0.60888000322517433,0,null,1111.2059999999992,7,null,400,null,null,1,1000,1000,1000,0,0,0,0,0,0,0,0,0,0,0,0,0,0,0,0,0,0,0,0,0,0,0,0,0,0,0]
["Efficient Battery Charger",0.60888000322517433,0,null,1111.2059999999992,7,null,400,null,null,1,1000,1000,1000,0,0,0,0,0,0,0,0,0,0,0,0,0,0,0,0,0,0,0,0,0,0,0,0,0,0,0]
["Efficient Battery Charger",0.60888000322517433,0,null,1111.2059999999992,7,null,400,null,null,1,1000,1000,1000,0,0,0,0,0,0,0,0,0,0,0,0,0,0,0,0,0,0,0,0,0,0,0,0,0,0,0]
["Efficient Battery Charger",0.60888000322517433,0,null,1111.2059999999992,7,null,400,null,null,1,1000,1000,1000,0,0,0,0,0,0,0,0,0,0,0,0,0,0,0,0,0,0,0,0,0,0,0,0,0,0,0]
["Efficient Battery Charger",0.60888000322517433,0,null,1111.2059999999992,7,null,400,null,null,1,1000,1000,1000,0,0,0,0,0,0,0,0,0,0,0,0,0,0,0,0,0,0,0,0,0,0,0,0,0,0,0]
["Efficient Battery Charger",0.60888000322517433,0,null,1111.2059999999992,7,null,400,null,null,1,1000,1000,1000,0,0,0,0,0,0,0,0,0,0,0,0,0,0,0,0,0,0,0,0,0,0,0,0,0,0,0]
["Efficient Battery Charger",0.60888000322517433,0,null,1111.2059999999992,7,null,400,null,null,1,1000,1000,1000,0,0,0,0,0,0,0,0,0,0,0,0,0,0,0,0,0,0,0,0,0,0,0,0,0,0,0]
["Efficient Battery Charger",0.60888000322517433,0,null,1111.2059999999992,7,null,400,null,null,1,1000,1000,1000,0,0,0,0,0,0,0,0,0,0,0,0,0,0,0,0,0,0,0,0,0,0,0,0,0,0,0]
["Efficient Battery Charger",0.60888000322517433,0,null,1111.2059999999992,7,null,400,null,null,1,1000,1000,1000,0,0,0,0,0,0,0,0,0,0,0,0,0,0,0,0,0,0,0,0,0,0,0,0,0,0,0]
["Efficient Battery Charger",0.60888000322517433,0,null,1111.2059999999992,7,null,400,null,null,1,1000,1000,1000,0,0,0,0,0,0,0,0,0,0,0,0,0,0,0,0,0,0,0,0,0,0,0,0,0,0,0]
["Efficient Battery Charger",0.60888000322517433,0,null,1111.2059999999992,7,null,400,null,null,1,1000,1000,1000,0,0,0,0,0,0,0,0,0,0,0,0,0,0,0,0,0,0,0,0,0,0,0,0,0,0,0]
["Efficient Battery Charger",0.60888000322517433,0,null,1111.2059999999992,7,null,400,null,null,1,1000,1000,1000,0,0,0,0,0,0,0,0,0,0,0,0,0,0,0,0,0,0,0,0,0,0,0,0,0,0,0]
["Efficient Battery Charger",0.60888000322517433,0,null,1111.2059999999992,7,null,400,null,null,1,1000,1000,1000,0,0,0,0,0,0,0,0,0,0,0,0,0,0,0,0,0,0,0,0,0,0,0,0,0,0,0]
["Efficient Battery Charger",0.60888000322517433,0,null,1111.2059999999992,7,null,400,null,null,1,1000,1000,1000,0,0,0,0,0,0,0,0,0,0,0,0,0,0,0,0,0,0,0,0,0,0,0,0,0,0,0]
["Efficient Battery Charger",0.60888000322517433,0,null,1111.2059999999992,7,null,400,null,null,1,1000,1000,1000,0,0,0,0,0,0,0,0,0,0,0,0,0,0,0,0,0,0,0,0,0,0,0,0,0,0,0]
["Efficient Battery Charger",0.60888000322517433,0,null,1111.2059999999992,7,null,400,null,null,1,1000,1000,1000,0,0,0,0,0,0,0,0,0,0,0,0,0,0,0,0,0,0,0,0,0,0,0,0,0,0,0]
["ENERGY STAR Commercial Clothes Washer",0,0,null,1060.159090909091,7,null,550,null,null,1,1000,1000,1000,0,0,0,0,0,0,0,0,0,0,0,0,0,0,0,0,0,0,0,0,0,0,0,0,0,0,0]
["ENERGY STAR Commercial Clothes Washer",0.10781543680952217,0.12409734896275702,null,1060.159090909091,7,null,550,null,null,1,1000,1000,1000,0,0,0,0,0,0,0,0,0,0,0,0,0,0,0,0,0,0,0,0,0,0,0,0,0,0,0]
["ENERGY STAR Commercial Clothes Washer",9.2845628080877679E-2,6.7167783885782817E-2,null,1060.159090909091,7,null,550,null,null,1,1000,1000,1000,0,0,0,0,0,0,0,0,0,0,0,0,0,0,0,0,0,0,0,0,0,0,0,0,0,0,0]
["ENERGY STAR Commercial Clothes Washer",9.2845628080877679E-2,6.7167783885782817E-2,null,1060.159090909091,7,null,550,null,null,1,1000,1000,1000,0,0,0,0,0,0,0,0,0,0,0,0,0,0,0,0,0,0,0,0,0,0,0,0,0,0,0]
["ENERGY STAR Commercial Clothes Washer",0.10781543680952217,0.12409734896275702,null,1060.159090909091,7,null,550,null,null,1,1000,1000,1000,0,0,0,0,0,0,0,0,0,0,0,0,0,0,0,0,0,0,0,0,0,0,0,0,0,0,0]
["ENERGY STAR Commercial Clothes Washer",0,0,null,1060.159090909091,7,null,550,null,null,1,1000,1000,1000,0,0,0,0,0,0,0,0,0,0,0,0,0,0,0,0,0,0,0,0,0,0,0,0,0,0,0]
["ENERGY STAR Commercial Clothes Washer",0.10781543680952217,0.12409734896275702,null,1060.159090909091,7,null,550,null,null,1,1000,1000,1000,0,0,0,0,0,0,0,0,0,0,0,0,0,0,0,0,0,0,0,0,0,0,0,0,0,0,0]
["ENERGY STAR Commercial Clothes Washer",0,0,null,1060.159090909091,7,null,550,null,null,1,1000,1000,1000,0,0,0,0,0,0,0,0,0,0,0,0,0,0,0,0,0,0,0,0,0,0,0,0,0,0,0]
["ENERGY STAR Commercial Clothes Washer",9.2845628080877679E-2,6.7167783885782817E-2,null,1060.159090909091,7,null,550,null,null,1,1000,1000,1000,0,0,0,0,0,0,0,0,0,0,0,0,0,0,0,0,0,0,0,0,0,0,0,0,0,0,0]
["ENERGY STAR Commercial Clothes Washer",0,0,null,1060.159090909091,7,null,550,null,null,1,1000,1000,1000,0,0,0,0,0,0,0,0,0,0,0,0,0,0,0,0,0,0,0,0,0,0,0,0,0,0,0]
["ENERGY STAR Commercial Clothes Washer",0.10781543680952217,0.12409734896275702,null,1060.159090909091,7,null,550,null,null,1,1000,1000,1000,0,0,0,0,0,0,0,0,0,0,0,0,0,0,0,0,0,0,0,0,0,0,0,0,0,0,0]
["ENERGY STAR Commercial Clothes Washer",0,0,null,1060.159090909091,7,null,550,null,null,1,1000,1000,1000,0,0,0,0,0,0,0,0,0,0,0,0,0,0,0,0,0,0,0,0,0,0,0,0,0,0,0]
["ENERGY STAR Commercial Clothes Washer",9.2845628080877679E-2,6.7167783885782817E-2,null,1060.159090909091,7,null,550,null,null,1,1000,1000,1000,0,0,0,0,0,0,0,0,0,0,0,0,0,0,0,0,0,0,0,0,0,0,0,0,0,0,0]
["ENERGY STAR Commercial Clothes Washer",9.2845628080877679E-2,6.7167783885782817E-2,null,1060.159090909091,7,null,550,null,null,1,1000,1000,1000,0,0,0,0,0,0,0,0,0,0,0,0,0,0,0,0,0,0,0,0,0,0,0,0,0,0,0]
["ENERGY STAR Commercial Clothes Washer",0.10781543680952217,0.12409734896275702,null,1060.159090909091,7,null,550,null,null,1,1000,1000,1000,0,0,0,0,0,0,0,0,0,0,0,0,0,0,0,0,0,0,0,0,0,0,0,0,0,0,0]
["ENERGY STAR Commercial Clothes Washer",0,0,null,1060.159090909091,7,null,550,null,null,1,1000,1000,1000,0,0,0,0,0,0,0,0,0,0,0,0,0,0,0,0,0,0,0,0,0,0,0,0,0,0,0]
["ENERGY STAR Commercial Clothes Washer",9.2845628080877679E-2,6.7167783885782817E-2,null,1060.159090909091,7,null,550,null,null,1,1000,1000,1000,0,0,0,0,0,0,0,0,0,0,0,0,0,0,0,0,0,0,0,0,0,0,0,0,0,0,0]
["ENERGY STAR Commercial Clothes Washer",0.10781543680952217,0.12409734896275702,null,1060.159090909091,7,null,550,null,null,1,1000,1000,1000,0,0,0,0,0,0,0,0,0,0,0,0,0,0,0,0,0,0,0,0,0,0,0,0,0,0,0]
["ENERGY STAR Water Cooler",9.5218615497287828E-2,9.5218615497287828E-2,null,547.5,10,null,85,null,null,1,1000,1000,1000,0,0,0,0,0,0,0,0,0,0,0,0,0,0,0,0,0,0,0,0,0,0,0,0,0,0,0]
["ENERGY STAR Water Cooler",9.5218615497287828E-2,9.5218615497287828E-2,null,547.5,10,null,85,null,null,1,1000,1000,1000,0,0,0,0,0,0,0,0,0,0,0,0,0,0,0,0,0,0,0,0,0,0,0,0,0,0,0]
["ENERGY STAR Water Cooler",9.5218615497287828E-2,9.5218615497287828E-2,null,547.5,10,null,85,null,null,1,1000,1000,1000,0,0,0,0,0,0,0,0,0,0,0,0,0,0,0,0,0,0,0,0,0,0,0,0,0,0,0]
["ENERGY STAR Water Cooler",9.5218615497287828E-2,9.5218615497287828E-2,null,547.5,10,null,85,null,null,1,1000,1000,1000,0,0,0,0,0,0,0,0,0,0,0,0,0,0,0,0,0,0,0,0,0,0,0,0,0,0,0]
["ENERGY STAR Water Cooler",9.5218615497287828E-2,9.5218615497287828E-2,null,547.5,10,null,85,null,null,1,1000,1000,1000,0,0,0,0,0,0,0,0,0,0,0,0,0,0,0,0,0,0,0,0,0,0,0,0,0,0,0]
["ENERGY STAR Water Cooler",9.5218615497287828E-2,9.5218615497287828E-2,null,547.5,10,null,85,null,null,1,1000,1000,1000,0,0,0,0,0,0,0,0,0,0,0,0,0,0,0,0,0,0,0,0,0,0,0,0,0,0,0]
["ENERGY STAR Water Cooler",9.5218615497287828E-2,9.5218615497287828E-2,null,547.5,10,null,85,null,null,1,1000,1000,1000,0,0,0,0,0,0,0,0,0,0,0,0,0,0,0,0,0,0,0,0,0,0,0,0,0,0,0]
["ENERGY STAR Water Cooler",9.5218615497287828E-2,9.5218615497287828E-2,null,547.5,10,null,85,null,null,1,1000,1000,1000,0,0,0,0,0,0,0,0,0,0,0,0,0,0,0,0,0,0,0,0,0,0,0,0,0,0,0]
["ENERGY STAR Water Cooler",9.5218615497287828E-2,9.5218615497287828E-2,null,547.5,10,null,85,null,null,1,1000,1000,1000,0,0,0,0,0,0,0,0,0,0,0,0,0,0,0,0,0,0,0,0,0,0,0,0,0,0,0]
["ENERGY STAR Water Cooler",9.5218615497287828E-2,9.5218615497287828E-2,null,547.5,10,null,85,null,null,1,1000,1000,1000,0,0,0,0,0,0,0,0,0,0,0,0,0,0,0,0,0,0,0,0,0,0,0,0,0,0,0]
["ENERGY STAR Water Cooler",9.5218615497287828E-2,9.5218615497287828E-2,null,547.5,10,null,85,null,null,1,1000,1000,1000,0,0,0,0,0,0,0,0,0,0,0,0,0,0,0,0,0,0,0,0,0,0,0,0,0,0,0]
["ENERGY STAR Water Cooler",9.5218615497287828E-2,9.5218615497287828E-2,null,547.5,10,null,85,null,null,1,1000,1000,1000,0,0,0,0,0,0,0,0,0,0,0,0,0,0,0,0,0,0,0,0,0,0,0,0,0,0,0]
["Heat Pump Pool Heater",0,0.3438087536350769,null,9411.7647058823532,15,null,906.94999999999982,null,null,1,1000,1000,1000,0,0,0,0,0,0,0,0,0,0,0,0,0,0,0,0,0,0,0,0,0,0,0,0,0,0,0]
["Heat Pump Pool Heater",0,0.3438087536350769,null,9411.7647058823532,15,null,906.94999999999982,null,null,1,1000,1000,1000,0,0,0,0,0,0,0,0,0,0,0,0,0,0,0,0,0,0,0,0,0,0,0,0,0,0,0]
["Heat Pump Pool Heater",0,0.3438087536350769,null,9411.7647058823532,15,null,906.94999999999982,null,null,1,1000,1000,1000,0,0,0,0,0,0,0,0,0,0,0,0,0,0,0,0,0,0,0,0,0,0,0,0,0,0,0]
["Heat Pump Pool Heater",0,0.3438087536350769,null,9411.7647058823532,15,null,906.94999999999982,null,null,1,1000,1000,1000,0,0,0,0,0,0,0,0,0,0,0,0,0,0,0,0,0,0,0,0,0,0,0,0,0,0,0]
["Heat Pump Pool Heater",0,0.3438087536350769,null,9411.7647058823532,15,null,906.94999999999982,null,null,1,1000,1000,1000,0,0,0,0,0,0,0,0,0,0,0,0,0,0,0,0,0,0,0,0,0,0,0,0,0,0,0]
["Heat Pump Pool Heater",0,0.3438087536350769,null,9411.7647058823532,15,null,906.94999999999982,null,null,1,1000,1000,1000,0,0,0,0,0,0,0,0,0,0,0,0,0,0,0,0,0,0,0,0,0,0,0,0,0,0,0]
["Heat Pump Pool Heater",0,0.3438087536350769,null,9411.7647058823532,15,null,906.94999999999982,null,null,1,1000,1000,1000,0,0,0,0,0,0,0,0,0,0,0,0,0,0,0,0,0,0,0,0,0,0,0,0,0,0,0]
["Heat Pump Pool Heater",0,0.3438087536350769,null,9411.7647058823532,15,null,906.94999999999982,null,null,1,1000,1000,1000,0,0,0,0,0,0,0,0,0,0,0,0,0,0,0,0,0,0,0,0,0,0,0,0,0,0,0]
["Heat Pump Pool Heater",0,0.3438087536350769,null,9411.7647058823532,15,null,906.94999999999982,null,null,1,1000,1000,1000,0,0,0,0,0,0,0,0,0,0,0,0,0,0,0,0,0,0,0,0,0,0,0,0,0,0,0]
["Heat Pump Pool Heater",0,0.3438087536350769,null,9411.7647058823532,15,null,906.94999999999982,null,null,1,1000,1000,1000,0,0,0,0,0,0,0,0,0,0,0,0,0,0,0,0,0,0,0,0,0,0,0,0,0,0,0]
["Heat Pump Pool Heater",0,0.3438087536350769,null,9411.7647058823532,15,null,906.94999999999982,null,null,1,1000,1000,1000,0,0,0,0,0,0,0,0,0,0,0,0,0,0,0,0,0,0,0,0,0,0,0,0,0,0,0]
["Heat Pump Pool Heater",0,0.3438087536350769,null,9411.7647058823532,15,null,906.94999999999982,null,null,1,1000,1000,1000,0,0,0,0,0,0,0,0,0,0,0,0,0,0,0,0,0,0,0,0,0,0,0,0,0,0,0]
["Heat Pump Pool Heater",0,0.3438087536350769,null,9411.7647058823532,15,null,906.94999999999982,null,null,1,1000,1000,1000,0,0,0,0,0,0,0,0,0,0,0,0,0,0,0,0,0,0,0,0,0,0,0,0,0,0,0]
["Solar Pool Heater",0,0.37007192231553421,null,10130.718954248367,15,null,3477,null,null,1,1000,1000,1000,0,0,0,0,0,0,0,0,0,0,0,0,0,0,0,0,0,0,0,0,0,0,0,0,0,0,0]
["Solar Pool Heater",0,0.37007192231553421,null,10130.718954248367,15,null,3477,null,null,1,1000,1000,1000,0,0,0,0,0,0,0,0,0,0,0,0,0,0,0,0,0,0,0,0,0,0,0,0,0,0,0]
["Solar Pool Heater",0,0.37007192231553421,null,10130.718954248367,15,null,3477,null,null,1,1000,1000,1000,0,0,0,0,0,0,0,0,0,0,0,0,0,0,0,0,0,0,0,0,0,0,0,0,0,0,0]
["Solar Pool Heater",0,0.37007192231553421,null,10130.718954248367,15,null,3477,null,null,1,1000,1000,1000,0,0,0,0,0,0,0,0,0,0,0,0,0,0,0,0,0,0,0,0,0,0,0,0,0,0,0]
["Solar Pool Heater",0,0.37007192231553421,null,10130.718954248367,15,null,3477,null,null,1,1000,1000,1000,0,0,0,0,0,0,0,0,0,0,0,0,0,0,0,0,0,0,0,0,0,0,0,0,0,0,0]
["Solar Pool Heater",0,0.37007192231553421,null,10130.718954248367,15,null,3477,null,null,1,1000,1000,1000,0,0,0,0,0,0,0,0,0,0,0,0,0,0,0,0,0,0,0,0,0,0,0,0,0,0,0]
["Solar Pool Heater",0,0.37007192231553421,null,10130.718954248367,15,null,3477,null,null,1,1000,1000,1000,0,0,0,0,0,0,0,0,0,0,0,0,0,0,0,0,0,0,0,0,0,0,0,0,0,0,0]
["Solar Pool Heater",0,0.37007192231553421,null,10130.718954248367,15,null,3477,null,null,1,1000,1000,1000,0,0,0,0,0,0,0,0,0,0,0,0,0,0,0,0,0,0,0,0,0,0,0,0,0,0,0]
["Solar Pool Heater",0,0.37007192231553421,null,10130.718954248367,15,null,3477,null,null,1,1000,1000,1000,0,0,0,0,0,0,0,0,0,0,0,0,0,0,0,0,0,0,0,0,0,0,0,0,0,0,0]
["Solar Pool Heater",0,0.37007192231553421,null,10130.718954248367,15,null,3477,null,null,1,1000,1000,1000,0,0,0,0,0,0,0,0,0,0,0,0,0,0,0,0,0,0,0,0,0,0,0,0,0,0,0]
["Solar Pool Heater",0,0.37007192231553421,null,10130.718954248367,15,null,3477,null,null,1,1000,1000,1000,0,0,0,0,0,0,0,0,0,0,0,0,0,0,0,0,0,0,0,0,0,0,0,0,0,0,0]
["Solar Pool Heater",0,0.37007192231553421,null,10130.718954248367,15,null,3477,null,null,1,1000,1000,1000,0,0,0,0,0,0,0,0,0,0,0,0,0,0,0,0,0,0,0,0,0,0,0,0,0,0,0]
["Solar Pool Heater",0,0.37007192231553421,null,10130.718954248367,15,null,3477,null,null,1,1000,1000,1000,0,0,0,0,0,0,0,0,0,0,0,0,0,0,0,0,0,0,0,0,0,0,0,0,0,0,0]
["Solar Powered Pool Pump",0.9566958634359255,0.14849999881471379,null,4065.1875000000009,10,null,2259.0100000000002,null,null,1,1000,1000,1000,0,0,0,0,0,0,0,0,0,0,0,0,0,0,0,0,0,0,0,0,0,0,0,0,0,0,0]
["Solar Powered Pool Pump",0.9566958634359255,0.14849999881471379,null,4065.1875000000009,10,null,2259.0100000000002,null,null,1,1000,1000,1000,0,0,0,0,0,0,0,0,0,0,0,0,0,0,0,0,0,0,0,0,0,0,0,0,0,0,0]
["Solar Powered Pool Pump",0.9566958634359255,0.14849999881471379,null,4065.1875000000009,10,null,2259.0100000000002,null,null,1,1000,1000,1000,0,0,0,0,0,0,0,0,0,0,0,0,0,0,0,0,0,0,0,0,0,0,0,0,0,0,0]
["Solar Powered Pool Pump",0.9566958634359255,0.14849999881471379,null,4065.1875000000009,10,null,2259.0100000000002,null,null,1,1000,1000,1000,0,0,0,0,0,0,0,0,0,0,0,0,0,0,0,0,0,0,0,0,0,0,0,0,0,0,0]
["Solar Powered Pool Pump",0.9566958634359255,0.14849999881471379,null,4065.1875000000009,10,null,2259.0100000000002,null,null,1,1000,1000,1000,0,0,0,0,0,0,0,0,0,0,0,0,0,0,0,0,0,0,0,0,0,0,0,0,0,0,0]
["Solar Powered Pool Pump",0.9566958634359255,0.14849999881471379,null,4065.1875000000009,10,null,2259.0100000000002,null,null,1,1000,1000,1000,0,0,0,0,0,0,0,0,0,0,0,0,0,0,0,0,0,0,0,0,0,0,0,0,0,0,0]
["Solar Powered Pool Pump",0.9566958634359255,0.14849999881471379,null,4065.1875000000009,10,null,2259.0100000000002,null,null,1,1000,1000,1000,0,0,0,0,0,0,0,0,0,0,0,0,0,0,0,0,0,0,0,0,0,0,0,0,0,0,0]
["Solar Powered Pool Pump",0.9566958634359255,0.14849999881471379,null,4065.1875000000009,10,null,2259.0100000000002,null,null,1,1000,1000,1000,0,0,0,0,0,0,0,0,0,0,0,0,0,0,0,0,0,0,0,0,0,0,0,0,0,0,0]
["Solar Powered Pool Pump",0.9566958634359255,0.14849999881471379,null,4065.1875000000009,10,null,2259.0100000000002,null,null,1,1000,1000,1000,0,0,0,0,0,0,0,0,0,0,0,0,0,0,0,0,0,0,0,0,0,0,0,0,0,0,0]
["Solar Powered Pool Pump",0.9566958634359255,0.14849999881471379,null,4065.1875000000009,10,null,2259.0100000000002,null,null,1,1000,1000,1000,0,0,0,0,0,0,0,0,0,0,0,0,0,0,0,0,0,0,0,0,0,0,0,0,0,0,0]
["Solar Powered Pool Pump",0.9566958634359255,0.14849999881471379,null,4065.1875000000009,10,null,2259.0100000000002,null,null,1,1000,1000,1000,0,0,0,0,0,0,0,0,0,0,0,0,0,0,0,0,0,0,0,0,0,0,0,0,0,0,0]
["Two Speed Pool Pump",0.72974780890184465,0.11327272636861549,null,3100.8409090909099,10,null,359.01,null,null,1,1000,1000,1000,0,0,0,0,0,0,0,0,0,0,0,0,0,0,0,0,0,0,0,0,0,0,0,0,0,0,0]
["Two Speed Pool Pump",0.72974780890184465,0.11327272636861549,null,3100.8409090909099,10,null,359.01,null,null,1,1000,1000,1000,0,0,0,0,0,0,0,0,0,0,0,0,0,0,0,0,0,0,0,0,0,0,0,0,0,0,0]
["Two Speed Pool Pump",0.72974780890184465,0.11327272636861549,null,3100.8409090909099,10,null,359.01,null,null,1,1000,1000,1000,0,0,0,0,0,0,0,0,0,0,0,0,0,0,0,0,0,0,0,0,0,0,0,0,0,0,0]
["Two Speed Pool Pump",0.72974780890184465,0.11327272636861549,null,3100.8409090909099,10,null,359.01,null,null,1,1000,1000,1000,0,0,0,0,0,0,0,0,0,0,0,0,0,0,0,0,0,0,0,0,0,0,0,0,0,0,0]
["Two Speed Pool Pump",0.72974780890184465,0.11327272636861549,null,3100.8409090909099,10,null,359.01,null,null,1,1000,1000,1000,0,0,0,0,0,0,0,0,0,0,0,0,0,0,0,0,0,0,0,0,0,0,0,0,0,0,0]
["Two Speed Pool Pump",0.72974780890184465,0.11327272636861549,null,3100.8409090909099,10,null,359.01,null,null,1,1000,1000,1000,0,0,0,0,0,0,0,0,0,0,0,0,0,0,0,0,0,0,0,0,0,0,0,0,0,0,0]
["Two Speed Pool Pump",0.72974780890184465,0.11327272636861549,null,3100.8409090909099,10,null,359.01,null,null,1,1000,1000,1000,0,0,0,0,0,0,0,0,0,0,0,0,0,0,0,0,0,0,0,0,0,0,0,0,0,0,0]
["Two Speed Pool Pump",0.72974780890184465,0.11327272636861549,null,3100.8409090909099,10,null,359.01,null,null,1,1000,1000,1000,0,0,0,0,0,0,0,0,0,0,0,0,0,0,0,0,0,0,0,0,0,0,0,0,0,0,0]
["Two Speed Pool Pump",0.72974780890184465,0.11327272636861549,null,3100.8409090909099,10,null,359.01,null,null,1,1000,1000,1000,0,0,0,0,0,0,0,0,0,0,0,0,0,0,0,0,0,0,0,0,0,0,0,0,0,0,0]
["Two Speed Pool Pump",0.72974780890184465,0.11327272636861549,null,3100.8409090909099,10,null,359.01,null,null,1,1000,1000,1000,0,0,0,0,0,0,0,0,0,0,0,0,0,0,0,0,0,0,0,0,0,0,0,0,0,0,0]
["Two Speed Pool Pump",0.72974780890184465,0.11327272636861549,null,3100.8409090909099,10,null,359.01,null,null,1,1000,1000,1000,0,0,0,0,0,0,0,0,0,0,0,0,0,0,0,0,0,0,0,0,0,0,0,0,0,0,0]
["Two Speed Pool Pump",0.72974780890184465,0.11327272636861549,null,3100.8409090909099,10,null,359.01,null,null,1,1000,1000,1000,0,0,0,0,0,0,0,0,0,0,0,0,0,0,0,0,0,0,0,0,0,0,0,0,0,0,0]
["Two Speed Pool Pump",0.72974780890184465,0.11327272636861549,null,3100.8409090909099,10,null,359.01,null,null,1,1000,1000,1000,0,0,0,0,0,0,0,0,0,0,0,0,0,0,0,0,0,0,0,0,0,0,0,0,0,0,0]
["Variable Speed Pool Pump",0.76020277363932132,0.11799999905815642,null,3230.2500000000009,10,null,1085.01,null,null,1,1000,1000,1000,0,0,0,0,0,0,0,0,0,0,0,0,0,0,0,0,0,0,0,0,0,0,0,0,0,0,0]
["Variable Speed Pool Pump",0.76020277363932132,0.11799999905815642,null,3230.2500000000009,10,null,1085.01,null,null,1,1000,1000,1000,0,0,0,0,0,0,0,0,0,0,0,0,0,0,0,0,0,0,0,0,0,0,0,0,0,0,0]
["Variable Speed Pool Pump",0.76020277363932132,0.11799999905815642,null,3230.2500000000009,10,null,1085.01,null,null,1,1000,1000,1000,0,0,0,0,0,0,0,0,0,0,0,0,0,0,0,0,0,0,0,0,0,0,0,0,0,0,0]
["Variable Speed Pool Pump",0.76020277363932132,0.11799999905815642,null,3230.2500000000009,10,null,1085.01,null,null,1,1000,1000,1000,0,0,0,0,0,0,0,0,0,0,0,0,0,0,0,0,0,0,0,0,0,0,0,0,0,0,0]
["Variable Speed Pool Pump",0.76020277363932132,0.11799999905815642,null,3230.2500000000009,10,null,1085.01,null,null,1,1000,1000,1000,0,0,0,0,0,0,0,0,0,0,0,0,0,0,0,0,0,0,0,0,0,0,0,0,0,0,0]
["Variable Speed Pool Pump",0.76020277363932132,0.11799999905815642,null,3230.2500000000009,10,null,1085.01,null,null,1,1000,1000,1000,0,0,0,0,0,0,0,0,0,0,0,0,0,0,0,0,0,0,0,0,0,0,0,0,0,0,0]
["Variable Speed Pool Pump",0.76020277363932132,0.11799999905815642,null,3230.2500000000009,10,null,1085.01,null,null,1,1000,1000,1000,0,0,0,0,0,0,0,0,0,0,0,0,0,0,0,0,0,0,0,0,0,0,0,0,0,0,0]
["Variable Speed Pool Pump",0.76020277363932132,0.11799999905815642,null,3230.2500000000009,10,null,1085.01,null,null,1,1000,1000,1000,0,0,0,0,0,0,0,0,0,0,0,0,0,0,0,0,0,0,0,0,0,0,0,0,0,0,0]
["Variable Speed Pool Pump",0.76020277363932132,0.11799999905815642,null,3230.2500000000009,10,null,1085.01,null,null,1,1000,1000,1000,0,0,0,0,0,0,0,0,0,0,0,0,0,0,0,0,0,0,0,0,0,0,0,0,0,0,0]
["Variable Speed Pool Pump",0.76020277363932132,0.11799999905815642,null,3230.2500000000009,10,null,1085.01,null,null,1,1000,1000,1000,0,0,0,0,0,0,0,0,0,0,0,0,0,0,0,0,0,0,0,0,0,0,0,0,0,0,0]
["Variable Speed Pool Pump",0.76020277363932132,0.11799999905815642,null,3230.2500000000009,10,null,1085.01,null,null,1,1000,1000,1000,0,0,0,0,0,0,0,0,0,0,0,0,0,0,0,0,0,0,0,0,0,0,0,0,0,0,0]
["ENERGY STAR Imaging Equipment",5.7800301420502374E-2,3.8812842546030887E-2,null,416.80000000000007,6,null,585.13999999999987,null,null,1,1000,1000,1000,0,0,0,0,0,0,0,0,0,0,0,0,0,0,0,0,0,0,0,0,0,0,0,0,0,0,0]
["ENERGY STAR Imaging Equipment",5.7800301420502374E-2,3.8812842546030887E-2,null,416.80000000000007,6,null,585.13999999999987,null,null,1,1000,1000,1000,0,0,0,0,0,0,0,0,0,0,0,0,0,0,0,0,0,0,0,0,0,0,0,0,0,0,0]
["ENERGY STAR Imaging Equipment",5.7800301420502374E-2,3.8812842546030887E-2,null,416.80000000000007,6,null,585.13999999999987,null,null,1,1000,1000,1000,0,0,0,0,0,0,0,0,0,0,0,0,0,0,0,0,0,0,0,0,0,0,0,0,0,0,0]
["ENERGY STAR Imaging Equipment",5.7800301420502374E-2,3.8812842546030887E-2,null,416.80000000000007,6,null,585.13999999999987,null,null,1,1000,1000,1000,0,0,0,0,0,0,0,0,0,0,0,0,0,0,0,0,0,0,0,0,0,0,0,0,0,0,0]
["ENERGY STAR Imaging Equipment",5.7800301420502374E-2,3.8812842546030887E-2,null,416.80000000000007,6,null,585.13999999999987,null,null,1,1000,1000,1000,0,0,0,0,0,0,0,0,0,0,0,0,0,0,0,0,0,0,0,0,0,0,0,0,0,0,0]
["ENERGY STAR Imaging Equipment",5.7800301420502374E-2,3.8812842546030887E-2,null,416.80000000000007,6,null,585.13999999999987,null,null,1,1000,1000,1000,0,0,0,0,0,0,0,0,0,0,0,0,0,0,0,0,0,0,0,0,0,0,0,0,0,0,0]
["ENERGY STAR Imaging Equipment",5.7800301420502374E-2,3.8812842546030887E-2,null,416.80000000000007,6,null,585.13999999999987,null,null,1,1000,1000,1000,0,0,0,0,0,0,0,0,0,0,0,0,0,0,0,0,0,0,0,0,0,0,0,0,0,0,0]
["ENERGY STAR Imaging Equipment",5.7800301420502374E-2,3.8812842546030887E-2,null,416.80000000000007,6,null,585.13999999999987,null,null,1,1000,1000,1000,0,0,0,0,0,0,0,0,0,0,0,0,0,0,0,0,0,0,0,0,0,0,0,0,0,0,0]
["ENERGY STAR Imaging Equipment",5.7800301420502374E-2,3.8812842546030887E-2,null,416.80000000000007,6,null,585.13999999999987,null,null,1,1000,1000,1000,0,0,0,0,0,0,0,0,0,0,0,0,0,0,0,0,0,0,0,0,0,0,0,0,0,0,0]
["ENERGY STAR Imaging Equipment",5.7800301420502374E-2,3.8812842546030887E-2,null,416.80000000000007,6,null,585.13999999999987,null,null,1,1000,1000,1000,0,0,0,0,0,0,0,0,0,0,0,0,0,0,0,0,0,0,0,0,0,0,0,0,0,0,0]
["ENERGY STAR Imaging Equipment",5.7800301420502374E-2,3.8812842546030887E-2,null,416.80000000000007,6,null,585.13999999999987,null,null,1,1000,1000,1000,0,0,0,0,0,0,0,0,0,0,0,0,0,0,0,0,0,0,0,0,0,0,0,0,0,0,0]
["ENERGY STAR Imaging Equipment",5.7800301420502374E-2,3.8812842546030887E-2,null,416.80000000000007,6,null,585.13999999999987,null,null,1,1000,1000,1000,0,0,0,0,0,0,0,0,0,0,0,0,0,0,0,0,0,0,0,0,0,0,0,0,0,0,0]
["ENERGY STAR Imaging Equipment",5.7800301420502374E-2,3.8812842546030887E-2,null,416.80000000000007,6,null,585.13999999999987,null,null,1,1000,1000,1000,0,0,0,0,0,0,0,0,0,0,0,0,0,0,0,0,0,0,0,0,0,0,0,0,0,0,0]
["Energy Star PCs",1.7590857350754812E-2,6.8231038882878067E-3,null,123.51540393600004,4,null,20,null,null,1,1000,1000,1000,0,0,0,0,0,0,0,0,0,0,0,0,0,0,0,0,0,0,0,0,0,0,0,0,0,0,0]
["Energy Star PCs",1.7590857350754812E-2,6.8231038882878067E-3,null,123.51540393600004,4,null,20,null,null,1,1000,1000,1000,0,0,0,0,0,0,0,0,0,0,0,0,0,0,0,0,0,0,0,0,0,0,0,0,0,0,0]
["Energy Star PCs",1.7590857350754812E-2,6.8231038882878067E-3,null,123.51540393600004,4,null,20,null,null,1,1000,1000,1000,0,0,0,0,0,0,0,0,0,0,0,0,0,0,0,0,0,0,0,0,0,0,0,0,0,0,0]
["Energy Star PCs",1.7590857350754812E-2,0,null,123.51540393600004,4,null,20,null,null,1,1000,1000,1000,0,0,0,0,0,0,0,0,0,0,0,0,0,0,0,0,0,0,0,0,0,0,0,0,0,0,0]
["Energy Star PCs",1.7590857350754812E-2,6.8231038882878067E-3,null,123.51540393600004,4,null,20,null,null,1,1000,1000,1000,0,0,0,0,0,0,0,0,0,0,0,0,0,0,0,0,0,0,0,0,0,0,0,0,0,0,0]
["Energy Star PCs",1.7590857350754812E-2,6.8231038882878067E-3,null,123.51540393600004,4,null,20,null,null,1,1000,1000,1000,0,0,0,0,0,0,0,0,0,0,0,0,0,0,0,0,0,0,0,0,0,0,0,0,0,0,0]
["Energy Star PCs",2.3703307740504134E-2,2.3703307740504134E-2,null,123.51540393600004,4,null,20,null,null,1,1000,1000,1000,0,0,0,0,0,0,0,0,0,0,0,0,0,0,0,0,0,0,0,0,0,0,0,0,0,0,0]
["Energy Star PCs",1.7590857350754812E-2,6.8231038882878067E-3,null,123.51540393600004,4,null,20,null,null,1,1000,1000,1000,0,0,0,0,0,0,0,0,0,0,0,0,0,0,0,0,0,0,0,0,0,0,0,0,0,0,0]
["Energy Star PCs",1.7590857350754812E-2,0,null,123.51540393600004,4,null,20,null,null,1,1000,1000,1000,0,0,0,0,0,0,0,0,0,0,0,0,0,0,0,0,0,0,0,0,0,0,0,0,0,0,0]
["Energy Star PCs",1.7590857350754812E-2,6.8231038882878067E-3,null,123.51540393600004,4,null,20,null,null,1,1000,1000,1000,0,0,0,0,0,0,0,0,0,0,0,0,0,0,0,0,0,0,0,0,0,0,0,0,0,0,0]
["Energy Star PCs",1.7590857350754812E-2,0,null,123.51540393600004,4,null,20,null,null,1,1000,1000,1000,0,0,0,0,0,0,0,0,0,0,0,0,0,0,0,0,0,0,0,0,0,0,0,0,0,0,0]
["Energy Star PCs",1.7590857350754812E-2,0,null,123.51540393600004,4,null,20,null,null,1,1000,1000,1000,0,0,0,0,0,0,0,0,0,0,0,0,0,0,0,0,0,0,0,0,0,0,0,0,0,0,0]
["Energy Star Servers",0.16918567615621083,0.11767270586594598,null,1136.6997182173809,4,null,70,null,null,1,1000,1000,1000,0,0,0,0,0,0,0,0,0,0,0,0,0,0,0,0,0,0,0,0,0,0,0,0,0,0,0]
["Energy Star Servers",0.16918567615621083,0.11767270586594598,null,1136.6997182173809,4,null,70,null,null,1,1000,1000,1000,0,0,0,0,0,0,0,0,0,0,0,0,0,0,0,0,0,0,0,0,0,0,0,0,0,0,0]
["Energy Star Servers",0.16918567615621083,0.11767270586594598,null,1136.6997182173809,4,null,70,null,null,1,1000,1000,1000,0,0,0,0,0,0,0,0,0,0,0,0,0,0,0,0,0,0,0,0,0,0,0,0,0,0,0]
["Energy Star Servers",0.16918567615621083,0.11767270586594598,null,1136.6997182173809,4,null,70,null,null,1,1000,1000,1000,0,0,0,0,0,0,0,0,0,0,0,0,0,0,0,0,0,0,0,0,0,0,0,0,0,0,0]
["Energy Star Servers",0.16918567615621083,0.11767270586594598,null,1136.6997182173809,4,null,70,null,null,1,1000,1000,1000,0,0,0,0,0,0,0,0,0,0,0,0,0,0,0,0,0,0,0,0,0,0,0,0,0,0,0]
["Energy Star Servers",0.16918567615621083,0.11767270586594598,null,1136.6997182173809,4,null,70,null,null,1,1000,1000,1000,0,0,0,0,0,0,0,0,0,0,0,0,0,0,0,0,0,0,0,0,0,0,0,0,0,0,0]
["Energy Star Servers",0.16918567615621083,0.11767270586594598,null,1136.6997182173809,4,null,70,null,null,1,1000,1000,1000,0,0,0,0,0,0,0,0,0,0,0,0,0,0,0,0,0,0,0,0,0,0,0,0,0,0,0]
["Energy Star Servers",0.16918567615621083,0.11767270586594598,null,1136.6997182173809,4,null,70,null,null,1,1000,1000,1000,0,0,0,0,0,0,0,0,0,0,0,0,0,0,0,0,0,0,0,0,0,0,0,0,0,0,0]
["Energy Star Servers",0.16918567615621083,0.11767270586594598,null,1136.6997182173809,4,null,70,null,null,1,1000,1000,1000,0,0,0,0,0,0,0,0,0,0,0,0,0,0,0,0,0,0,0,0,0,0,0,0,0,0,0]
["Energy Star Servers",0.16918567615621083,0.11767270586594598,null,1136.6997182173809,4,null,70,null,null,1,1000,1000,1000,0,0,0,0,0,0,0,0,0,0,0,0,0,0,0,0,0,0,0,0,0,0,0,0,0,0,0]
["Energy Star Servers",0.16918567615621083,0.11767270586594598,null,1136.6997182173809,4,null,70,null,null,1,1000,1000,1000,0,0,0,0,0,0,0,0,0,0,0,0,0,0,0,0,0,0,0,0,0,0,0,0,0,0,0]
["Energy Star Servers",0.16918567615621083,0.11767270586594598,null,1136.6997182173809,4,null,70,null,null,1,1000,1000,1000,0,0,0,0,0,0,0,0,0,0,0,0,0,0,0,0,0,0,0,0,0,0,0,0,0,0,0]
["Energy Star Servers",0.16918567615621083,0.11767270586594598,null,1136.6997182173809,4,null,70,null,null,1,1000,1000,1000,0,0,0,0,0,0,0,0,0,0,0,0,0,0,0,0,0,0,0,0,0,0,0,0,0,0,0]
["Energy Star Uninterruptable Power Supply",6.109720045490998E-4,6.109720045490998E-4,null,5.3521145040806459,10,null,1.5473039215686275,null,null,1,1000,1000,1000,0,0,0,0,0,0,0,0,0,0,0,0,0,0,0,0,0,0,0,0,0,0,0,0,0,0,0]
["Energy Star Uninterruptable Power Supply",6.109720045490998E-4,6.109720045490998E-4,null,5.3521145040806459,10,null,1.5473039215686275,null,null,1,1000,1000,1000,0,0,0,0,0,0,0,0,0,0,0,0,0,0,0,0,0,0,0,0,0,0,0,0,0,0,0]
["Energy Star Uninterruptable Power Supply",6.109720045490998E-4,6.109720045490998E-4,null,5.3521145040806459,10,null,1.5473039215686275,null,null,1,1000,1000,1000,0,0,0,0,0,0,0,0,0,0,0,0,0,0,0,0,0,0,0,0,0,0,0,0,0,0,0]
["Energy Star Uninterruptable Power Supply",6.109720045490998E-4,6.109720045490998E-4,null,5.3521145040806459,10,null,1.5473039215686275,null,null,1,1000,1000,1000,0,0,0,0,0,0,0,0,0,0,0,0,0,0,0,0,0,0,0,0,0,0,0,0,0,0,0]
["Energy Star Uninterruptable Power Supply",6.109720045490998E-4,6.109720045490998E-4,null,5.3521145040806459,10,null,1.5473039215686275,null,null,1,1000,1000,1000,0,0,0,0,0,0,0,0,0,0,0,0,0,0,0,0,0,0,0,0,0,0,0,0,0,0,0]
["Energy Star Uninterruptable Power Supply",6.109720045490998E-4,6.109720045490998E-4,null,5.3521145040806459,10,null,1.5473039215686275,null,null,1,1000,1000,1000,0,0,0,0,0,0,0,0,0,0,0,0,0,0,0,0,0,0,0,0,0,0,0,0,0,0,0]
["Energy Star Uninterruptable Power Supply",6.109720045490998E-4,6.109720045490998E-4,null,5.3521145040806459,10,null,1.5473039215686275,null,null,1,1000,1000,1000,0,0,0,0,0,0,0,0,0,0,0,0,0,0,0,0,0,0,0,0,0,0,0,0,0,0,0]
["Energy Star Uninterruptable Power Supply",6.109720045490998E-4,6.109720045490998E-4,null,5.3521145040806459,10,null,1.5473039215686275,null,null,1,1000,1000,1000,0,0,0,0,0,0,0,0,0,0,0,0,0,0,0,0,0,0,0,0,0,0,0,0,0,0,0]
["Energy Star Uninterruptable Power Supply",6.109720045490998E-4,6.109720045490998E-4,null,5.3521145040806459,10,null,1.5473039215686275,null,null,1,1000,1000,1000,0,0,0,0,0,0,0,0,0,0,0,0,0,0,0,0,0,0,0,0,0,0,0,0,0,0,0]
["Energy Star Uninterruptable Power Supply",6.109720045490998E-4,6.109720045490998E-4,null,5.3521145040806459,10,null,1.5473039215686275,null,null,1,1000,1000,1000,0,0,0,0,0,0,0,0,0,0,0,0,0,0,0,0,0,0,0,0,0,0,0,0,0,0,0]
["Energy Star Uninterruptable Power Supply",6.109720045490998E-4,6.109720045490998E-4,null,5.3521145040806459,10,null,1.5473039215686275,null,null,1,1000,1000,1000,0,0,0,0,0,0,0,0,0,0,0,0,0,0,0,0,0,0,0,0,0,0,0,0,0,0,0]
["Energy Star Uninterruptable Power Supply",6.109720045490998E-4,6.109720045490998E-4,null,5.3521145040806459,10,null,1.5473039215686275,null,null,1,1000,1000,1000,0,0,0,0,0,0,0,0,0,0,0,0,0,0,0,0,0,0,0,0,0,0,0,0,0,0,0]
["Energy Star Uninterruptable Power Supply",6.109720045490998E-4,6.109720045490998E-4,null,5.3521145040806459,10,null,1.5473039215686275,null,null,1,1000,1000,1000,0,0,0,0,0,0,0,0,0,0,0,0,0,0,0,0,0,0,0,0,0,0,0,0,0,0,0]
["Server Virtualization",3.1291990298777823,2.1764331674203281,null,21024.000000000004,3,null,17700,null,null,1,1000,1000,1000,0,0,0,0,0,0,0,0,0,0,0,0,0,0,0,0,0,0,0,0,0,0,0,0,0,0,0]
["Server Virtualization",3.1291990298777823,2.1764331674203281,null,21024.000000000004,3,null,17700,null,null,1,1000,1000,1000,0,0,0,0,0,0,0,0,0,0,0,0,0,0,0,0,0,0,0,0,0,0,0,0,0,0,0]
["Server Virtualization",3.1291990298777823,2.1764331674203281,null,21024.000000000004,3,null,17700,null,null,1,1000,1000,1000,0,0,0,0,0,0,0,0,0,0,0,0,0,0,0,0,0,0,0,0,0,0,0,0,0,0,0]
["Server Virtualization",3.1291990298777823,2.1764331674203281,null,21024.000000000004,3,null,17700,null,null,1,1000,1000,1000,0,0,0,0,0,0,0,0,0,0,0,0,0,0,0,0,0,0,0,0,0,0,0,0,0,0,0]
["Server Virtualization",3.1291990298777823,2.1764331674203281,null,21024.000000000004,3,null,17700,null,null,1,1000,1000,1000,0,0,0,0,0,0,0,0,0,0,0,0,0,0,0,0,0,0,0,0,0,0,0,0,0,0,0]
["Server Virtualization",3.1291990298777823,2.1764331674203281,null,21024.000000000004,3,null,17700,null,null,1,1000,1000,1000,0,0,0,0,0,0,0,0,0,0,0,0,0,0,0,0,0,0,0,0,0,0,0,0,0,0,0]
["Server Virtualization",3.1291990298777823,2.1764331674203281,null,21024.000000000004,3,null,17700,null,null,1,1000,1000,1000,0,0,0,0,0,0,0,0,0,0,0,0,0,0,0,0,0,0,0,0,0,0,0,0,0,0,0]
["Server Virtualization",3.1291990298777823,2.1764331674203281,null,21024.000000000004,3,null,17700,null,null,1,1000,1000,1000,0,0,0,0,0,0,0,0,0,0,0,0,0,0,0,0,0,0,0,0,0,0,0,0,0,0,0]
["Server Virtualization",3.1291990298777823,2.1764331674203281,null,21024.000000000004,3,null,17700,null,null,1,1000,1000,1000,0,0,0,0,0,0,0,0,0,0,0,0,0,0,0,0,0,0,0,0,0,0,0,0,0,0,0]
["Server Virtualization",3.1291990298777823,2.1764331674203281,null,21024.000000000004,3,null,17700,null,null,1,1000,1000,1000,0,0,0,0,0,0,0,0,0,0,0,0,0,0,0,0,0,0,0,0,0,0,0,0,0,0,0]
["Server Virtualization",3.1291990298777823,2.1764331674203281,null,21024.000000000004,3,null,17700,null,null,1,1000,1000,1000,0,0,0,0,0,0,0,0,0,0,0,0,0,0,0,0,0,0,0,0,0,0,0,0,0,0,0]
["Server Virtualization",3.1291990298777823,2.1764331674203281,null,21024.000000000004,3,null,17700,null,null,1,1000,1000,1000,0,0,0,0,0,0,0,0,0,0,0,0,0,0,0,0,0,0,0,0,0,0,0,0,0,0,0]
["Energy Star Commercial Glass Door Freezer",0.64111612464105128,0.22051043697658948,null,4389.9823255814035,12,null,166,null,null,1,1000,1000,1000,0,0,0,0,0,0,0,0,0,0,0,0,0,0,0,0,0,0,0,0,0,0,0,0,0,0,0]
["Energy Star Commercial Glass Door Freezer",0.5691836850586639,0.47676257816864248,null,4389.9823255814035,12,null,166,null,null,1,1000,1000,1000,0,0,0,0,0,0,0,0,0,0,0,0,0,0,0,0,0,0,0,0,0,0,0,0,0,0,0]
["Energy Star Commercial Glass Door Freezer",0.5691836850586639,0.47676257816864248,null,4389.9823255814035,12,null,166,null,null,1,1000,1000,1000,0,0,0,0,0,0,0,0,0,0,0,0,0,0,0,0,0,0,0,0,0,0,0,0,0,0,0]
["Energy Star Commercial Glass Door Freezer",0.64111612464105128,0.22051043697658948,null,4389.9823255814035,12,null,166,null,null,1,1000,1000,1000,0,0,0,0,0,0,0,0,0,0,0,0,0,0,0,0,0,0,0,0,0,0,0,0,0,0,0]
["Energy Star Commercial Glass Door Freezer",0.64111612464105128,0.22051043697658948,null,4389.9823255814035,12,null,166,null,null,1,1000,1000,1000,0,0,0,0,0,0,0,0,0,0,0,0,0,0,0,0,0,0,0,0,0,0,0,0,0,0,0]
["Energy Star Commercial Glass Door Freezer",0.5691836850586639,0.47676257816864248,null,4389.9823255814035,12,null,166,null,null,1,1000,1000,1000,0,0,0,0,0,0,0,0,0,0,0,0,0,0,0,0,0,0,0,0,0,0,0,0,0,0,0]
["Energy Star Commercial Glass Door Freezer",0.5691836850586639,0.47676257816864248,null,4389.9823255814035,12,null,166,null,null,1,1000,1000,1000,0,0,0,0,0,0,0,0,0,0,0,0,0,0,0,0,0,0,0,0,0,0,0,0,0,0,0]
["Energy Star Commercial Glass Door Freezer",0.64111612464105128,0.22051043697658948,null,4389.9823255814035,12,null,166,null,null,1,1000,1000,1000,0,0,0,0,0,0,0,0,0,0,0,0,0,0,0,0,0,0,0,0,0,0,0,0,0,0,0]
["Energy Star Commercial Glass Door Freezer",0.64111612464105128,0.22051043697658948,null,4389.9823255814035,12,null,166,null,null,1,1000,1000,1000,0,0,0,0,0,0,0,0,0,0,0,0,0,0,0,0,0,0,0,0,0,0,0,0,0,0,0]
["Energy Star Commercial Glass Door Freezer",0.5691836850586639,0.47676257816864248,null,4389.9823255814035,12,null,166,null,null,1,1000,1000,1000,0,0,0,0,0,0,0,0,0,0,0,0,0,0,0,0,0,0,0,0,0,0,0,0,0,0,0]
["Energy Star Commercial Glass Door Freezer",0.5691836850586639,0.47676257816864248,null,4389.9823255814035,12,null,166,null,null,1,1000,1000,1000,0,0,0,0,0,0,0,0,0,0,0,0,0,0,0,0,0,0,0,0,0,0,0,0,0,0,0]
["Energy Star Commercial Glass Door Freezer",0.64111612464105128,0.22051043697658948,null,4389.9823255814035,12,null,166,null,null,1,1000,1000,1000,0,0,0,0,0,0,0,0,0,0,0,0,0,0,0,0,0,0,0,0,0,0,0,0,0,0,0]
["Energy Star Commercial Glass Door Refrigerator",0.13477607277389778,4.6355924549550558E-2,null,922.86647402597464,12,null,164,null,null,1,1000,1000,1000,0,0,0,0,0,0,0,0,0,0,0,0,0,0,0,0,0,0,0,0,0,0,0,0,0,0,0]
["Energy Star Commercial Glass Door Refrigerator",0.1196543633996596,0.10022550589739715,null,922.86647402597464,12,null,164,null,null,1,1000,1000,1000,0,0,0,0,0,0,0,0,0,0,0,0,0,0,0,0,0,0,0,0,0,0,0,0,0,0,0]
["Energy Star Commercial Glass Door Refrigerator",0.13477607277389778,4.6355924549550558E-2,null,922.86647402597464,12,null,164,null,null,1,1000,1000,1000,0,0,0,0,0,0,0,0,0,0,0,0,0,0,0,0,0,0,0,0,0,0,0,0,0,0,0]
["Energy Star Commercial Glass Door Refrigerator",0.1196543633996596,0.10022550589739715,null,922.86647402597464,12,null,164,null,null,1,1000,1000,1000,0,0,0,0,0,0,0,0,0,0,0,0,0,0,0,0,0,0,0,0,0,0,0,0,0,0,0]
["Energy Star Commercial Glass Door Refrigerator",0.1196543633996596,0.10022550589739715,null,922.86647402597464,12,null,164,null,null,1,1000,1000,1000,0,0,0,0,0,0,0,0,0,0,0,0,0,0,0,0,0,0,0,0,0,0,0,0,0,0,0]
["Energy Star Commercial Glass Door Refrigerator",0.13477607277389778,4.6355924549550558E-2,null,922.86647402597464,12,null,164,null,null,1,1000,1000,1000,0,0,0,0,0,0,0,0,0,0,0,0,0,0,0,0,0,0,0,0,0,0,0,0,0,0,0]
["Energy Star Commercial Glass Door Refrigerator",0.13477607277389778,4.6355924549550558E-2,null,922.86647402597464,12,null,164,null,null,1,1000,1000,1000,0,0,0,0,0,0,0,0,0,0,0,0,0,0,0,0,0,0,0,0,0,0,0,0,0,0,0]
["Energy Star Commercial Glass Door Refrigerator",0.1196543633996596,0.10022550589739715,null,922.86647402597464,12,null,164,null,null,1,1000,1000,1000,0,0,0,0,0,0,0,0,0,0,0,0,0,0,0,0,0,0,0,0,0,0,0,0,0,0,0]
["Energy Star Commercial Glass Door Refrigerator",0.1196543633996596,0.10022550589739715,null,922.86647402597464,12,null,164,null,null,1,1000,1000,1000,0,0,0,0,0,0,0,0,0,0,0,0,0,0,0,0,0,0,0,0,0,0,0,0,0,0,0]
["Energy Star Commercial Glass Door Refrigerator",0.13477607277389778,4.6355924549550558E-2,null,922.86647402597464,12,null,164,null,null,1,1000,1000,1000,0,0,0,0,0,0,0,0,0,0,0,0,0,0,0,0,0,0,0,0,0,0,0,0,0,0,0]
["Energy Star Commercial Glass Door Refrigerator",0.13477607277389778,4.6355924549550558E-2,null,922.86647402597464,12,null,164,null,null,1,1000,1000,1000,0,0,0,0,0,0,0,0,0,0,0,0,0,0,0,0,0,0,0,0,0,0,0,0,0,0,0]
["Energy Star Commercial Glass Door Refrigerator",0.1196543633996596,0.10022550589739715,null,922.86647402597464,12,null,164,null,null,1,1000,1000,1000,0,0,0,0,0,0,0,0,0,0,0,0,0,0,0,0,0,0,0,0,0,0,0,0,0,0,0]
["Energy Star Commercial Glass Door Refrigerator",0.13477607277389778,4.6355924549550558E-2,null,922.86647402597464,12,null,164,null,null,1,1000,1000,1000,0,0,0,0,0,0,0,0,0,0,0,0,0,0,0,0,0,0,0,0,0,0,0,0,0,0,0]
["Energy Star Commercial Solid Door Freezer",0.37834200354596231,0.16906635541367804,null,2533.0469090909114,12,null,166,null,null,1,1000,1000,1000,0,0,0,0,0,0,0,0,0,0,0,0,0,0,0,0,0,0,0,0,0,0,0,0,0,0,0]
["Energy Star Commercial Solid Door Freezer",0.32842253773074775,0.27509498837403712,null,2533.0469090909114,12,null,166,null,null,1,1000,1000,1000,0,0,0,0,0,0,0,0,0,0,0,0,0,0,0,0,0,0,0,0,0,0,0,0,0,0,0]
["Energy Star Commercial Solid Door Freezer",0.32842253773074775,0.27509498837403712,null,2533.0469090909114,12,null,166,null,null,1,1000,1000,1000,0,0,0,0,0,0,0,0,0,0,0,0,0,0,0,0,0,0,0,0,0,0,0,0,0,0,0]
["Energy Star Commercial Solid Door Freezer",0.37834200354596231,0.16906635541367804,null,2533.0469090909114,12,null,166,null,null,1,1000,1000,1000,0,0,0,0,0,0,0,0,0,0,0,0,0,0,0,0,0,0,0,0,0,0,0,0,0,0,0]
["Energy Star Commercial Solid Door Freezer",0.32842253773074775,0.27509498837403712,null,2533.0469090909114,12,null,166,null,null,1,1000,1000,1000,0,0,0,0,0,0,0,0,0,0,0,0,0,0,0,0,0,0,0,0,0,0,0,0,0,0,0]
["Energy Star Commercial Solid Door Freezer",0.37834200354596231,0.16906635541367804,null,2533.0469090909114,12,null,166,null,null,1,1000,1000,1000,0,0,0,0,0,0,0,0,0,0,0,0,0,0,0,0,0,0,0,0,0,0,0,0,0,0,0]
["Energy Star Commercial Solid Door Freezer",0.37834200354596231,0.16906635541367804,null,2533.0469090909114,12,null,166,null,null,1,1000,1000,1000,0,0,0,0,0,0,0,0,0,0,0,0,0,0,0,0,0,0,0,0,0,0,0,0,0,0,0]
["Energy Star Commercial Solid Door Freezer",0.32842253773074775,0.27509498837403712,null,2533.0469090909114,12,null,166,null,null,1,1000,1000,1000,0,0,0,0,0,0,0,0,0,0,0,0,0,0,0,0,0,0,0,0,0,0,0,0,0,0,0]
["Energy Star Commercial Solid Door Freezer",0.32842253773074775,0.27509498837403712,null,2533.0469090909114,12,null,166,null,null,1,1000,1000,1000,0,0,0,0,0,0,0,0,0,0,0,0,0,0,0,0,0,0,0,0,0,0,0,0,0,0,0]
["Energy Star Commercial Solid Door Freezer",0.37834200354596231,0.16906635541367804,null,2533.0469090909114,12,null,166,null,null,1,1000,1000,1000,0,0,0,0,0,0,0,0,0,0,0,0,0,0,0,0,0,0,0,0,0,0,0,0,0,0,0]
["Energy Star Commercial Solid Door Freezer",0.37834200354596231,0.16906635541367804,null,2533.0469090909114,12,null,166,null,null,1,1000,1000,1000,0,0,0,0,0,0,0,0,0,0,0,0,0,0,0,0,0,0,0,0,0,0,0,0,0,0,0]
["Energy Star Commercial Solid Door Freezer",0.32842253773074775,0.27509498837403712,null,2533.0469090909114,12,null,166,null,null,1,1000,1000,1000,0,0,0,0,0,0,0,0,0,0,0,0,0,0,0,0,0,0,0,0,0,0,0,0,0,0,0]
["Energy Star Commercial Solid Door Freezer",0.37834200354596231,0.16906635541367804,null,2533.0469090909114,12,null,166,null,null,1,1000,1000,1000,0,0,0,0,0,0,0,0,0,0,0,0,0,0,0,0,0,0,0,0,0,0,0,0,0,0,0]
["Energy Star Commercial Solid Door Refrigerator",0.12694669019619978,5.6727548202808675E-2,null,849.92392651888269,12,null,164,null,null,1,1000,1000,1000,0,0,0,0,0,0,0,0,0,0,0,0,0,0,0,0,0,0,0,0,0,0,0,0,0,0,0]
["Energy Star Commercial Solid Door Refrigerator",0.11019700102024241,9.2303783181196725E-2,null,849.92392651888269,12,null,164,null,null,1,1000,1000,1000,0,0,0,0,0,0,0,0,0,0,0,0,0,0,0,0,0,0,0,0,0,0,0,0,0,0,0]
["Energy Star Commercial Solid Door Refrigerator",0.12694669019619978,5.6727548202808675E-2,null,849.92392651888269,12,null,164,null,null,1,1000,1000,1000,0,0,0,0,0,0,0,0,0,0,0,0,0,0,0,0,0,0,0,0,0,0,0,0,0,0,0]
["Energy Star Commercial Solid Door Refrigerator",0.12694669019619978,5.6727548202808675E-2,null,849.92392651888269,12,null,164,null,null,1,1000,1000,1000,0,0,0,0,0,0,0,0,0,0,0,0,0,0,0,0,0,0,0,0,0,0,0,0,0,0,0]
["Energy Star Commercial Solid Door Refrigerator",0.11019700102024241,9.2303783181196725E-2,null,849.92392651888269,12,null,164,null,null,1,1000,1000,1000,0,0,0,0,0,0,0,0,0,0,0,0,0,0,0,0,0,0,0,0,0,0,0,0,0,0,0]
["Energy Star Commercial Solid Door Refrigerator",0.12694669019619978,5.6727548202808675E-2,null,849.92392651888269,12,null,164,null,null,1,1000,1000,1000,0,0,0,0,0,0,0,0,0,0,0,0,0,0,0,0,0,0,0,0,0,0,0,0,0,0,0]
["Energy Star Commercial Solid Door Refrigerator",0.12694669019619978,5.6727548202808675E-2,null,849.92392651888269,12,null,164,null,null,1,1000,1000,1000,0,0,0,0,0,0,0,0,0,0,0,0,0,0,0,0,0,0,0,0,0,0,0,0,0,0,0]
["Energy Star Commercial Solid Door Refrigerator",0.11019700102024241,9.2303783181196725E-2,null,849.92392651888269,12,null,164,null,null,1,1000,1000,1000,0,0,0,0,0,0,0,0,0,0,0,0,0,0,0,0,0,0,0,0,0,0,0,0,0,0,0]
["Energy Star Commercial Solid Door Refrigerator",0.11019700102024241,9.2303783181196725E-2,null,849.92392651888269,12,null,164,null,null,1,1000,1000,1000,0,0,0,0,0,0,0,0,0,0,0,0,0,0,0,0,0,0,0,0,0,0,0,0,0,0,0]
["Energy Star Commercial Solid Door Refrigerator",0.12694669019619978,5.6727548202808675E-2,null,849.92392651888269,12,null,164,null,null,1,1000,1000,1000,0,0,0,0,0,0,0,0,0,0,0,0,0,0,0,0,0,0,0,0,0,0,0,0,0,0,0]
["Energy Star Commercial Solid Door Refrigerator",0.12694669019619978,5.6727548202808675E-2,null,849.92392651888269,12,null,164,null,null,1,1000,1000,1000,0,0,0,0,0,0,0,0,0,0,0,0,0,0,0,0,0,0,0,0,0,0,0,0,0,0,0]
["Energy Star Commercial Solid Door Refrigerator",0.11019700102024241,9.2303783181196725E-2,null,849.92392651888269,12,null,164,null,null,1,1000,1000,1000,0,0,0,0,0,0,0,0,0,0,0,0,0,0,0,0,0,0,0,0,0,0,0,0,0,0,0]
["Energy Star Ice Maker",3.0839896489516815E-2,2.5832275119319081E-2,null,237.86099999999988,8,null,249,null,null,1,1000,1000,1000,0,0,0,0,0,0,0,0,0,0,0,0,0,0,0,0,0,0,0,0,0,0,0,0,0,0,0]
["Energy Star Ice Maker",3.6862775318993936E-2,2.327514778968906E-2,null,237.86099999999988,8,null,249,null,null,1,1000,1000,1000,0,0,0,0,0,0,0,0,0,0,0,0,0,0,0,0,0,0,0,0,0,0,0,0,0,0,0]
["Energy Star Ice Maker",3.6862775318993936E-2,2.327514778968906E-2,null,237.86099999999988,8,null,249,null,null,1,1000,1000,1000,0,0,0,0,0,0,0,0,0,0,0,0,0,0,0,0,0,0,0,0,0,0,0,0,0,0,0]
["Energy Star Ice Maker",3.6862775318993936E-2,2.327514778968906E-2,null,237.86099999999988,8,null,249,null,null,1,1000,1000,1000,0,0,0,0,0,0,0,0,0,0,0,0,0,0,0,0,0,0,0,0,0,0,0,0,0,0,0]
["Energy Star Ice Maker",3.6862775318993936E-2,2.327514778968906E-2,null,237.86099999999988,8,null,249,null,null,1,1000,1000,1000,0,0,0,0,0,0,0,0,0,0,0,0,0,0,0,0,0,0,0,0,0,0,0,0,0,0,0]
["Energy Star Ice Maker",3.0839896489516815E-2,2.5832275119319081E-2,null,237.86099999999988,8,null,249,null,null,1,1000,1000,1000,0,0,0,0,0,0,0,0,0,0,0,0,0,0,0,0,0,0,0,0,0,0,0,0,0,0,0]
["Energy Star Ice Maker",3.0839896489516815E-2,2.5832275119319081E-2,null,237.86099999999988,8,null,249,null,null,1,1000,1000,1000,0,0,0,0,0,0,0,0,0,0,0,0,0,0,0,0,0,0,0,0,0,0,0,0,0,0,0]
["Energy Star Ice Maker",3.6862775318993936E-2,2.327514778968906E-2,null,237.86099999999988,8,null,249,null,null,1,1000,1000,1000,0,0,0,0,0,0,0,0,0,0,0,0,0,0,0,0,0,0,0,0,0,0,0,0,0,0,0]
["Energy Star Ice Maker",3.6862775318993936E-2,2.327514778968906E-2,null,237.86099999999988,8,null,249,null,null,1,1000,1000,1000,0,0,0,0,0,0,0,0,0,0,0,0,0,0,0,0,0,0,0,0,0,0,0,0,0,0,0]
["Energy Star Ice Maker",3.0839896489516815E-2,2.5832275119319081E-2,null,237.86099999999988,8,null,249,null,null,1,1000,1000,1000,0,0,0,0,0,0,0,0,0,0,0,0,0,0,0,0,0,0,0,0,0,0,0,0,0,0,0]
["Energy Star Ice Maker",3.0839896489516815E-2,2.5832275119319081E-2,null,237.86099999999988,8,null,249,null,null,1,1000,1000,1000,0,0,0,0,0,0,0,0,0,0,0,0,0,0,0,0,0,0,0,0,0,0,0,0,0,0,0]
["Energy Star Ice Maker",3.6862775318993936E-2,2.327514778968906E-2,null,237.86099999999988,8,null,249,null,null,1,1000,1000,1000,0,0,0,0,0,0,0,0,0,0,0,0,0,0,0,0,0,0,0,0,0,0,0,0,0,0,0]
["Energy Star Refrigerator",1.7576603575435001E-2,1.3830313862854382E-2,null,133.5,12,null,122,null,null,1,1000,1000,1000,0,0,0,0,0,0,0,0,0,0,0,0,0,0,0,0,0,0,0,0,0,0,0,0,0,0,0]
["Energy Star Refrigerator",1.7576603575435001E-2,1.3830313862854382E-2,null,133.5,12,null,122,null,null,1,1000,1000,1000,0,0,0,0,0,0,0,0,0,0,0,0,0,0,0,0,0,0,0,0,0,0,0,0,0,0,0]
["Energy Star Refrigerator",1.7576603575435001E-2,1.3830313862854382E-2,null,133.5,12,null,122,null,null,1,1000,1000,1000,0,0,0,0,0,0,0,0,0,0,0,0,0,0,0,0,0,0,0,0,0,0,0,0,0,0,0]
["Energy Star Refrigerator",1.7576603575435001E-2,1.3830313862854382E-2,null,133.5,12,null,122,null,null,1,1000,1000,1000,0,0,0,0,0,0,0,0,0,0,0,0,0,0,0,0,0,0,0,0,0,0,0,0,0,0,0]
["Energy Star Refrigerator",1.7576603575435001E-2,1.3830313862854382E-2,null,133.5,12,null,122,null,null,1,1000,1000,1000,0,0,0,0,0,0,0,0,0,0,0,0,0,0,0,0,0,0,0,0,0,0,0,0,0,0,0]
["Energy Star Refrigerator",1.7576603575435001E-2,1.3830313862854382E-2,null,133.5,12,null,122,null,null,1,1000,1000,1000,0,0,0,0,0,0,0,0,0,0,0,0,0,0,0,0,0,0,0,0,0,0,0,0,0,0,0]
["Energy Star Refrigerator",1.7576603575435001E-2,1.3830313862854382E-2,null,133.5,12,null,122,null,null,1,1000,1000,1000,0,0,0,0,0,0,0,0,0,0,0,0,0,0,0,0,0,0,0,0,0,0,0,0,0,0,0]
["Energy Star Refrigerator",1.7576603575435001E-2,1.3830313862854382E-2,null,133.5,12,null,122,null,null,1,1000,1000,1000,0,0,0,0,0,0,0,0,0,0,0,0,0,0,0,0,0,0,0,0,0,0,0,0,0,0,0]
["Energy Star Refrigerator",1.7576603575435001E-2,1.3830313862854382E-2,null,133.5,12,null,122,null,null,1,1000,1000,1000,0,0,0,0,0,0,0,0,0,0,0,0,0,0,0,0,0,0,0,0,0,0,0,0,0,0,0]
["Energy Star Refrigerator",1.7576603575435001E-2,1.3830313862854382E-2,null,133.5,12,null,122,null,null,1,1000,1000,1000,0,0,0,0,0,0,0,0,0,0,0,0,0,0,0,0,0,0,0,0,0,0,0,0,0,0,0]
["Energy Star Refrigerator",1.7576603575435001E-2,1.3830313862854382E-2,null,133.5,12,null,122,null,null,1,1000,1000,1000,0,0,0,0,0,0,0,0,0,0,0,0,0,0,0,0,0,0,0,0,0,0,0,0,0,0,0]
["Energy Star Refrigerator",1.7576603575435001E-2,1.3830313862854382E-2,null,133.5,12,null,122,null,null,1,1000,1000,1000,0,0,0,0,0,0,0,0,0,0,0,0,0,0,0,0,0,0,0,0,0,0,0,0,0,0,0]
["Energy Star Refrigerator",1.7576603575435001E-2,1.3830313862854382E-2,null,133.5,12,null,122,null,null,1,1000,1000,1000,0,0,0,0,0,0,0,0,0,0,0,0,0,0,0,0,0,0,0,0,0,0,0,0,0,0,0]
["Energy Star Vending Machine",8.222608811290702E-2,5.13670188796852E-2,null,525.73140000000001,14,null,500,null,null,1,1000,1000,1000,0,0,0,0,0,0,0,0,0,0,0,0,0,0,0,0,0,0,0,0,0,0,0,0,0,0,0]
["Energy Star Vending Machine",8.2503621628929977E-2,5.1277382982546992E-2,null,525.73140000000001,14,null,500,null,null,1,1000,1000,1000,0,0,0,0,0,0,0,0,0,0,0,0,0,0,0,0,0,0,0,0,0,0,0,0,0,0,0]
["Energy Star Vending Machine",8.2503621628929977E-2,5.1277382982546992E-2,null,525.73140000000001,14,null,500,null,null,1,1000,1000,1000,0,0,0,0,0,0,0,0,0,0,0,0,0,0,0,0,0,0,0,0,0,0,0,0,0,0,0]
["Energy Star Vending Machine",8.222608811290702E-2,5.13670188796852E-2,null,525.73140000000001,14,null,500,null,null,1,1000,1000,1000,0,0,0,0,0,0,0,0,0,0,0,0,0,0,0,0,0,0,0,0,0,0,0,0,0,0,0]
["Energy Star Vending Machine",8.222608811290702E-2,5.13670188796852E-2,null,525.73140000000001,14,null,500,null,null,1,1000,1000,1000,0,0,0,0,0,0,0,0,0,0,0,0,0,0,0,0,0,0,0,0,0,0,0,0,0,0,0]
["Energy Star Vending Machine",8.222608811290702E-2,5.13670188796852E-2,null,525.73140000000001,14,null,500,null,null,1,1000,1000,1000,0,0,0,0,0,0,0,0,0,0,0,0,0,0,0,0,0,0,0,0,0,0,0,0,0,0,0]
["Energy Star Vending Machine",8.222608811290702E-2,5.13670188796852E-2,null,525.73140000000001,14,null,500,null,null,1,1000,1000,1000,0,0,0,0,0,0,0,0,0,0,0,0,0,0,0,0,0,0,0,0,0,0,0,0,0,0,0]
["Energy Star Vending Machine",8.2503621628929977E-2,5.1277382982546992E-2,null,525.73140000000001,14,null,500,null,null,1,1000,1000,1000,0,0,0,0,0,0,0,0,0,0,0,0,0,0,0,0,0,0,0,0,0,0,0,0,0,0,0]
["Energy Star Vending Machine",8.2503621628929977E-2,5.1277382982546992E-2,null,525.73140000000001,14,null,500,null,null,1,1000,1000,1000,0,0,0,0,0,0,0,0,0,0,0,0,0,0,0,0,0,0,0,0,0,0,0,0,0,0,0]
["Energy Star Vending Machine",8.222608811290702E-2,5.13670188796852E-2,null,525.73140000000001,14,null,500,null,null,1,1000,1000,1000,0,0,0,0,0,0,0,0,0,0,0,0,0,0,0,0,0,0,0,0,0,0,0,0,0,0,0]
["Energy Star Vending Machine",8.222608811290702E-2,5.13670188796852E-2,null,525.73140000000001,14,null,500,null,null,1,1000,1000,1000,0,0,0,0,0,0,0,0,0,0,0,0,0,0,0,0,0,0,0,0,0,0,0,0,0,0,0]
["Energy Star Vending Machine",8.2503621628929977E-2,5.1277382982546992E-2,null,525.73140000000001,14,null,500,null,null,1,1000,1000,1000,0,0,0,0,0,0,0,0,0,0,0,0,0,0,0,0,0,0,0,0,0,0,0,0,0,0,0]
["Energy Star Vending Machine",8.222608811290702E-2,5.13670188796852E-2,null,525.73140000000001,14,null,500,null,null,1,1000,1000,1000,0,0,0,0,0,0,0,0,0,0,0,0,0,0,0,0,0,0,0,0,0,0,0,0,0,0,0]
["Refrigerated Display Case LED Lighting",2.4002149748643856E-2,1.307424941507577E-2,null,160.98965575,8,null,55,null,null,1,1000,1000,1000,0,0,0,0,0,0,0,0,0,0,0,0,0,0,0,0,0,0,0,0,0,0,0,0,0,0,0]
["Refrigerated Display Case LED Lighting",2.0873133129066759E-2,1.7483861583357751E-2,null,160.98965575,8,null,55,null,null,1,1000,1000,1000,0,0,0,0,0,0,0,0,0,0,0,0,0,0,0,0,0,0,0,0,0,0,0,0,0,0,0]
["Refrigerated Display Case LED Lighting",2.0873133129066759E-2,1.7483861583357751E-2,null,160.98965575,8,null,55,null,null,1,1000,1000,1000,0,0,0,0,0,0,0,0,0,0,0,0,0,0,0,0,0,0,0,0,0,0,0,0,0,0,0]
["Refrigerated Display Case LED Lighting",2.4002149748643856E-2,1.307424941507577E-2,null,160.98965575,8,null,55,null,null,1,1000,1000,1000,0,0,0,0,0,0,0,0,0,0,0,0,0,0,0,0,0,0,0,0,0,0,0,0,0,0,0]
["Refrigerated Display Case LED Lighting",2.4002149748643856E-2,1.307424941507577E-2,null,160.98965575,8,null,55,null,null,1,1000,1000,1000,0,0,0,0,0,0,0,0,0,0,0,0,0,0,0,0,0,0,0,0,0,0,0,0,0,0,0]
["Refrigerated Display Case LED Lighting",2.4002149748643856E-2,1.307424941507577E-2,null,160.98965575,8,null,55,null,null,1,1000,1000,1000,0,0,0,0,0,0,0,0,0,0,0,0,0,0,0,0,0,0,0,0,0,0,0,0,0,0,0]
["Refrigerated Display Case LED Lighting",0,0,null,0,8,null,55,null,null,1,1000,1000,1000,0,0,0,0,0,0,0,0,0,0,0,0,0,0,0,0,0,0,0,0,0,0,0,0,0,0,0]
["Refrigerated Display Case LED Lighting",0,0,null,0,8,null,55,null,null,1,1000,1000,1000,0,0,0,0,0,0,0,0,0,0,0,0,0,0,0,0,0,0,0,0,0,0,0,0,0,0,0]
["Refrigerated Display Case LED Lighting",0,0,null,0,8,null,55,null,null,1,1000,1000,1000,0,0,0,0,0,0,0,0,0,0,0,0,0,0,0,0,0,0,0,0,0,0,0,0,0,0,0]
["Refrigerated Display Case LED Lighting",0,0,null,0,8,null,55,null,null,1,1000,1000,1000,0,0,0,0,0,0,0,0,0,0,0,0,0,0,0,0,0,0,0,0,0,0,0,0,0,0,0]
["Refrigerated Display Case LED Lighting",0,0,null,0,8,null,55,null,null,1,1000,1000,1000,0,0,0,0,0,0,0,0,0,0,0,0,0,0,0,0,0,0,0,0,0,0,0,0,0,0,0]
["Refrigerated Display Case LED Lighting",0,0,null,0,8,null,55,null,null,1,1000,1000,1000,0,0,0,0,0,0,0,0,0,0,0,0,0,0,0,0,0,0,0,0,0,0,0,0,0,0,0]
["10HP Open Drip-Proof(ODP) Motor",2.8937997991789158E-2,2.4239195345492785E-2,null,223.19209607803714,15,null,745.15000000000009,null,null,1,1000,1000,1000,0,0,0,0,0,0,0,0,0,0,0,0,0,0,0,0,0,0,0,0,0,0,0,0,0,0,0]
["10HP Open Drip-Proof(ODP) Motor",3.0596420132472775E-2,7.5550848091267865E-3,null,223.19209607803714,15,null,745.15000000000009,null,null,1,1000,1000,1000,0,0,0,0,0,0,0,0,0,0,0,0,0,0,0,0,0,0,0,0,0,0,0,0,0,0,0]
["10HP Open Drip-Proof(ODP) Motor",3.0596420132472775E-2,7.5550848091267865E-3,null,223.19209607803714,15,null,745.15000000000009,null,null,1,1000,1000,1000,0,0,0,0,0,0,0,0,0,0,0,0,0,0,0,0,0,0,0,0,0,0,0,0,0,0,0]
["10HP Open Drip-Proof(ODP) Motor",2.8937997991789158E-2,2.4239195345492785E-2,null,223.19209607803714,15,null,745.15000000000009,null,null,1,1000,1000,1000,0,0,0,0,0,0,0,0,0,0,0,0,0,0,0,0,0,0,0,0,0,0,0,0,0,0,0]
["10HP Open Drip-Proof(ODP) Motor",2.8937997991789158E-2,2.4239195345492785E-2,null,223.19209607803714,15,null,745.15000000000009,null,null,1,1000,1000,1000,0,0,0,0,0,0,0,0,0,0,0,0,0,0,0,0,0,0,0,0,0,0,0,0,0,0,0]
["10HP Open Drip-Proof(ODP) Motor",3.0596420132472775E-2,7.5550848091267865E-3,null,223.19209607803714,15,null,745.15000000000009,null,null,1,1000,1000,1000,0,0,0,0,0,0,0,0,0,0,0,0,0,0,0,0,0,0,0,0,0,0,0,0,0,0,0]
["10HP Open Drip-Proof(ODP) Motor",2.8937997991789158E-2,2.4239195345492785E-2,null,223.19209607803714,15,null,745.15000000000009,null,null,1,1000,1000,1000,0,0,0,0,0,0,0,0,0,0,0,0,0,0,0,0,0,0,0,0,0,0,0,0,0,0,0]
["10HP Open Drip-Proof(ODP) Motor",3.0596420132472775E-2,7.5550848091267865E-3,null,223.19209607803714,15,null,745.15000000000009,null,null,1,1000,1000,1000,0,0,0,0,0,0,0,0,0,0,0,0,0,0,0,0,0,0,0,0,0,0,0,0,0,0,0]
["10HP Open Drip-Proof(ODP) Motor",3.0596420132472775E-2,7.5550848091267865E-3,null,223.19209607803714,15,null,745.15000000000009,null,null,1,1000,1000,1000,0,0,0,0,0,0,0,0,0,0,0,0,0,0,0,0,0,0,0,0,0,0,0,0,0,0,0]
["10HP Open Drip-Proof(ODP) Motor",2.8937997991789158E-2,2.4239195345492785E-2,null,223.19209607803714,15,null,745.15000000000009,null,null,1,1000,1000,1000,0,0,0,0,0,0,0,0,0,0,0,0,0,0,0,0,0,0,0,0,0,0,0,0,0,0,0]
["10HP Open Drip-Proof(ODP) Motor",2.8937997991789158E-2,2.4239195345492785E-2,null,223.19209607803714,15,null,745.15000000000009,null,null,1,1000,1000,1000,0,0,0,0,0,0,0,0,0,0,0,0,0,0,0,0,0,0,0,0,0,0,0,0,0,0,0]
["10HP Open Drip-Proof(ODP) Motor",3.0596420132472775E-2,7.5550848091267865E-3,null,223.19209607803714,15,null,745.15000000000009,null,null,1,1000,1000,1000,0,0,0,0,0,0,0,0,0,0,0,0,0,0,0,0,0,0,0,0,0,0,0,0,0,0,0]
["High Speed Fans",7.0783135321748028E-2,6.484295117248808E-3,null,508.5618000000004,7,null,150,null,null,1,1000,1000,1000,0,0,0,0,0,0,0,0,0,0,0,0,0,0,0,0,0,0,0,0,0,0,0,0,0,0,0]
["High Speed Fans",6.5937648588142522E-2,5.52310349865133E-2,null,508.5618000000004,7,null,150,null,null,1,1000,1000,1000,0,0,0,0,0,0,0,0,0,0,0,0,0,0,0,0,0,0,0,0,0,0,0,0,0,0,0]
["High Speed Fans",6.5937648588142522E-2,5.52310349865133E-2,null,508.5618000000004,7,null,150,null,null,1,1000,1000,1000,0,0,0,0,0,0,0,0,0,0,0,0,0,0,0,0,0,0,0,0,0,0,0,0,0,0,0]
["High Speed Fans",7.0783135321748028E-2,6.484295117248808E-3,null,508.5618000000004,7,null,150,null,null,1,1000,1000,1000,0,0,0,0,0,0,0,0,0,0,0,0,0,0,0,0,0,0,0,0,0,0,0,0,0,0,0]
["High Speed Fans",7.0783135321748028E-2,6.484295117248808E-3,null,508.5618000000004,7,null,150,null,null,1,1000,1000,1000,0,0,0,0,0,0,0,0,0,0,0,0,0,0,0,0,0,0,0,0,0,0,0,0,0,0,0]
["High Speed Fans",6.5937648588142522E-2,5.52310349865133E-2,null,508.5618000000004,7,null,150,null,null,1,1000,1000,1000,0,0,0,0,0,0,0,0,0,0,0,0,0,0,0,0,0,0,0,0,0,0,0,0,0,0,0]
["High Speed Fans",7.0783135321748028E-2,6.484295117248808E-3,null,508.5618000000004,7,null,150,null,null,1,1000,1000,1000,0,0,0,0,0,0,0,0,0,0,0,0,0,0,0,0,0,0,0,0,0,0,0,0,0,0,0]
["High Speed Fans",7.0783135321748028E-2,6.484295117248808E-3,null,508.5618000000004,7,null,150,null,null,1,1000,1000,1000,0,0,0,0,0,0,0,0,0,0,0,0,0,0,0,0,0,0,0,0,0,0,0,0,0,0,0]
["High Speed Fans",6.5937648588142522E-2,5.52310349865133E-2,null,508.5618000000004,7,null,150,null,null,1,1000,1000,1000,0,0,0,0,0,0,0,0,0,0,0,0,0,0,0,0,0,0,0,0,0,0,0,0,0,0,0]
["High Speed Fans",7.0783135321748028E-2,6.484295117248808E-3,null,508.5618000000004,7,null,150,null,null,1,1000,1000,1000,0,0,0,0,0,0,0,0,0,0,0,0,0,0,0,0,0,0,0,0,0,0,0,0,0,0,0]
["High Speed Fans",7.0783135321748028E-2,6.484295117248808E-3,null,508.5618000000004,7,null,150,null,null,1,1000,1000,1000,0,0,0,0,0,0,0,0,0,0,0,0,0,0,0,0,0,0,0,0,0,0,0,0,0,0,0]
["High Speed Fans",6.5937648588142522E-2,5.52310349865133E-2,null,508.5618000000004,7,null,150,null,null,1,1000,1000,1000,0,0,0,0,0,0,0,0,0,0,0,0,0,0,0,0,0,0,0,0,0,0,0,0,0,0,0]
["High Speed Fans",7.0783135321748028E-2,6.484295117248808E-3,null,508.5618000000004,7,null,150,null,null,1,1000,1000,1000,0,0,0,0,0,0,0,0,0,0,0,0,0,0,0,0,0,0,0,0,0,0,0,0,0,0,0]
["Drain Water Heat Recovery",0.20894853940409633,9.9361654115811687E-2,null,863.22877092521151,15,null,7592,null,null,1,1000,1000,1000,0,0,0,0,0,0,0,0,0,0,0,0,0,0,0,0,0,0,0,0,0,0,0,0,0,0,0]
["Drain Water Heat Recovery",0.2785980525387951,0.13248220548774892,null,1150.9716945669486,15,null,7592,null,null,1,1000,1000,1000,0,0,0,0,0,0,0,0,0,0,0,0,0,0,0,0,0,0,0,0,0,0,0,0,0,0,0]
["Drain Water Heat Recovery",3.5553988651327861,7.8912513003308744,null,34816.8937606502,15,null,113880,null,null,1,1000,1000,1000,0,0,0,0,0,0,0,0,0,0,0,0,0,0,0,0,0,0,0,0,0,0,0,0,0,0,0]
["Drain Water Heat Recovery",12.536912364245779,5.9616992469487009,null,51793.726255512687,15,null,151840,null,null,1,1000,1000,1000,0,0,0,0,0,0,0,0,0,0,0,0,0,0,0,0,0,0,0,0,0,0,0,0,0,0,0]
["Drain Water Heat Recovery",1.7412378283674692,0.82801378429843064,null,7193.5730910434286,15,null,22776,null,null,1,1000,1000,1000,0,0,0,0,0,0,0,0,0,0,0,0,0,0,0,0,0,0,0,0,0,0,0,0,0,0,0]
["Drain Water Heat Recovery",8.706379962421279E-2,4.1401596627287894E-2,null,359.68653791994251,15,null,7592,null,null,1,1000,1000,1000,0,0,0,0,0,0,0,0,0,0,0,0,0,0,0,0,0,0,0,0,0,0,0,0,0,0,0]
["Drain Water Heat Recovery",0.41789707880819266,0.19872330823162337,null,1726.457541850423,15,null,7592,null,null,1,1000,1000,1000,0,0,0,0,0,0,0,0,0,0,0,0,0,0,0,0,0,0,0,0,0,0,0,0,0,0,0]
["Drain Water Heat Recovery",9.9818371177846602E-2,0.69325975788750027,null,1651.5530347436854,15,null,7592,null,null,1,1000,1000,1000,0,0,0,0,0,0,0,0,0,0,0,0,0,0,0,0,0,0,0,0,0,0,0,0,0,0,0]
["Drain Water Heat Recovery",3.4011434646349614,7.5488795507927096,null,33306.319533997652,15,null,113880,null,null,1,1000,1000,1000,0,0,0,0,0,0,0,0,0,0,0,0,0,0,0,0,0,0,0,0,0,0,0,0,0,0,0]
["Drain Water Heat Recovery",11.99298283309861,5.7030435124250021,null,49546.59104231056,15,null,151840,null,null,1,1000,1000,1000,0,0,0,0,0,0,0,0,0,0,0,0,0,0,0,0,0,0,0,0,0,0,0,0,0,0,0]
["Drain Water Heat Recovery",1.6656920601525846,0.79208937672569468,null,6881.4709780986886,15,null,22776,null,null,1,1000,1000,1000,0,0,0,0,0,0,0,0,0,0,0,0,0,0,0,0,0,0,0,0,0,0,0,0,0,0,0]
["Drain Water Heat Recovery",8.3286428423585565E-2,3.9605336879437313E-2,null,344.08109024299262,15,null,7592,null,null,1,1000,1000,1000,0,0,0,0,0,0,0,0,0,0,0,0,0,0,0,0,0,0,0,0,0,0,0,0,0,0,0]
["Drain Water Heat Recovery",0.39976609443662037,0.19010145041416673,null,1651.5530347436854,15,null,7592,null,null,1,1000,1000,1000,0,0,0,0,0,0,0,0,0,0,0,0,0,0,0,0,0,0,0,0,0,0,0,0,0,0,0]
["Faucet Aerator",1.0495634085521705E-2,8.956016949409934E-2,null,197.76326201641251,10,null,19.649999999999999,null,null,1,1000,1000,1000,0,0,0,0,0,0,0,0,0,0,0,0,0,0,0,0,0,0,0,0,0,0,0,0,0,0,0]
["Faucet Aerator",4.1217170574506176E-2,2.4823084295657084E-2,null,197.76326201641251,10,null,19.649999999999999,null,null,1,1000,1000,1000,0,0,0,0,0,0,0,0,0,0,0,0,0,0,0,0,0,0,0,0,0,0,0,0,0,0,0]
["Faucet Aerator",2.7988357561391213E-2,0.23882711865093156,null,527.36869871043336,10,null,52.4,null,null,1,1000,1000,1000,0,0,0,0,0,0,0,0,0,0,0,0,0,0,0,0,0,0,0,0,0,0,0,0,0,0,0]
["Faucet Aerator",0.32973736459604941,0.19858467436525667,null,1582.1060961313001,10,null,157.19999999999999,null,null,1,1000,1000,1000,0,0,0,0,0,0,0,0,0,0,0,0,0,0,0,0,0,0,0,0,0,0,0,0,0,0,0]
["Faucet Aerator",6.9970893903478033E-3,5.9706779662732891E-2,null,131.84217467760834,10,null,13.1,null,null,1,1000,1000,1000,0,0,0,0,0,0,0,0,0,0,0,0,0,0,0,0,0,0,0,0,0,0,0,0,0,0,0]
["Faucet Aerator",1.3739056858168725E-2,8.2743614318856948E-3,null,65.92108733880417,10,null,6.55,null,null,1,1000,1000,1000,0,0,0,0,0,0,0,0,0,0,0,0,0,0,0,0,0,0,0,0,0,0,0,0,0,0,0]
["Faucet Aerator",0.20662873807263299,0.54014656480084422,null,2241.3169695193419,10,null,222.7,null,null,1,1000,1000,1000,0,0,0,0,0,0,0,0,0,0,0,0,0,0,0,0,0,0,0,0,0,0,0,0,0,0,0]
["Faucet Aerator",1.0495634085521705E-2,8.956016949409934E-2,null,197.76326201641251,10,null,19.649999999999999,null,null,1,1000,1000,1000,0,0,0,0,0,0,0,0,0,0,0,0,0,0,0,0,0,0,0,0,0,0,0,0,0,0,0]
["Faucet Aerator",2.7988357561391213E-2,0.23882711865093156,null,527.36869871043336,10,null,52.4,null,null,1,1000,1000,1000,0,0,0,0,0,0,0,0,0,0,0,0,0,0,0,0,0,0,0,0,0,0,0,0,0,0,0]
["Faucet Aerator",0.32973736459604941,0.19858467436525667,null,1582.1060961313001,10,null,157.19999999999999,null,null,1,1000,1000,1000,0,0,0,0,0,0,0,0,0,0,0,0,0,0,0,0,0,0,0,0,0,0,0,0,0,0,0]
["Faucet Aerator",6.9970893903478033E-3,5.9706779662732891E-2,null,131.84217467760834,10,null,13.1,null,null,1,1000,1000,1000,0,0,0,0,0,0,0,0,0,0,0,0,0,0,0,0,0,0,0,0,0,0,0,0,0,0,0]
["Faucet Aerator",1.3739056858168725E-2,8.2743614318856948E-3,null,65.92108733880417,10,null,6.55,null,null,1,1000,1000,1000,0,0,0,0,0,0,0,0,0,0,0,0,0,0,0,0,0,0,0,0,0,0,0,0,0,0,0]
["Hot Water Circulation Pump Control",0.81070475265732966,0.81070475265732966,null,6510,15,null,4590,null,null,1,1000,1000,1000,0,0,0,0,0,0,0,0,0,0,0,0,0,0,0,0,0,0,0,0,0,0,0,0,0,0,0]
["Hot Water Circulation Pump Control",0,0,null,651,15,null,459,null,null,1,1000,1000,1000,0,0,0,0,0,0,0,0,0,0,0,0,0,0,0,0,0,0,0,0,0,0,0,0,0,0,0]
["Hot Water Circulation Pump Control",0.77405124102369882,0.81315991146766464,null,16275,15,null,11475,null,null,1,1000,1000,1000,0,0,0,0,0,0,0,0,0,0,0,0,0,0,0,0,0,0,0,0,0,0,0,0,0,0,0]
["Hot Water Circulation Pump Control",0,0,null,1953,15,null,1377,null,null,1,1000,1000,1000,0,0,0,0,0,0,0,0,0,0,0,0,0,0,0,0,0,0,0,0,0,0,0,0,0,0,0]
["Hot Water Circulation Pump Control",0,0,null,1302,15,null,918,null,null,1,1000,1000,1000,0,0,0,0,0,0,0,0,0,0,0,0,0,0,0,0,0,0,0,0,0,0,0,0,0,0,0]
["Hot Water Circulation Pump Control",0,0,null,1953,15,null,1377,null,null,1,1000,1000,1000,0,0,0,0,0,0,0,0,0,0,0,0,0,0,0,0,0,0,0,0,0,0,0,0,0,0,0]
["Hot Water Circulation Pump Control",3.0962049640947953E-2,3.2526396458706586E-2,null,651,15,null,459,null,null,1,1000,1000,1000,0,0,0,0,0,0,0,0,0,0,0,0,0,0,0,0,0,0,0,0,0,0,0,0,0,0,0]
["Hot Water Circulation Pump Control",0.81070475265732966,0.81070475265732966,null,6510,15,null,4590,null,null,1,1000,1000,1000,0,0,0,0,0,0,0,0,0,0,0,0,0,0,0,0,0,0,0,0,0,0,0,0,0,0,0]
["Hot Water Circulation Pump Control",0.77405124102369882,0.81315991146766464,null,16275,15,null,11475,null,null,1,1000,1000,1000,0,0,0,0,0,0,0,0,0,0,0,0,0,0,0,0,0,0,0,0,0,0,0,0,0,0,0]
["Hot Water Circulation Pump Control",0,0,null,1953,15,null,1377,null,null,1,1000,1000,1000,0,0,0,0,0,0,0,0,0,0,0,0,0,0,0,0,0,0,0,0,0,0,0,0,0,0,0]
["Hot Water Circulation Pump Control",0,0,null,1302,15,null,918,null,null,1,1000,1000,1000,0,0,0,0,0,0,0,0,0,0,0,0,0,0,0,0,0,0,0,0,0,0,0,0,0,0,0]
["Hot Water Circulation Pump Control",0,0,null,1953,15,null,1377,null,null,1,1000,1000,1000,0,0,0,0,0,0,0,0,0,0,0,0,0,0,0,0,0,0,0,0,0,0,0,0,0,0,0]
["Hot Water Pipe Insulation",0.15144059775590432,0.17019824225320135,null,1355.5920281359904,13,null,180,null,null,1,1000,1000,1000,0,0,0,0,0,0,0,0,0,0,0,0,0,0,0,0,0,0,0,0,0,0,0,0,0,0,0]
["Hot Water Pipe Insulation",1.5474618043109623,1.5474618043109623,null,13555.920281359904,13,null,1800,null,null,1,1000,1000,1000,0,0,0,0,0,0,0,0,0,0,0,0,0,0,0,0,0,0,0,0,0,0,0,0,0,0,0]
["Hot Water Pipe Insulation",2.3211927064664435,2.3211927064664435,null,20333.880422039856,13,null,2700,null,null,1,1000,1000,1000,0,0,0,0,0,0,0,0,0,0,0,0,0,0,0,0,0,0,0,0,0,0,0,0,0,0,0]
["Hot Water Pipe Insulation",3.7860149438976074,4.254956056330033,null,33889.800703399756,13,null,4500,null,null,1,1000,1000,1000,0,0,0,0,0,0,0,0,0,0,0,0,0,0,0,0,0,0,0,0,0,0,0,0,0,0,0]
["Hot Water Pipe Insulation",0.45432179326771294,0.51059472675960405,null,4066.7760844079712,13,null,540,null,null,1,1000,1000,1000,0,0,0,0,0,0,0,0,0,0,0,0,0,0,0,0,0,0,0,0,0,0,0,0,0,0,0]
["Hot Water Pipe Insulation",0.21334825654089412,0.36883103286198926,null,2711.1840562719808,13,null,360,null,null,1,1000,1000,1000,0,0,0,0,0,0,0,0,0,0,0,0,0,0,0,0,0,0,0,0,0,0,0,0,0,0,0]
["Hot Water Pipe Insulation",0.15144059775590432,0.17019824225320135,null,1355.5920281359904,13,null,180,null,null,1,1000,1000,1000,0,0,0,0,0,0,0,0,0,0,0,0,0,0,0,0,0,0,0,0,0,0,0,0,0,0,0]
["Hot Water Pipe Insulation",0.15144059775590432,0.17019824225320135,null,1355.5920281359904,13,null,180,null,null,1,1000,1000,1000,0,0,0,0,0,0,0,0,0,0,0,0,0,0,0,0,0,0,0,0,0,0,0,0,0,0,0]
["Hot Water Pipe Insulation",0.15144059775590432,0.17019824225320135,null,1355.5920281359904,13,null,180,null,null,1,1000,1000,1000,0,0,0,0,0,0,0,0,0,0,0,0,0,0,0,0,0,0,0,0,0,0,0,0,0,0,0]
["Hot Water Pipe Insulation",3.7860149438976074,4.254956056330033,null,33889.800703399756,13,null,4500,null,null,1,1000,1000,1000,0,0,0,0,0,0,0,0,0,0,0,0,0,0,0,0,0,0,0,0,0,0,0,0,0,0,0]
["Hot Water Pipe Insulation",0.45432179326771294,0.51059472675960405,null,4066.7760844079712,13,null,540,null,null,1,1000,1000,1000,0,0,0,0,0,0,0,0,0,0,0,0,0,0,0,0,0,0,0,0,0,0,0,0,0,0,0]
["Hot Water Pipe Insulation",0.21334825654089412,0.36883103286198926,null,2711.1840562719808,13,null,360,null,null,1,1000,1000,1000,0,0,0,0,0,0,0,0,0,0,0,0,0,0,0,0,0,0,0,0,0,0,0,0,0,0,0]
["Hot Water Pipe Insulation",0.15144059775590432,0.17019824225320135,null,1355.5920281359904,13,null,180,null,null,1,1000,1000,1000,0,0,0,0,0,0,0,0,0,0,0,0,0,0,0,0,0,0,0,0,0,0,0,0,0,0,0]
["Low Flow Shower Head",2.6243474310529785E-2,1.7455070543411378E-2,null,155.29282833719219,10,null,12,null,null,1,1000,1000,1000,0,0,0,0,0,0,0,0,0,0,0,0,0,0,0,0,0,0,0,0,0,0,0,0,0,0,0]
["Low Flow Shower Head",1.4316565477985658E-2,3.742481935412461E-2,null,155.29282833719219,10,null,12,null,null,1,1000,1000,1000,0,0,0,0,0,0,0,0,0,0,0,0,0,0,0,0,0,0,0,0,0,0,0,0,0,0,0]
["Low Flow Shower Head",0.37223070242762735,0.97304530320724036,null,4037.6135367669995,10,null,312,null,null,1,1000,1000,1000,0,0,0,0,0,0,0,0,0,0,0,0,0,0,0,0,0,0,0,0,0,0,0,0,0,0,0]
["Low Flow Shower Head",0.44613906327900649,0.29673619923799355,null,2639.978081732268,10,null,204,null,null,1,1000,1000,1000,0,0,0,0,0,0,0,0,0,0,0,0,0,0,0,0,0,0,0,0,0,0,0,0,0,0,0]
["Low Flow Shower Head",5.248694862105957E-2,3.4910141086822756E-2,null,310.58565667438438,10,null,24,null,null,1,1000,1000,1000,0,0,0,0,0,0,0,0,0,0,0,0,0,0,0,0,0,0,0,0,0,0,0,0,0,0,0]
["Low Flow Shower Head",2.6243474310529785E-2,1.7455070543411378E-2,null,155.29282833719219,10,null,12,null,null,1,1000,1000,1000,0,0,0,0,0,0,0,0,0,0,0,0,0,0,0,0,0,0,0,0,0,0,0,0,0,0,0]
["Low Flow Shower Head",2.6243474310529785E-2,1.7455070543411378E-2,null,155.29282833719219,10,null,12,null,null,1,1000,1000,1000,0,0,0,0,0,0,0,0,0,0,0,0,0,0,0,0,0,0,0,0,0,0,0,0,0,0,0]
["Low Flow Shower Head",1.089525560129322E-2,5.7158948146146547E-2,null,155.29282833719219,10,null,12,null,null,1,1000,1000,1000,0,0,0,0,0,0,0,0,0,0,0,0,0,0,0,0,0,0,0,0,0,0,0,0,0,0,0]
["Low Flow Shower Head",1.4316565477985658E-2,3.742481935412461E-2,null,155.29282833719219,10,null,12,null,null,1,1000,1000,1000,0,0,0,0,0,0,0,0,0,0,0,0,0,0,0,0,0,0,0,0,0,0,0,0,0,0,0]
["Low Flow Shower Head",0.57735643483165533,0.38401155195505038,null,3416.4422234182284,10,null,264,null,null,1,1000,1000,1000,0,0,0,0,0,0,0,0,0,0,0,0,0,0,0,0,0,0,0,0,0,0,0,0,0,0,0]
["Low Flow Shower Head",5.248694862105957E-2,3.4910141086822756E-2,null,310.58565667438438,10,null,24,null,null,1,1000,1000,1000,0,0,0,0,0,0,0,0,0,0,0,0,0,0,0,0,0,0,0,0,0,0,0,0,0,0,0]
["Low Flow Shower Head",2.6243474310529785E-2,1.7455070543411378E-2,null,155.29282833719219,10,null,12,null,null,1,1000,1000,1000,0,0,0,0,0,0,0,0,0,0,0,0,0,0,0,0,0,0,0,0,0,0,0,0,0,0,0]
["Low Flow Shower Head",2.6243474310529785E-2,1.7455070543411378E-2,null,155.29282833719219,10,null,12,null,null,1,1000,1000,1000,0,0,0,0,0,0,0,0,0,0,0,0,0,0,0,0,0,0,0,0,0,0,0,0,0,0,0]
["Low-Flow Pre-Rinse Sprayers",0.20853311474223388,0.54512482395062989,null,2261.9740604613039,5,null,185.8,null,null,1,1000,1000,1000,0,0,0,0,0,0,0,0,0,0,0,0,0,0,0,0,0,0,0,0,0,0,0,0,0,0,0]
["Low-Flow Pre-Rinse Sprayers",0.20853311474223388,0.54512482395062989,null,2261.9740604613039,5,null,185.8,null,null,1,1000,1000,1000,0,0,0,0,0,0,0,0,0,0,0,0,0,0,0,0,0,0,0,0,0,0,0,0,0,0,0]
["Low-Flow Pre-Rinse Sprayers",0.12004682673353823,1.024370139229186,null,2261.9740604613039,5,null,185.8,null,null,1,1000,1000,1000,0,0,0,0,0,0,0,0,0,0,0,0,0,0,0,0,0,0,0,0,0,0,0,0,0,0,0]
["Low-Flow Pre-Rinse Sprayers",0.20853311474223388,0.54512482395062989,null,2261.9740604613039,5,null,185.8,null,null,1,1000,1000,1000,0,0,0,0,0,0,0,0,0,0,0,0,0,0,0,0,0,0,0,0,0,0,0,0,0,0,0]
["Low-Flow Pre-Rinse Sprayers",0.20853311474223388,0.54512482395062989,null,2261.9740604613039,5,null,185.8,null,null,1,1000,1000,1000,0,0,0,0,0,0,0,0,0,0,0,0,0,0,0,0,0,0,0,0,0,0,0,0,0,0,0]
["Low-Flow Pre-Rinse Sprayers",0.10426655737111694,0.27256241197531494,null,1130.987030230652,5,null,92.9,null,null,1,1000,1000,1000,0,0,0,0,0,0,0,0,0,0,0,0,0,0,0,0,0,0,0,0,0,0,0,0,0,0,0]
["Low-Flow Pre-Rinse Sprayers",0.20853311474223388,0.54512482395062989,null,2261.9740604613039,5,null,185.8,null,null,1,1000,1000,1000,0,0,0,0,0,0,0,0,0,0,0,0,0,0,0,0,0,0,0,0,0,0,0,0,0,0,0]
["Low-Flow Pre-Rinse Sprayers",0.20853311474223388,0.54512482395062989,null,2261.9740604613039,5,null,185.8,null,null,1,1000,1000,1000,0,0,0,0,0,0,0,0,0,0,0,0,0,0,0,0,0,0,0,0,0,0,0,0,0,0,0]
["Low-Flow Pre-Rinse Sprayers",0.20853311474223388,0.54512482395062989,null,2261.9740604613039,5,null,185.8,null,null,1,1000,1000,1000,0,0,0,0,0,0,0,0,0,0,0,0,0,0,0,0,0,0,0,0,0,0,0,0,0,0,0]
["Low-Flow Pre-Rinse Sprayers",0.12004682673353823,1.024370139229186,null,2261.9740604613039,5,null,185.8,null,null,1,1000,1000,1000,0,0,0,0,0,0,0,0,0,0,0,0,0,0,0,0,0,0,0,0,0,0,0,0,0,0,0]
["Low-Flow Pre-Rinse Sprayers",0.20853311474223388,0.54512482395062989,null,2261.9740604613039,5,null,185.8,null,null,1,1000,1000,1000,0,0,0,0,0,0,0,0,0,0,0,0,0,0,0,0,0,0,0,0,0,0,0,0,0,0,0]
["Low-Flow Pre-Rinse Sprayers",0.10426655737111694,0.27256241197531494,null,1130.987030230652,5,null,92.9,null,null,1,1000,1000,1000,0,0,0,0,0,0,0,0,0,0,0,0,0,0,0,0,0,0,0,0,0,0,0,0,0,0,0]
["Tank Wrap on Water Heater",0.26439183834096458,0.26975437560212356,null,2639.4593353494693,7,null,1679.2000000000003,null,null,1,1000,1000,1000,0,0,0,0,0,0,0,0,0,0,0,0,0,0,0,0,0,0,0,0,0,0,0,0,0,0,0]
["Tank Wrap on Water Heater",2.6439183834096453E-2,2.6975437560212357E-2,null,263.9459335349469,7,null,167.92000000000002,null,null,1,1000,1000,1000,0,0,0,0,0,0,0,0,0,0,0,0,0,0,0,0,0,0,0,0,0,0,0,0,0,0,0]
["Tank Wrap on Water Heater",0.66097959585241128,0.67438593900530885,null,6598.6483383736722,7,null,4198,null,null,1,1000,1000,1000,0,0,0,0,0,0,0,0,0,0,0,0,0,0,0,0,0,0,0,0,0,0,0,0,0,0,0]
["Tank Wrap on Water Heater",7.9317551502289363E-2,8.0926312680637075E-2,null,791.83780060484071,7,null,503.76000000000005,null,null,1,1000,1000,1000,0,0,0,0,0,0,0,0,0,0,0,0,0,0,0,0,0,0,0,0,0,0,0,0,0,0,0]
["Tank Wrap on Water Heater",5.2878367668192906E-2,5.3950875120424714E-2,null,527.89186706989381,7,null,335.84000000000003,null,null,1,1000,1000,1000,0,0,0,0,0,0,0,0,0,0,0,0,0,0,0,0,0,0,0,0,0,0,0,0,0,0,0]
["Tank Wrap on Water Heater",7.9317551502289363E-2,8.0926312680637075E-2,null,791.83780060484071,7,null,503.76000000000005,null,null,1,1000,1000,1000,0,0,0,0,0,0,0,0,0,0,0,0,0,0,0,0,0,0,0,0,0,0,0,0,0,0,0]
["Tank Wrap on Water Heater",2.5292086969336717E-2,2.5805074660774575E-2,null,252.49431102179051,7,null,167.92000000000002,null,null,1,1000,1000,1000,0,0,0,0,0,0,0,0,0,0,0,0,0,0,0,0,0,0,0,0,0,0,0,0,0,0,0]
["Tank Wrap on Water Heater",0.25292086969336713,0.25805074660774574,null,2524.9431102179051,7,null,1679.2000000000003,null,null,1,1000,1000,1000,0,0,0,0,0,0,0,0,0,0,0,0,0,0,0,0,0,0,0,0,0,0,0,0,0,0,0]
["Tank Wrap on Water Heater",0.37938130454005076,0.38707611991161861,null,3787.4146653268576,7,null,2518.8000000000002,null,null,1,1000,1000,1000,0,0,0,0,0,0,0,0,0,0,0,0,0,0,0,0,0,0,0,0,0,0,0,0,0,0,0]
["Tank Wrap on Water Heater",0.63230217423341784,0.64512686651936435,null,6312.3577755447623,7,null,4198,null,null,1,1000,1000,1000,0,0,0,0,0,0,0,0,0,0,0,0,0,0,0,0,0,0,0,0,0,0,0,0,0,0,0]
["Tank Wrap on Water Heater",7.5876260908010154E-2,7.7415223982323728E-2,null,757.48293306537153,7,null,503.76000000000005,null,null,1,1000,1000,1000,0,0,0,0,0,0,0,0,0,0,0,0,0,0,0,0,0,0,0,0,0,0,0,0,0,0,0]
["Tank Wrap on Water Heater",7.5876260908010154E-2,7.7415223982323728E-2,null,757.48293306537153,7,null,503.76000000000005,null,null,1,1000,1000,1000,0,0,0,0,0,0,0,0,0,0,0,0,0,0,0,0,0,0,0,0,0,0,0,0,0,0,0]
["Thermostatic Shower Restriction Valve",0.12901121757802758,8.5807994668309823E-2,null,763.4094719264458,10,null,29.95,null,null,1,1000,1000,1000,0,0,0,0,0,0,0,0,0,0,0,0,0,0,0,0,0,0,0,0,0,0,0,0,0,0,0]
["Thermostatic Shower Restriction Valve",2.088854425228472,10.958597590157602,null,29772.969405131385,10,null,1168.05,null,null,1,1000,1000,1000,0,0,0,0,0,0,0,0,0,0,0,0,0,0,0,0,0,0,0,0,0,0,0,0,0,0,0]
["Thermostatic Shower Restriction Valve",1.829861990523282,4.7834275995605724,null,19848.646270087593,10,null,778.69999999999993,null,null,1,1000,1000,1000,0,0,0,0,0,0,0,0,0,0,0,0,0,0,0,0,0,0,0,0,0,0,0,0,0,0,0]
["Thermostatic Shower Restriction Valve",2.8382467867166064,1.8877758827028159,null,16795.008382381806,10,null,658.9,null,null,1,1000,1000,1000,0,0,0,0,0,0,0,0,0,0,0,0,0,0,0,0,0,0,0,0,0,0,0,0,0,0,0]
["Thermostatic Shower Restriction Valve",0.25802243515605516,0.17161598933661965,null,1526.8189438528916,10,null,59.9,null,null,1,1000,1000,1000,0,0,0,0,0,0,0,0,0,0,0,0,0,0,0,0,0,0,0,0,0,0,0,0,0,0,0]
["Thermostatic Shower Restriction Valve",5.3560369877653134E-2,0.28098968179891287,null,763.4094719264458,10,null,29.95,null,null,1,1000,1000,1000,0,0,0,0,0,0,0,0,0,0,0,0,0,0,0,0,0,0,0,0,0,0,0,0,0,0,0]
["Thermostatic Shower Restriction Valve",0.12901121757802758,8.5807994668309823E-2,null,763.4094719264458,10,null,29.95,null,null,1,1000,1000,1000,0,0,0,0,0,0,0,0,0,0,0,0,0,0,0,0,0,0,0,0,0,0,0,0,0,0,0]
["Thermostatic Shower Restriction Valve",0.12901121757802758,8.5807994668309823E-2,null,763.4094719264458,10,null,29.95,null,null,1,1000,1000,1000,0,0,0,0,0,0,0,0,0,0,0,0,0,0,0,0,0,0,0,0,0,0,0,0,0,0,0]
["Thermostatic Shower Restriction Valve",7.0379307327818538E-2,0.18397798459848355,null,763.4094719264458,10,null,29.95,null,null,1,1000,1000,1000,0,0,0,0,0,0,0,0,0,0,0,0,0,0,0,0,0,0,0,0,0,0,0,0,0,0,0]
["Thermostatic Shower Restriction Valve",1.829861990523282,4.7834275995605724,null,19848.646270087593,10,null,778.69999999999993,null,null,1,1000,1000,1000,0,0,0,0,0,0,0,0,0,0,0,0,0,0,0,0,0,0,0,0,0,0,0,0,0,0,0]
["Thermostatic Shower Restriction Valve",2.1931906988264691,1.4587359093612671,null,12977.96102274958,10,null,509.15,null,null,1,1000,1000,1000,0,0,0,0,0,0,0,0,0,0,0,0,0,0,0,0,0,0,0,0,0,0,0,0,0,0,0]
["Thermostatic Shower Restriction Valve",0.25802243515605516,0.17161598933661965,null,1526.8189438528916,10,null,59.9,null,null,1,1000,1000,1000,0,0,0,0,0,0,0,0,0,0,0,0,0,0,0,0,0,0,0,0,0,0,0,0,0,0,0]
["Thermostatic Shower Restriction Valve",0.10712073975530627,0.56197936359782574,null,1526.8189438528916,10,null,59.9,null,null,1,1000,1000,1000,0,0,0,0,0,0,0,0,0,0,0,0,0,0,0,0,0,0,0,0,0,0,0,0,0,0,0]
["Bi-Level Lighting Control (Exterior)",0,0,null,1357.8,9,null,399,null,null,1,1000,1000,1000,0,0,0,0,0,0,0,0,0,0,0,0,0,0,0,0,0,0,0,0,0,0,0,0,0,0,0]
["Bi-Level Lighting Control (Exterior)",0,0,null,1357.8,9,null,399,null,null,1,1000,1000,1000,0,0,0,0,0,0,0,0,0,0,0,0,0,0,0,0,0,0,0,0,0,0,0,0,0,0,0]
["Bi-Level Lighting Control (Exterior)",0,0,null,1357.8,9,null,399,null,null,1,1000,1000,1000,0,0,0,0,0,0,0,0,0,0,0,0,0,0,0,0,0,0,0,0,0,0,0,0,0,0,0]
["Bi-Level Lighting Control (Exterior)",0,0,null,1357.8,9,null,399,null,null,1,1000,1000,1000,0,0,0,0,0,0,0,0,0,0,0,0,0,0,0,0,0,0,0,0,0,0,0,0,0,0,0]
["Bi-Level Lighting Control (Exterior)",0,0,null,1357.8,9,null,399,null,null,1,1000,1000,1000,0,0,0,0,0,0,0,0,0,0,0,0,0,0,0,0,0,0,0,0,0,0,0,0,0,0,0]
["Bi-Level Lighting Control (Exterior)",0,0,null,1357.8,9,null,399,null,null,1,1000,1000,1000,0,0,0,0,0,0,0,0,0,0,0,0,0,0,0,0,0,0,0,0,0,0,0,0,0,0,0]
["Bi-Level Lighting Control (Exterior)",0,0,null,1357.8,9,null,399,null,null,1,1000,1000,1000,0,0,0,0,0,0,0,0,0,0,0,0,0,0,0,0,0,0,0,0,0,0,0,0,0,0,0]
["Bi-Level Lighting Control (Exterior)",0,0,null,1357.8,9,null,399,null,null,1,1000,1000,1000,0,0,0,0,0,0,0,0,0,0,0,0,0,0,0,0,0,0,0,0,0,0,0,0,0,0,0]
["Bi-Level Lighting Control (Exterior)",0,0,null,1357.8,9,null,399,null,null,1,1000,1000,1000,0,0,0,0,0,0,0,0,0,0,0,0,0,0,0,0,0,0,0,0,0,0,0,0,0,0,0]
["Bi-Level Lighting Control (Exterior)",0,0,null,1357.8,9,null,399,null,null,1,1000,1000,1000,0,0,0,0,0,0,0,0,0,0,0,0,0,0,0,0,0,0,0,0,0,0,0,0,0,0,0]
["Bi-Level Lighting Control (Exterior)",0,0,null,1357.8,9,null,399,null,null,1,1000,1000,1000,0,0,0,0,0,0,0,0,0,0,0,0,0,0,0,0,0,0,0,0,0,0,0,0,0,0,0]
["Bi-Level Lighting Control (Exterior)",0,0,null,1357.8,9,null,399,null,null,1,1000,1000,1000,0,0,0,0,0,0,0,0,0,0,0,0,0,0,0,0,0,0,0,0,0,0,0,0,0,0,0]
["Outdoor Lighting Controls",0,0,null,562.5200000000001,8,null,130,null,null,1,1000,1000,1000,0,0,0,0,0,0,0,0,0,0,0,0,0,0,0,0,0,0,0,0,0,0,0,0,0,0,0]
["Outdoor Lighting Controls",0,0,null,562.5200000000001,8,null,130,null,null,1,1000,1000,1000,0,0,0,0,0,0,0,0,0,0,0,0,0,0,0,0,0,0,0,0,0,0,0,0,0,0,0]
["Outdoor Lighting Controls",0,0,null,562.5200000000001,8,null,130,null,null,1,1000,1000,1000,0,0,0,0,0,0,0,0,0,0,0,0,0,0,0,0,0,0,0,0,0,0,0,0,0,0,0]
["Outdoor Lighting Controls",0,0,null,562.5200000000001,8,null,130,null,null,1,1000,1000,1000,0,0,0,0,0,0,0,0,0,0,0,0,0,0,0,0,0,0,0,0,0,0,0,0,0,0,0]
["Outdoor Lighting Controls",0,0,null,562.5200000000001,8,null,130,null,null,1,1000,1000,1000,0,0,0,0,0,0,0,0,0,0,0,0,0,0,0,0,0,0,0,0,0,0,0,0,0,0,0]
["Outdoor Lighting Controls",0,0,null,562.5200000000001,8,null,130,null,null,1,1000,1000,1000,0,0,0,0,0,0,0,0,0,0,0,0,0,0,0,0,0,0,0,0,0,0,0,0,0,0,0]
["Outdoor Lighting Controls",0,0,null,562.5200000000001,8,null,130,null,null,1,1000,1000,1000,0,0,0,0,0,0,0,0,0,0,0,0,0,0,0,0,0,0,0,0,0,0,0,0,0,0,0]
["Outdoor Lighting Controls",0,0,null,562.5200000000001,8,null,130,null,null,1,1000,1000,1000,0,0,0,0,0,0,0,0,0,0,0,0,0,0,0,0,0,0,0,0,0,0,0,0,0,0,0]
["Outdoor Lighting Controls",0,0,null,562.5200000000001,8,null,130,null,null,1,1000,1000,1000,0,0,0,0,0,0,0,0,0,0,0,0,0,0,0,0,0,0,0,0,0,0,0,0,0,0,0]
["Outdoor Lighting Controls",0,0,null,562.5200000000001,8,null,130,null,null,1,1000,1000,1000,0,0,0,0,0,0,0,0,0,0,0,0,0,0,0,0,0,0,0,0,0,0,0,0,0,0,0]
["Outdoor Lighting Controls",0,0,null,562.5200000000001,8,null,130,null,null,1,1000,1000,1000,0,0,0,0,0,0,0,0,0,0,0,0,0,0,0,0,0,0,0,0,0,0,0,0,0,0,0]
["Outdoor Lighting Controls",0,0,null,562.5200000000001,8,null,130,null,null,1,1000,1000,1000,0,0,0,0,0,0,0,0,0,0,0,0,0,0,0,0,0,0,0,0,0,0,0,0,0,0,0]
["Outdoor Lighting Controls",0,0,null,562.5200000000001,8,null,130,null,null,1,1000,1000,1000,0,0,0,0,0,0,0,0,0,0,0,0,0,0,0,0,0,0,0,0,0,0,0,0,0,0,0]
["Air Curtains",1.1722552996725427E-2,3.2285264716301757E-3,null,81.081000000000003,8,null,3600,null,null,1,1000,1000,1000,0,0,0,0,0,0,0,0,0,0,0,0,0,0,0,0,0,0,0,0,0,0,0,0,0,0,0]
["Air Curtains",1.1722552996725427E-2,3.2285264716301757E-3,null,81.081000000000003,8,null,3600,null,null,1,1000,1000,1000,0,0,0,0,0,0,0,0,0,0,0,0,0,0,0,0,0,0,0,0,0,0,0,0,0,0,0]
["Air Curtains",1.1722552996725427E-2,3.2285264716301757E-3,null,81.081000000000003,8,null,3600,null,null,1,1000,1000,1000,0,0,0,0,0,0,0,0,0,0,0,0,0,0,0,0,0,0,0,0,0,0,0,0,0,0,0]
["Air Curtains",1.0512566781719216E-2,8.8055910760886039E-3,null,81.081000000000003,8,null,3600,null,null,1,1000,1000,1000,0,0,0,0,0,0,0,0,0,0,0,0,0,0,0,0,0,0,0,0,0,0,0,0,0,0,0]
["Air Curtains",1.0512566781719216E-2,8.8055910760886039E-3,null,81.081000000000003,8,null,3600,null,null,1,1000,1000,1000,0,0,0,0,0,0,0,0,0,0,0,0,0,0,0,0,0,0,0,0,0,0,0,0,0,0,0]
["Air Curtains",1.1722552996725427E-2,3.2285264716301757E-3,null,81.081000000000003,8,null,3600,null,null,1,1000,1000,1000,0,0,0,0,0,0,0,0,0,0,0,0,0,0,0,0,0,0,0,0,0,0,0,0,0,0,0]
["Air Curtains",1.1722552996725427E-2,3.2285264716301757E-3,null,81.081000000000003,8,null,3600,null,null,1,1000,1000,1000,0,0,0,0,0,0,0,0,0,0,0,0,0,0,0,0,0,0,0,0,0,0,0,0,0,0,0]
["Air Curtains",1.0512566781719216E-2,8.8055910760886039E-3,null,81.081000000000003,8,null,3600,null,null,1,1000,1000,1000,0,0,0,0,0,0,0,0,0,0,0,0,0,0,0,0,0,0,0,0,0,0,0,0,0,0,0]
["Air Curtains",1.0512566781719216E-2,8.8055910760886039E-3,null,81.081000000000003,8,null,3600,null,null,1,1000,1000,1000,0,0,0,0,0,0,0,0,0,0,0,0,0,0,0,0,0,0,0,0,0,0,0,0,0,0,0]
["Air Curtains",1.1722552996725427E-2,3.2285264716301757E-3,null,81.081000000000003,8,null,3600,null,null,1,1000,1000,1000,0,0,0,0,0,0,0,0,0,0,0,0,0,0,0,0,0,0,0,0,0,0,0,0,0,0,0]
["Air Curtains",1.1722552996725427E-2,3.2285264716301757E-3,null,81.081000000000003,8,null,3600,null,null,1,1000,1000,1000,0,0,0,0,0,0,0,0,0,0,0,0,0,0,0,0,0,0,0,0,0,0,0,0,0,0,0]
["Air Curtains",1.0512566781719216E-2,8.8055910760886039E-3,null,81.081000000000003,8,null,3600,null,null,1,1000,1000,1000,0,0,0,0,0,0,0,0,0,0,0,0,0,0,0,0,0,0,0,0,0,0,0,0,0,0,0]
["Air Curtains",1.1722552996725427E-2,3.2285264716301757E-3,null,81.081000000000003,8,null,3600,null,null,1,1000,1000,1000,0,0,0,0,0,0,0,0,0,0,0,0,0,0,0,0,0,0,0,0,0,0,0,0,0,0,0]
["Airside Economizer",-0.46324348402208759,2.0438674595229232E-5,null,2253.2312810735207,10,null,55.803484752157551,null,null,1,1000,1000,1000,0,0,0,0,0,0,0,0,0,0,0,0,0,0,0,0,0,0,0,0,0,0,0,0,0,0,0]
["Airside Economizer",-11.739129564693821,13.201962028105866,null,98666.936359126354,10,null,2443.5835437342967,null,null,1,1000,1000,1000,0,0,0,0,0,0,0,0,0,0,0,0,0,0,0,0,0,0,0,0,0,0,0,0,0,0,0]
["Airside Economizer",-2.2504836623822553,9.9293146787397666E-5,null,10946.425282870936,10,null,271.09896862087328,null,null,1,1000,1000,1000,0,0,0,0,0,0,0,0,0,0,0,0,0,0,0,0,0,0,0,0,0,0,0,0,0,0,0]
["Airside Economizer",-1.6037994125456763,7.0760918263618674E-5,null,7800.9321869769683,10,null,193.19774405989207,null,null,1,1000,1000,1000,0,0,0,0,0,0,0,0,0,0,0,0,0,0,0,0,0,0,0,0,0,0,0,0,0,0,0]
["Airside Economizer",-1.2624854347790955,3.8042741255930469E-2,null,5652.7503575325009,10,null,139.99591210806793,null,null,1,1000,1000,1000,0,0,0,0,0,0,0,0,0,0,0,0,0,0,0,0,0,0,0,0,0,0,0,0,0,0,0]
["Airside Economizer",-0.18844367326586239,8.3142862236719934E-6,null,916.59611838769808,10,null,22.700402726508134,null,null,1,1000,1000,1000,0,0,0,0,0,0,0,0,0,0,0,0,0,0,0,0,0,0,0,0,0,0,0,0,0,0,0]
["Airside Economizer",-0.46324348402208759,2.0438674595229232E-5,null,2253.2312810735207,10,null,55.803484752157551,null,null,1,1000,1000,1000,0,0,0,0,0,0,0,0,0,0,0,0,0,0,0,0,0,0,0,0,0,0,0,0,0,0,0]
["Airside Economizer",-1.9467672418361046,8.5892934365900132E-5,null,9469.138795409759,10,null,234.51251845481124,null,null,1,1000,1000,1000,0,0,0,0,0,0,0,0,0,0,0,0,0,0,0,0,0,0,0,0,0,0,0,0,0,0,0]
["Airside Economizer",-11.739129564693821,13.201962028105866,null,98666.936359126354,10,null,2443.5835437342967,null,null,1,1000,1000,1000,0,0,0,0,0,0,0,0,0,0,0,0,0,0,0,0,0,0,0,0,0,0,0,0,0,0,0]
["Airside Economizer",-21.455400144275714,9.4662948748217457E-4,null,104359.75986815244,10,null,2584.5719067803234,null,null,1,1000,1000,1000,0,0,0,0,0,0,0,0,0,0,0,0,0,0,0,0,0,0,0,0,0,0,0,0,0,0,0]
["Airside Economizer",-1.6037994125456763,7.0760918263618674E-5,null,7800.9321869769683,10,null,193.19774405989207,null,null,1,1000,1000,1000,0,0,0,0,0,0,0,0,0,0,0,0,0,0,0,0,0,0,0,0,0,0,0,0,0,0,0]
["Airside Economizer",-1.8969493119726983,8.3694927286241867E-5,null,9226.8227741417704,10,null,228.51132429795175,null,null,1,1000,1000,1000,0,0,0,0,0,0,0,0,0,0,0,0,0,0,0,0,0,0,0,0,0,0,0,0,0,0,0]
["Airside Economizer",-0.18844367326586239,8.3142862236719934E-6,null,916.59611838769808,10,null,22.700402726508134,null,null,1,1000,1000,1000,0,0,0,0,0,0,0,0,0,0,0,0,0,0,0,0,0,0,0,0,0,0,0,0,0,0,0]
["Ceiling Insulation(R12 to R38)",4.4510604794950827E-5,1.0179413054497932E-4,null,0.21811381459267284,25,null,0.53388128654970757,null,null,1,1000,1000,1000,0,0,0,0,0,0,0,0,0,0,0,0,0,0,0,0,0,0,0,0,0,0,0,0,0,0,0]
["Ceiling Insulation(R12 to R38)",4.3645435891436643E-6,9.8386463466355791E-5,null,0.21811381459267284,25,null,0.53388128654970757,null,null,1,1000,1000,1000,0,0,0,0,0,0,0,0,0,0,0,0,0,0,0,0,0,0,0,0,0,0,0,0,0,0,0]
["Ceiling Insulation(R12 to R38)",4.3645435891436643E-6,9.8386463466355791E-5,null,0.21811381459267284,25,null,0.53388128654970757,null,null,1,1000,1000,1000,0,0,0,0,0,0,0,0,0,0,0,0,0,0,0,0,0,0,0,0,0,0,0,0,0,0,0]
["Ceiling Insulation(R12 to R38)",4.3645435891436643E-6,9.8386463466355791E-5,null,0.21811381459267284,25,null,0.53388128654970757,null,null,1,1000,1000,1000,0,0,0,0,0,0,0,0,0,0,0,0,0,0,0,0,0,0,0,0,0,0,0,0,0,0,0]
["Ceiling Insulation(R12 to R38)",4.3645435891436643E-6,9.8386463466355791E-5,null,0.21811381459267284,25,null,0.53388128654970757,null,null,1,1000,1000,1000,0,0,0,0,0,0,0,0,0,0,0,0,0,0,0,0,0,0,0,0,0,0,0,0,0,0,0]
["Ceiling Insulation(R12 to R38)",2.4750969383543182E-5,4.4161429595856229E-5,null,0.21811381459267284,25,null,0.53388128654970757,null,null,1,1000,1000,1000,0,0,0,0,0,0,0,0,0,0,0,0,0,0,0,0,0,0,0,0,0,0,0,0,0,0,0]
["Ceiling Insulation(R12 to R38)",4.3827341897597533E-5,1.0023153320688131E-4,null,0.21476564447460977,25,null,0.53388128654970757,null,null,1,1000,1000,1000,0,0,0,0,0,0,0,0,0,0,0,0,0,0,0,0,0,0,0,0,0,0,0,0,0,0,0]
["Ceiling Insulation(R12 to R38)",4.2975453824897447E-6,9.687617574058685E-5,null,0.21476564447460977,25,null,0.53388128654970757,null,null,1,1000,1000,1000,0,0,0,0,0,0,0,0,0,0,0,0,0,0,0,0,0,0,0,0,0,0,0,0,0,0,0]
["Ceiling Insulation(R12 to R38)",8.8822971543619221E-5,5.2319640798370311E-5,null,0.21476564447460977,25,null,0.53388128654970757,null,null,1,1000,1000,1000,0,0,0,0,0,0,0,0,0,0,0,0,0,0,0,0,0,0,0,0,0,0,0,0,0,0,0]
["Ceiling Insulation(R12 to R38)",4.2975453824897447E-6,9.687617574058685E-5,null,0.21476564447460977,25,null,0.53388128654970757,null,null,1,1000,1000,1000,0,0,0,0,0,0,0,0,0,0,0,0,0,0,0,0,0,0,0,0,0,0,0,0,0,0,0]
["Ceiling Insulation(R12 to R38)",4.3827341897597533E-5,1.0023153320688131E-4,null,0.21476564447460977,25,null,0.53388128654970757,null,null,1,1000,1000,1000,0,0,0,0,0,0,0,0,0,0,0,0,0,0,0,0,0,0,0,0,0,0,0,0,0,0,0]
["Ceiling Insulation(R12 to R38)",4.2975453824897447E-6,9.687617574058685E-5,null,0.21476564447460977,25,null,0.53388128654970757,null,null,1,1000,1000,1000,0,0,0,0,0,0,0,0,0,0,0,0,0,0,0,0,0,0,0,0,0,0,0,0,0,0,0]
["Ceiling Insulation(R19 to R38)",4.1634328062170279E-5,2.4523983506052158E-5,null,0.10066791442738746,25,null,0.4575055555555555,null,null,1,1000,1000,1000,0,0,0,0,0,0,0,0,0,0,0,0,0,0,0,0,0,0,0,0,0,0,0,0,0,0,0]
["Ceiling Insulation(R19 to R38)",2.0543356059208071E-5,4.6981906405375062E-5,null,0.10066791442738746,25,null,0.4575055555555555,null,null,1,1000,1000,1000,0,0,0,0,0,0,0,0,0,0,0,0,0,0,0,0,0,0,0,0,0,0,0,0,0,0,0]
["Ceiling Insulation(R19 to R38)",2.0144047334509216E-6,4.54091369844719E-5,null,0.10066791442738746,25,null,0.4575055555555555,null,null,1,1000,1000,1000,0,0,0,0,0,0,0,0,0,0,0,0,0,0,0,0,0,0,0,0,0,0,0,0,0,0,0]
["Ceiling Insulation(R19 to R38)",2.0144047334509216E-6,4.54091369844719E-5,null,0.10066791442738746,25,null,0.4575055555555555,null,null,1,1000,1000,1000,0,0,0,0,0,0,0,0,0,0,0,0,0,0,0,0,0,0,0,0,0,0,0,0,0,0,0]
["Ceiling Insulation(R19 to R38)",2.0543356059208071E-5,4.6981906405375062E-5,null,0.10066791442738746,25,null,0.4575055555555555,null,null,1,1000,1000,1000,0,0,0,0,0,0,0,0,0,0,0,0,0,0,0,0,0,0,0,0,0,0,0,0,0,0,0]
["Ceiling Insulation(R19 to R38)",2.0144047334509216E-6,4.54091369844719E-5,null,0.10066791442738746,25,null,0.4575055555555555,null,null,1,1000,1000,1000,0,0,0,0,0,0,0,0,0,0,0,0,0,0,0,0,0,0,0,0,0,0,0,0,0,0,0]
["Ceiling Insulation(R19 to R38)",4.0995217635516552E-5,2.4147526522324751E-5,null,9.9122605142127562E-2,25,null,0.4575055555555555,null,null,1,1000,1000,1000,0,0,0,0,0,0,0,0,0,0,0,0,0,0,0,0,0,0,0,0,0,0,0,0,0,0,0]
["Ceiling Insulation(R19 to R38)",2.0228003952737318E-5,4.6260707633945209E-5,null,9.9122605142127562E-2,25,null,0.4575055555555555,null,null,1,1000,1000,1000,0,0,0,0,0,0,0,0,0,0,0,0,0,0,0,0,0,0,0,0,0,0,0,0,0,0,0]
["Ceiling Insulation(R19 to R38)",1.9834824842260355E-6,4.4712081111040073E-5,null,9.9122605142127562E-2,25,null,0.4575055555555555,null,null,1,1000,1000,1000,0,0,0,0,0,0,0,0,0,0,0,0,0,0,0,0,0,0,0,0,0,0,0,0,0,0,0]
["Ceiling Insulation(R19 to R38)",4.0995217635516552E-5,2.4147526522324751E-5,null,9.9122605142127562E-2,25,null,0.4575055555555555,null,null,1,1000,1000,1000,0,0,0,0,0,0,0,0,0,0,0,0,0,0,0,0,0,0,0,0,0,0,0,0,0,0,0]
["Ceiling Insulation(R19 to R38)",2.0228003952737318E-5,4.6260707633945209E-5,null,9.9122605142127562E-2,25,null,0.4575055555555555,null,null,1,1000,1000,1000,0,0,0,0,0,0,0,0,0,0,0,0,0,0,0,0,0,0,0,0,0,0,0,0,0,0,0]
["Ceiling Insulation(R19 to R38)",2.0228003952737318E-5,4.6260707633945209E-5,null,9.9122605142127562E-2,25,null,0.4575055555555555,null,null,1,1000,1000,1000,0,0,0,0,0,0,0,0,0,0,0,0,0,0,0,0,0,0,0,0,0,0,0,0,0,0,0]
["Ceiling Insulation(R2 to R38)",3.6259285202116602E-5,8.173644657204944E-4,null,1.8120224596929746,25,null,0.64298947368421044,null,null,1,1000,1000,1000,0,0,0,0,0,0,0,0,0,0,0,0,0,0,0,0,0,0,0,0,0,0,0,0,0,0,0]
["Ceiling Insulation(R2 to R38)",7.4941790511906514E-4,4.4143170310893891E-4,null,1.8120224596929746,25,null,0.64298947368421044,null,null,1,1000,1000,1000,0,0,0,0,0,0,0,0,0,0,0,0,0,0,0,0,0,0,0,0,0,0,0,0,0,0,0]
["Ceiling Insulation(R2 to R38)",7.4941790511906514E-4,4.4143170310893891E-4,null,1.8120224596929746,25,null,0.64298947368421044,null,null,1,1000,1000,1000,0,0,0,0,0,0,0,0,0,0,0,0,0,0,0,0,0,0,0,0,0,0,0,0,0,0,0]
["Ceiling Insulation(R2 to R38)",3.6259285202116602E-5,8.173644657204944E-4,null,1.8120224596929746,25,null,0.64298947368421044,null,null,1,1000,1000,1000,0,0,0,0,0,0,0,0,0,0,0,0,0,0,0,0,0,0,0,0,0,0,0,0,0,0,0]
["Ceiling Insulation(R2 to R38)",3.6978040906574536E-4,8.4567431529675131E-4,null,1.8120224596929746,25,null,0.64298947368421044,null,null,1,1000,1000,1000,0,0,0,0,0,0,0,0,0,0,0,0,0,0,0,0,0,0,0,0,0,0,0,0,0,0,0]
["Ceiling Insulation(R2 to R38)",3.6978040906574536E-4,8.4567431529675131E-4,null,1.8120224596929746,25,null,0.64298947368421044,null,null,1,1000,1000,1000,0,0,0,0,0,0,0,0,0,0,0,0,0,0,0,0,0,0,0,0,0,0,0,0,0,0,0]
["Ceiling Insulation(R2 to R38)",3.5702684716068652E-5,8.0481745999872161E-4,null,1.7842068925582968,25,null,0.64298947368421044,null,null,1,1000,1000,1000,0,0,0,0,0,0,0,0,0,0,0,0,0,0,0,0,0,0,0,0,0,0,0,0,0,0,0]
["Ceiling Insulation(R2 to R38)",7.3791391743929823E-4,4.3465547740184569E-4,null,1.7842068925582968,25,null,0.64298947368421044,null,null,1,1000,1000,1000,0,0,0,0,0,0,0,0,0,0,0,0,0,0,0,0,0,0,0,0,0,0,0,0,0,0,0]
["Ceiling Insulation(R2 to R38)",7.3791391743929823E-4,4.3465547740184569E-4,null,1.7842068925582968,25,null,0.64298947368421044,null,null,1,1000,1000,1000,0,0,0,0,0,0,0,0,0,0,0,0,0,0,0,0,0,0,0,0,0,0,0,0,0,0,0]
["Ceiling Insulation(R2 to R38)",3.5702684716068652E-5,8.0481745999872161E-4,null,1.7842068925582968,25,null,0.64298947368421044,null,null,1,1000,1000,1000,0,0,0,0,0,0,0,0,0,0,0,0,0,0,0,0,0,0,0,0,0,0,0,0,0,0,0]
["Ceiling Insulation(R2 to R38)",3.5702684716068652E-5,8.0481745999872161E-4,null,1.7842068925582968,25,null,0.64298947368421044,null,null,1,1000,1000,1000,0,0,0,0,0,0,0,0,0,0,0,0,0,0,0,0,0,0,0,0,0,0,0,0,0,0,0]
["Ceiling Insulation(R2 to R38)",3.6410407114927183E-4,8.3269273741101409E-4,null,1.7842068925582968,25,null,0.64298947368421044,null,null,1,1000,1000,1000,0,0,0,0,0,0,0,0,0,0,0,0,0,0,0,0,0,0,0,0,0,0,0,0,0,0,0]
["Ceiling Insulation(R2 to R38)",1.5078187393696441E-4,2.6902958857950409E-4,null,1.3287402681565137,25,null,0.64298947368421044,null,null,1,1000,1000,1000,0,0,0,0,0,0,0,0,0,0,0,0,0,0,0,0,0,0,0,0,0,0,0,0,0,0,0]
["Ceiling Insulation(R30 to R38)",5.371745955869126E-7,1.2109103195859177E-5,null,2.6844777180636662E-2,25,null,0.34839736842105262,null,null,1,1000,1000,1000,0,0,0,0,0,0,0,0,0,0,0,0,0,0,0,0,0,0,0,0,0,0,0,0,0,0,0]
["Ceiling Insulation(R30 to R38)",5.371745955869126E-7,1.2109103195859177E-5,null,2.6844777180636662E-2,25,null,0.34839736842105262,null,null,1,1000,1000,1000,0,0,0,0,0,0,0,0,0,0,0,0,0,0,0,0,0,0,0,0,0,0,0,0,0,0,0]
["Ceiling Insulation(R30 to R38)",1.110248748324541E-5,6.5397289349472433E-6,null,2.6844777180636662E-2,25,null,0.34839736842105262,null,null,1,1000,1000,1000,0,0,0,0,0,0,0,0,0,0,0,0,0,0,0,0,0,0,0,0,0,0,0,0,0,0,0]
["Ceiling Insulation(R30 to R38)",5.371745955869126E-7,1.2109103195859177E-5,null,2.6844777180636662E-2,25,null,0.34839736842105262,null,null,1,1000,1000,1000,0,0,0,0,0,0,0,0,0,0,0,0,0,0,0,0,0,0,0,0,0,0,0,0,0,0,0]
["Ceiling Insulation(R30 to R38)",5.4782282824554871E-6,1.2528508374766687E-5,null,2.6844777180636662E-2,25,null,0.34839736842105262,null,null,1,1000,1000,1000,0,0,0,0,0,0,0,0,0,0,0,0,0,0,0,0,0,0,0,0,0,0,0,0,0,0,0]
["Ceiling Insulation(R30 to R38)",3.046273154897623E-6,5.4352528733361526E-6,null,2.6844777180636662E-2,25,null,0.34839736842105262,null,null,1,1000,1000,1000,0,0,0,0,0,0,0,0,0,0,0,0,0,0,0,0,0,0,0,0,0,0,0,0,0,0,0]
["Ceiling Insulation(R30 to R38)",5.2892866246027636E-7,1.1923221629610691E-5,null,2.6432694704567359E-2,25,null,0.34839736842105262,null,null,1,1000,1000,1000,0,0,0,0,0,0,0,0,0,0,0,0,0,0,0,0,0,0,0,0,0,0,0,0,0,0,0]
["Ceiling Insulation(R30 to R38)",5.2892866246027636E-7,1.1923221629610691E-5,null,2.6432694704567359E-2,25,null,0.34839736842105262,null,null,1,1000,1000,1000,0,0,0,0,0,0,0,0,0,0,0,0,0,0,0,0,0,0,0,0,0,0,0,0,0,0,0]
["Ceiling Insulation(R30 to R38)",1.0932058036137751E-5,6.4393404059532689E-6,null,2.6432694704567359E-2,25,null,0.34839736842105262,null,null,1,1000,1000,1000,0,0,0,0,0,0,0,0,0,0,0,0,0,0,0,0,0,0,0,0,0,0,0,0,0,0,0]
["Ceiling Insulation(R30 to R38)",5.2892866246027636E-7,1.1923221629610691E-5,null,2.6432694704567359E-2,25,null,0.34839736842105262,null,null,1,1000,1000,1000,0,0,0,0,0,0,0,0,0,0,0,0,0,0,0,0,0,0,0,0,0,0,0,0,0,0,0]
["Ceiling Insulation(R30 to R38)",5.2892866246027636E-7,1.1923221629610691E-5,null,2.6432694704567359E-2,25,null,0.34839736842105262,null,null,1,1000,1000,1000,0,0,0,0,0,0,0,0,0,0,0,0,0,0,0,0,0,0,0,0,0,0,0,0,0,0,0]
["Ceiling Insulation(R30 to R38)",5.2892866246027636E-7,1.1923221629610691E-5,null,2.6432694704567359E-2,25,null,0.34839736842105262,null,null,1,1000,1000,1000,0,0,0,0,0,0,0,0,0,0,0,0,0,0,0,0,0,0,0,0,0,0,0,0,0,0,0]
["Ceiling Insulation(R30 to R38)",2.9995111432032541E-6,5.3518186750548304E-6,null,2.6432694704567359E-2,25,null,0.34839736842105262,null,null,1,1000,1000,1000,0,0,0,0,0,0,0,0,0,0,0,0,0,0,0,0,0,0,0,0,0,0,0,0,0,0,0]
["Chilled Water Controls Optimization",0,0,null,0,10,null,108,null,null,1,1000,1000,1000,0,0,0,0,0,0,0,0,0,0,0,0,0,0,0,0,0,0,0,0,0,0,0,0,0,0,0]
["Chilled Water Controls Optimization",1.5513189464573029,1.5461049121384752E-3,null,3823.8815776024276,10,null,108,null,null,1,1000,1000,1000,0,0,0,0,0,0,0,0,0,0,0,0,0,0,0,0,0,0,0,0,0,0,0,0,0,0,0]
["Chilled Water Controls Optimization",4.2224874554733338,4.2082955353953018E-3,null,10408.105972994526,10,null,108,null,null,1,1000,1000,1000,0,0,0,0,0,0,0,0,0,0,0,0,0,0,0,0,0,0,0,0,0,0,0,0,0,0,0]
["Chilled Water Controls Optimization",1.3392577523840392,1.3347564627565042E-3,null,3301.1670866894237,10,null,108,null,null,1,1000,1000,1000,0,0,0,0,0,0,0,0,0,0,0,0,0,0,0,0,0,0,0,0,0,0,0,0,0,0,0]
["Chilled Water Controls Optimization",0.92450159370328222,9.2139431325113008E-4,null,2278.8251382472008,10,null,108,null,null,1,1000,1000,1000,0,0,0,0,0,0,0,0,0,0,0,0,0,0,0,0,0,0,0,0,0,0,0,0,0,0,0]
["Chilled Water Controls Optimization",0.35714650840470064,3.5594612717044556E-4,null,880.33860291111523,10,null,108,null,null,1,1000,1000,1000,0,0,0,0,0,0,0,0,0,0,0,0,0,0,0,0,0,0,0,0,0,0,0,0,0,0,0]
["Chilled Water Controls Optimization",0,0,null,0,10,null,108,null,null,1,1000,1000,1000,0,0,0,0,0,0,0,0,0,0,0,0,0,0,0,0,0,0,0,0,0,0,0,0,0,0,0]
["Chilled Water Controls Optimization",1.5513189464573029,1.5461049121384752E-3,null,3823.8815776024276,10,null,108,null,null,1,1000,1000,1000,0,0,0,0,0,0,0,0,0,0,0,0,0,0,0,0,0,0,0,0,0,0,0,0,0,0,0]
["Chilled Water Controls Optimization",4.2224874554733338,4.2082955353953018E-3,null,10408.105972994526,10,null,108,null,null,1,1000,1000,1000,0,0,0,0,0,0,0,0,0,0,0,0,0,0,0,0,0,0,0,0,0,0,0,0,0,0,0]
["Chilled Water Controls Optimization",1.307523253183976,1.303128624258483E-3,null,3222.9439932741843,10,null,108,null,null,1,1000,1000,1000,0,0,0,0,0,0,0,0,0,0,0,0,0,0,0,0,0,0,0,0,0,0,0,0,0,0,0]
["Chilled Water Controls Optimization",1.2051135904738475,1.2010631638138974E-3,null,2970.5120717147729,10,null,108,null,null,1,1000,1000,1000,0,0,0,0,0,0,0,0,0,0,0,0,0,0,0,0,0,0,0,0,0,0,0,0,0,0,0]
["Chilled Water Controls Optimization",0.92450159370328222,9.2139431325113008E-4,null,2278.8251382472008,10,null,108,null,null,1,1000,1000,1000,0,0,0,0,0,0,0,0,0,0,0,0,0,0,0,0,0,0,0,0,0,0,0,0,0,0,0]
["Chilled Water System - Variable Speed Drives",1.0305263385374381,1.0305263385374375,null,9027.4108695652176,13,null,1898,null,null,1,1000,1000,1000,0,0,0,0,0,0,0,0,0,0,0,0,0,0,0,0,0,0,0,0,0,0,0,0,0,0,0]
["Chilled Water System - Variable Speed Drives",1.0305263385374381,1.0305263385374375,null,9027.4108695652176,13,null,1898,null,null,1,1000,1000,1000,0,0,0,0,0,0,0,0,0,0,0,0,0,0,0,0,0,0,0,0,0,0,0,0,0,0,0]
["Chilled Water System - Variable Speed Drives",1.0305263385374381,1.0305263385374375,null,9027.4108695652176,13,null,1898,null,null,1,1000,1000,1000,0,0,0,0,0,0,0,0,0,0,0,0,0,0,0,0,0,0,0,0,0,0,0,0,0,0,0]
["Chilled Water System - Variable Speed Drives",1.0305263385374381,1.0305263385374375,null,9027.4108695652176,13,null,1898,null,null,1,1000,1000,1000,0,0,0,0,0,0,0,0,0,0,0,0,0,0,0,0,0,0,0,0,0,0,0,0,0,0,0]
["Chilled Water System - Variable Speed Drives",1.0305263385374381,1.0305263385374375,null,9027.4108695652176,13,null,1898,null,null,1,1000,1000,1000,0,0,0,0,0,0,0,0,0,0,0,0,0,0,0,0,0,0,0,0,0,0,0,0,0,0,0]
["Chilled Water System - Variable Speed Drives",1.0305263385374381,1.0305263385374375,null,9027.4108695652176,13,null,1898,null,null,1,1000,1000,1000,0,0,0,0,0,0,0,0,0,0,0,0,0,0,0,0,0,0,0,0,0,0,0,0,0,0,0]
["Chilled Water System - Variable Speed Drives",1.0305263385374381,1.0305263385374375,null,9027.4108695652176,13,null,1898,null,null,1,1000,1000,1000,0,0,0,0,0,0,0,0,0,0,0,0,0,0,0,0,0,0,0,0,0,0,0,0,0,0,0]
["Chilled Water System - Variable Speed Drives",1.0305263385374381,1.0305263385374375,null,9027.4108695652176,13,null,1898,null,null,1,1000,1000,1000,0,0,0,0,0,0,0,0,0,0,0,0,0,0,0,0,0,0,0,0,0,0,0,0,0,0,0]
["Chilled Water System - Variable Speed Drives",1.0305263385374381,1.0305263385374375,null,9027.4108695652176,13,null,1898,null,null,1,1000,1000,1000,0,0,0,0,0,0,0,0,0,0,0,0,0,0,0,0,0,0,0,0,0,0,0,0,0,0,0]
["Chilled Water System - Variable Speed Drives",1.0305263385374381,1.0305263385374375,null,9027.4108695652176,13,null,1898,null,null,1,1000,1000,1000,0,0,0,0,0,0,0,0,0,0,0,0,0,0,0,0,0,0,0,0,0,0,0,0,0,0,0]
["Chilled Water System - Variable Speed Drives",1.0305263385374381,1.0305263385374375,null,9027.4108695652176,13,null,1898,null,null,1,1000,1000,1000,0,0,0,0,0,0,0,0,0,0,0,0,0,0,0,0,0,0,0,0,0,0,0,0,0,0,0]
["Chilled Water System - Variable Speed Drives",1.0305263385374381,1.0305263385374375,null,9027.4108695652176,13,null,1898,null,null,1,1000,1000,1000,0,0,0,0,0,0,0,0,0,0,0,0,0,0,0,0,0,0,0,0,0,0,0,0,0,0,0]
["Cool Roof",7.5697447478742486E-5,0,null,0.17818715809018568,15,null,1.5929063367619793,null,null,1,1000,1000,1000,0,0,0,0,0,0,0,0,0,0,0,0,0,0,0,0,0,0,0,0,0,0,0,0,0,0,0]
["Cool Roof",7.5697447478742486E-5,0,null,0.17818715809018568,15,null,1.5929063367619793,null,null,1,1000,1000,1000,0,0,0,0,0,0,0,0,0,0,0,0,0,0,0,0,0,0,0,0,0,0,0,0,0,0,0]
["Cool Roof",7.5697447478742486E-5,0,null,0.17818715809018568,15,null,1.5929063367619793,null,null,1,1000,1000,1000,0,0,0,0,0,0,0,0,0,0,0,0,0,0,0,0,0,0,0,0,0,0,0,0,0,0,0]
["Cool Roof",7.5697447478742486E-5,0,null,0.17818715809018568,15,null,1.5929063367619793,null,null,1,1000,1000,1000,0,0,0,0,0,0,0,0,0,0,0,0,0,0,0,0,0,0,0,0,0,0,0,0,0,0,0]
["Cool Roof",7.5697447478742486E-5,0,null,0.17818715809018568,15,null,1.5929063367619793,null,null,1,1000,1000,1000,0,0,0,0,0,0,0,0,0,0,0,0,0,0,0,0,0,0,0,0,0,0,0,0,0,0,0]
["Cool Roof",7.5697447478742486E-5,0,null,0.17818715809018568,15,null,1.5929063367619793,null,null,1,1000,1000,1000,0,0,0,0,0,0,0,0,0,0,0,0,0,0,0,0,0,0,0,0,0,0,0,0,0,0,0]
["Cool Roof",7.5512304473678127E-5,0,null,0.17775134278846152,15,null,1.5929063367619793,null,null,1,1000,1000,1000,0,0,0,0,0,0,0,0,0,0,0,0,0,0,0,0,0,0,0,0,0,0,0,0,0,0,0]
["Cool Roof",7.5512304473678127E-5,0,null,0.17775134278846152,15,null,1.5929063367619793,null,null,1,1000,1000,1000,0,0,0,0,0,0,0,0,0,0,0,0,0,0,0,0,0,0,0,0,0,0,0,0,0,0,0]
["Cool Roof",7.5512304473678127E-5,0,null,0.17775134278846152,15,null,1.5929063367619793,null,null,1,1000,1000,1000,0,0,0,0,0,0,0,0,0,0,0,0,0,0,0,0,0,0,0,0,0,0,0,0,0,0,0]
["Cool Roof",7.5512304473678127E-5,0,null,0.17775134278846152,15,null,1.5929063367619793,null,null,1,1000,1000,1000,0,0,0,0,0,0,0,0,0,0,0,0,0,0,0,0,0,0,0,0,0,0,0,0,0,0,0]
["Cool Roof",7.5512304473678127E-5,0,null,0.17775134278846152,15,null,1.5929063367619793,null,null,1,1000,1000,1000,0,0,0,0,0,0,0,0,0,0,0,0,0,0,0,0,0,0,0,0,0,0,0,0,0,0,0]
["Cool Roof",7.5512304473678127E-5,0,null,0.17775134278846152,15,null,1.5929063367619793,null,null,1,1000,1000,1000,0,0,0,0,0,0,0,0,0,0,0,0,0,0,0,0,0,0,0,0,0,0,0,0,0,0,0]
["Cool Roof",2.293494514997237E-5,0,null,0.17775134278846152,15,null,1.5929063367619793,null,null,1,1000,1000,1000,0,0,0,0,0,0,0,0,0,0,0,0,0,0,0,0,0,0,0,0,0,0,0,0,0,0,0]
["Dedicated Outdoor Air System on VRF unit",0.24347310676891967,0.24608766322755382,null,800.13071241435364,15,null,1000.579999999999,null,null,1,1000,1000,1000,0,0,0,0,0,0,0,0,0,0,0,0,0,0,0,0,0,0,0,0,0,0,0,0,0,0,0]
["Dedicated Outdoor Air System on VRF unit",0.52396266858376406,0.52958928582050491,null,1721.9093675522545,15,null,1000.579999999999,null,null,1,1000,1000,1000,0,0,0,0,0,0,0,0,0,0,0,0,0,0,0,0,0,0,0,0,0,0,0,0,0,0,0]
["Dedicated Outdoor Air System on VRF unit",0.49919124072837595,0.50455184790121954,null,1640.5025112448598,15,null,1000.579999999999,null,null,1,1000,1000,1000,0,0,0,0,0,0,0,0,0,0,0,0,0,0,0,0,0,0,0,0,0,0,0,0,0,0,0]
["Dedicated Outdoor Air System on VRF unit",0.13592466002323181,0.13738429843039554,null,446.69202484974664,15,null,1000.579999999999,null,null,1,1000,1000,1000,0,0,0,0,0,0,0,0,0,0,0,0,0,0,0,0,0,0,0,0,0,0,0,0,0,0,0]
["Dedicated Outdoor Air System on VRF unit",0.26883235245766773,0.27171923131149983,null,883.46932663956466,15,null,1000.579999999999,null,null,1,1000,1000,1000,0,0,0,0,0,0,0,0,0,0,0,0,0,0,0,0,0,0,0,0,0,0,0,0,0,0,0]
["Dedicated Outdoor Air System on VRF unit",0.27862460114471882,0.28161663488563082,null,915.64979626960462,15,null,1000.579999999999,null,null,1,1000,1000,1000,0,0,0,0,0,0,0,0,0,0,0,0,0,0,0,0,0,0,0,0,0,0,0,0,0,0,0]
["Dedicated Outdoor Air System on VRF unit",0.24347310676891967,0.24608766322755382,null,800.13071241435364,15,null,1000.579999999999,null,null,1,1000,1000,1000,0,0,0,0,0,0,0,0,0,0,0,0,0,0,0,0,0,0,0,0,0,0,0,0,0,0,0]
["Dedicated Outdoor Air System on VRF unit",0.52396266858376406,0.52958928582050491,null,1721.9093675522545,15,null,1000.579999999999,null,null,1,1000,1000,1000,0,0,0,0,0,0,0,0,0,0,0,0,0,0,0,0,0,0,0,0,0,0,0,0,0,0,0]
["Dedicated Outdoor Air System on VRF unit",0.49919124072837595,0.50455184790121954,null,1640.5025112448598,15,null,1000.579999999999,null,null,1,1000,1000,1000,0,0,0,0,0,0,0,0,0,0,0,0,0,0,0,0,0,0,0,0,0,0,0,0,0,0,0]
["Dedicated Outdoor Air System on VRF unit",0.13592466002323181,0.13738429843039554,null,446.69202484974664,15,null,1000.579999999999,null,null,1,1000,1000,1000,0,0,0,0,0,0,0,0,0,0,0,0,0,0,0,0,0,0,0,0,0,0,0,0,0,0,0]
["Dedicated Outdoor Air System on VRF unit",0.26883235245766773,0.27171923131149983,null,883.46932663956466,15,null,1000.579999999999,null,null,1,1000,1000,1000,0,0,0,0,0,0,0,0,0,0,0,0,0,0,0,0,0,0,0,0,0,0,0,0,0,0,0]
["Dedicated Outdoor Air System on VRF unit",0.27862460114471882,0.28161663488563082,null,915.64979626960462,15,null,1000.579999999999,null,null,1,1000,1000,1000,0,0,0,0,0,0,0,0,0,0,0,0,0,0,0,0,0,0,0,0,0,0,0,0,0,0,0]
["Dedicated Outdoor Air System on VRF unit",6.2018896100608595E-2,6.2684891238671644E-2,null,203.81398249141799,15,null,1000.579999999999,null,null,1,1000,1000,1000,0,0,0,0,0,0,0,0,0,0,0,0,0,0,0,0,0,0,0,0,0,0,0,0,0,0,0]
["Destratification Fans",0,9.7596814868345483E-2,null,482.03180417481661,10,null,6800,null,null,1,1000,1000,1000,0,0,0,0,0,0,0,0,0,0,0,0,0,0,0,0,0,0,0,0,0,0,0,0,0,0,0]
["Destratification Fans",0,0.2441032443332693,null,1205.6287639060595,10,null,6800,null,null,1,1000,1000,1000,0,0,0,0,0,0,0,0,0,0,0,0,0,0,0,0,0,0,0,0,0,0,0,0,0,0,0]
["Destratification Fans",0,8.0942713611398431E-2,null,399.77700429609638,10,null,6800,null,null,1,1000,1000,1000,0,0,0,0,0,0,0,0,0,0,0,0,0,0,0,0,0,0,0,0,0,0,0,0,0,0,0]
["Destratification Fans",0,0.12370261900983692,null,610.96867457097289,10,null,6800,null,null,1,1000,1000,1000,0,0,0,0,0,0,0,0,0,0,0,0,0,0,0,0,0,0,0,0,0,0,0,0,0,0,0]
["Destratification Fans",0,0.25623947955404841,null,1265.5697708667233,10,null,6800,null,null,1,1000,1000,1000,0,0,0,0,0,0,0,0,0,0,0,0,0,0,0,0,0,0,0,0,0,0,0,0,0,0,0]
["Destratification Fans",0,0.81020109034846166,null,4001.5926119300134,10,null,6800,null,null,1,1000,1000,1000,0,0,0,0,0,0,0,0,0,0,0,0,0,0,0,0,0,0,0,0,0,0,0,0,0,0,0]
["Destratification Fans",0,0.14896010458314207,null,735.71568968866086,10,null,6800,null,null,1,1000,1000,1000,0,0,0,0,0,0,0,0,0,0,0,0,0,0,0,0,0,0,0,0,0,0,0,0,0,0,0]
["Destratification Fans",0,0.2441032443332693,null,1205.6287639060595,10,null,6800,null,null,1,1000,1000,1000,0,0,0,0,0,0,0,0,0,0,0,0,0,0,0,0,0,0,0,0,0,0,0,0,0,0,0]
["Destratification Fans",0,8.0942713611398431E-2,null,399.77700429609638,10,null,6800,null,null,1,1000,1000,1000,0,0,0,0,0,0,0,0,0,0,0,0,0,0,0,0,0,0,0,0,0,0,0,0,0,0,0]
["Destratification Fans",0,0.12370261900983692,null,610.96867457097289,10,null,6800,null,null,1,1000,1000,1000,0,0,0,0,0,0,0,0,0,0,0,0,0,0,0,0,0,0,0,0,0,0,0,0,0,0,0]
["Destratification Fans",0,0.25623947955404841,null,1265.5697708667233,10,null,6800,null,null,1,1000,1000,1000,0,0,0,0,0,0,0,0,0,0,0,0,0,0,0,0,0,0,0,0,0,0,0,0,0,0,0]
["Destratification Fans",0,0.81020109034846166,null,4001.5926119300134,10,null,6800,null,null,1,1000,1000,1000,0,0,0,0,0,0,0,0,0,0,0,0,0,0,0,0,0,0,0,0,0,0,0,0,0,0,0]
["Duct Insulation",1.5954916846136067,3.428953112171119,null,5872.9828183244972,18,null,72990.798010825107,null,null,1,1000,1000,1000,0,0,0,0,0,0,0,0,0,0,0,0,0,0,0,0,0,0,0,0,0,0,0,0,0,0,0]
["Duct Insulation",0.64315330068105037,1.3822337861369056,null,2367.4384021395012,18,null,4529.1185366272884,null,null,1,1000,1000,1000,0,0,0,0,0,0,0,0,0,0,0,0,0,0,0,0,0,0,0,0,0,0,0,0,0,0,0]
["Duct Insulation",1.297768648005206,2.7891012453212798,null,4777.068439401246,18,null,19830.8626168667,null,null,1,1000,1000,1000,0,0,0,0,0,0,0,0,0,0,0,0,0,0,0,0,0,0,0,0,0,0,0,0,0,0,0]
["Duct Insulation",1.0645906645220597,2.2879664667041446,null,3918.7435080872219,18,null,32495.378599288895,null,null,1,1000,1000,1000,0,0,0,0,0,0,0,0,0,0,0,0,0,0,0,0,0,0,0,0,0,0,0,0,0,0,0]
["Duct Insulation",0.67016966716643422,1.440296046713367,null,2466.8852734158268,18,null,4882.9475020179552,null,null,1,1000,1000,1000,0,0,0,0,0,0,0,0,0,0,0,0,0,0,0,0,0,0,0,0,0,0,0,0,0,0,0]
["Duct Insulation",0.29271379068481879,0.62908623919728524,null,1077.4754139786717,18,null,11000.396926314723,null,null,1,1000,1000,1000,0,0,0,0,0,0,0,0,0,0,0,0,0,0,0,0,0,0,0,0,0,0,0,0,0,0,0]
["Duct Insulation",0.26713496307034174,0.57411346722975809,null,983.32010339860506,18,null,18520.647228404472,null,null,1,1000,1000,1000,0,0,0,0,0,0,0,0,0,0,0,0,0,0,0,0,0,0,0,0,0,0,0,0,0,0,0]
["Duct Insulation",1.1226268972716709,2.412695114822208,null,4132.3740779396076,18,null,19341.08586898095,null,null,1,1000,1000,1000,0,0,0,0,0,0,0,0,0,0,0,0,0,0,0,0,0,0,0,0,0,0,0,0,0,0,0]
["Duct Insulation",1.297768648005206,2.7891012453212798,null,4777.068439401246,18,null,19830.8626168667,null,null,1,1000,1000,1000,0,0,0,0,0,0,0,0,0,0,0,0,0,0,0,0,0,0,0,0,0,0,0,0,0,0,0]
["Duct Insulation",1.0645906645220597,2.2879664667041446,null,3918.7435080872219,18,null,32495.378599288895,null,null,1,1000,1000,1000,0,0,0,0,0,0,0,0,0,0,0,0,0,0,0,0,0,0,0,0,0,0,0,0,0,0,0]
["Duct Insulation",0.67016966716643422,1.440296046713367,null,2466.8852734158268,18,null,4882.9475020179552,null,null,1,1000,1000,1000,0,0,0,0,0,0,0,0,0,0,0,0,0,0,0,0,0,0,0,0,0,0,0,0,0,0,0]
["Duct Insulation",0.29271379068481879,0.62908623919728524,null,1077.4754139786717,18,null,11000.396926314723,null,null,1,1000,1000,1000,0,0,0,0,0,0,0,0,0,0,0,0,0,0,0,0,0,0,0,0,0,0,0,0,0,0,0]
["Duct Sealing Repair",1.1366918920863585,4.0258432565548006,null,5769.3882120929884,18,null,2119.3978622881582,null,null,1,1000,1000,1000,0,0,0,0,0,0,0,0,0,0,0,0,0,0,0,0,0,0,0,0,0,0,0,0,0,0,0]
["Duct Sealing Repair",6.7890119696310265,24.044772595714459,null,34458.278362006371,18,null,8352.6530883649029,null,null,1,1000,1000,1000,0,0,0,0,0,0,0,0,0,0,0,0,0,0,0,0,0,0,0,0,0,0,0,0,0,0,0]
["Duct Sealing Repair",49.774698006257964,176.2879930002363,null,252636.23145116604,18,null,23062.073212799416,null,null,1,1000,1000,1000,0,0,0,0,0,0,0,0,0,0,0,0,0,0,0,0,0,0,0,0,0,0,0,0,0,0,0]
["Duct Sealing Repair",5.5221640890299861,19.557953403367339,null,28028.271004920956,18,null,2269.3314828143953,null,null,1,1000,1000,1000,0,0,0,0,0,0,0,0,0,0,0,0,0,0,0,0,0,0,0,0,0,0,0,0,0,0,0]
["Duct Sealing Repair",3.9353511733791806,13.937907971212958,null,19974.250567114286,18,null,1767.1536031369981,null,null,1,1000,1000,1000,0,0,0,0,0,0,0,0,0,0,0,0,0,0,0,0,0,0,0,0,0,0,0,0,0,0,0]
["Duct Sealing Repair",2.8516537791786876,10.099756334026292,null,14473.840988138238,18,null,558.77682727903778,null,null,1,1000,1000,1000,0,0,0,0,0,0,0,0,0,0,0,0,0,0,0,0,0,0,0,0,0,0,0,0,0,0,0]
["Duct Sealing Repair",0.46239699624394698,1.6376802211222792,null,2346.9400969689996,18,null,1767.0391701296717,null,null,1,1000,1000,1000,0,0,0,0,0,0,0,0,0,0,0,0,0,0,0,0,0,0,0,0,0,0,0,0,0,0,0]
["Duct Sealing Repair",1.1366918920863585,4.0258432565548006,null,5769.3882120929884,18,null,2119.3978622881582,null,null,1,1000,1000,1000,0,0,0,0,0,0,0,0,0,0,0,0,0,0,0,0,0,0,0,0,0,0,0,0,0,0,0]
["Duct Sealing Repair",4.7769145502333847,16.918488961769182,null,24245.685825828125,18,null,2213.2842086740229,null,null,1,1000,1000,1000,0,0,0,0,0,0,0,0,0,0,0,0,0,0,0,0,0,0,0,0,0,0,0,0,0,0,0]
["Duct Sealing Repair",5.5221640890299861,19.557953403367339,null,28028.271004920956,18,null,2269.3314828143953,null,null,1,1000,1000,1000,0,0,0,0,0,0,0,0,0,0,0,0,0,0,0,0,0,0,0,0,0,0,0,0,0,0,0]
["Duct Sealing Repair",3.9353511733791806,13.937907971212958,null,19974.250567114286,18,null,1767.1536031369981,null,null,1,1000,1000,1000,0,0,0,0,0,0,0,0,0,0,0,0,0,0,0,0,0,0,0,0,0,0,0,0,0,0,0]
["Duct Sealing Repair",2.8516537791786876,10.099756334026292,null,14473.840988138238,18,null,558.77682727903778,null,null,1,1000,1000,1000,0,0,0,0,0,0,0,0,0,0,0,0,0,0,0,0,0,0,0,0,0,0,0,0,0,0,0]
["Duct Sealing Repair",0.46239699624394698,1.6376802211222792,null,2346.9400969689996,18,null,1767.0391701296717,null,null,1,1000,1000,1000,0,0,0,0,0,0,0,0,0,0,0,0,0,0,0,0,0,0,0,0,0,0,0,0,0,0,0]
["ECM Motors on Furnaces",0,0,null,462.99483648881233,15,null,287,null,null,1,1000,1000,1000,0,0,0,0,0,0,0,0,0,0,0,0,0,0,0,0,0,0,0,0,0,0,0,0,0,0,0]
["ECM Motors on Furnaces",0,0,null,725.97590361445771,15,null,287,null,null,1,1000,1000,1000,0,0,0,0,0,0,0,0,0,0,0,0,0,0,0,0,0,0,0,0,0,0,0,0,0,0,0]
["ECM Motors on Furnaces",0,0.1260367983426392,null,825.98278829604124,15,null,287,null,null,1,1000,1000,1000,0,0,0,0,0,0,0,0,0,0,0,0,0,0,0,0,0,0,0,0,0,0,0,0,0,0,0]
["ECM Motors on Furnaces",0,0,null,255.57314974182441,15,null,287,null,null,1,1000,1000,1000,0,0,0,0,0,0,0,0,0,0,0,0,0,0,0,0,0,0,0,0,0,0,0,0,0,0,0]
["ECM Motors on Furnaces",0,0,null,270.38898450946641,15,null,287,null,null,1,1000,1000,1000,0,0,0,0,0,0,0,0,0,0,0,0,0,0,0,0,0,0,0,0,0,0,0,0,0,0,0]
["ECM Motors on Furnaces",0,0,null,985.25301204819266,15,null,287,null,null,1,1000,1000,1000,0,0,0,0,0,0,0,0,0,0,0,0,0,0,0,0,0,0,0,0,0,0,0,0,0,0,0]
["ECM Motors on Furnaces",0,0,null,255.57314974182441,15,null,287,null,null,1,1000,1000,1000,0,0,0,0,0,0,0,0,0,0,0,0,0,0,0,0,0,0,0,0,0,0,0,0,0,0,0]
["ECM Motors on Furnaces",0,9.0907660509113405E-2,null,796.35111876075712,15,null,287,null,null,1,1000,1000,1000,0,0,0,0,0,0,0,0,0,0,0,0,0,0,0,0,0,0,0,0,0,0,0,0,0,0,0]
["ECM Motors on Furnaces",0,0,null,725.97590361445771,15,null,287,null,null,1,1000,1000,1000,0,0,0,0,0,0,0,0,0,0,0,0,0,0,0,0,0,0,0,0,0,0,0,0,0,0,0]
["ECM Motors on Furnaces",0,0,null,255.57314974182441,15,null,287,null,null,1,1000,1000,1000,0,0,0,0,0,0,0,0,0,0,0,0,0,0,0,0,0,0,0,0,0,0,0,0,0,0,0]
["ECM Motors on Furnaces",0,0,null,270.38898450946641,15,null,287,null,null,1,1000,1000,1000,0,0,0,0,0,0,0,0,0,0,0,0,0,0,0,0,0,0,0,0,0,0,0,0,0,0,0]
["ECM Motors on Furnaces",0,0,null,985.25301204819266,15,null,287,null,null,1,1000,1000,1000,0,0,0,0,0,0,0,0,0,0,0,0,0,0,0,0,0,0,0,0,0,0,0,0,0,0,0]
["ECM Motors on Furnaces",0,0,null,255.57314974182441,15,null,287,null,null,1,1000,1000,1000,0,0,0,0,0,0,0,0,0,0,0,0,0,0,0,0,0,0,0,0,0,0,0,0,0,0,0]
["Energy Recovery Ventilation System (ERV)",17.457924291260802,14.885142626041301,null,9701.2996318481237,15,null,28270.180722771111,null,null,1,1000,1000,1000,0,0,0,0,0,0,0,0,0,0,0,0,0,0,0,0,0,0,0,0,0,0,0,0,0,0,0]
["Energy Recovery Ventilation System (ERV)",30.472883151892024,25.982081510667697,null,16933.660907831272,15,null,120724.59320040126,null,null,1,1000,1000,1000,0,0,0,0,0,0,0,0,0,0,0,0,0,0,0,0,0,0,0,0,0,0,0,0,0,0,0]
["Energy Recovery Ventilation System (ERV)",28.897532207916825,24.63889069966859,null,16058.244605306198,15,null,202832.01206318167,null,null,1,1000,1000,1000,0,0,0,0,0,0,0,0,0,0,0,0,0,0,0,0,0,0,0,0,0,0,0,0,0,0,0]
["Energy Recovery Ventilation System (ERV)",335.84287197937368,286.34956630295233,null,186626.55857221704,15,null,1731577.3663591626,null,null,1,1000,1000,1000,0,0,0,0,0,0,0,0,0,0,0,0,0,0,0,0,0,0,0,0,0,0,0,0,0,0,0]
["Energy Recovery Ventilation System (ERV)",9.9808608494543787,8.5099771769070234,null,5546.3249850848279,15,null,68663.075742926754,null,null,1,1000,1000,1000,0,0,0,0,0,0,0,0,0,0,0,0,0,0,0,0,0,0,0,0,0,0,0,0,0,0,0]
["Energy Recovery Ventilation System (ERV)",30.604643723159246,26.094424470980744,null,17006.87973729811,15,null,312367.32915480778,null,null,1,1000,1000,1000,0,0,0,0,0,0,0,0,0,0,0,0,0,0,0,0,0,0,0,0,0,0,0,0,0,0,0]
["Energy Recovery Ventilation System (ERV)",44.638000558956357,38.059679591690511,null,24805.16074902541,15,null,455599.25936535827,null,null,1,1000,1000,1000,0,0,0,0,0,0,0,0,0,0,0,0,0,0,0,0,0,0,0,0,0,0,0,0,0,0,0]
["Energy Recovery Ventilation System (ERV)",17.457924291260802,14.885142626041301,null,9701.2996318481237,15,null,28270.180722771111,null,null,1,1000,1000,1000,0,0,0,0,0,0,0,0,0,0,0,0,0,0,0,0,0,0,0,0,0,0,0,0,0,0,0]
["Energy Recovery Ventilation System (ERV)",28.897532207916825,24.63889069966859,null,16058.244605306198,15,null,202832.01206318167,null,null,1,1000,1000,1000,0,0,0,0,0,0,0,0,0,0,0,0,0,0,0,0,0,0,0,0,0,0,0,0,0,0,0]
["Energy Recovery Ventilation System (ERV)",335.84287197937368,286.34956630295233,null,186626.55857221704,15,null,1731577.3663591626,null,null,1,1000,1000,1000,0,0,0,0,0,0,0,0,0,0,0,0,0,0,0,0,0,0,0,0,0,0,0,0,0,0,0]
["Energy Recovery Ventilation System (ERV)",9.9808608494543787,8.5099771769070234,null,5546.3249850848279,15,null,68663.075742926754,null,null,1,1000,1000,1000,0,0,0,0,0,0,0,0,0,0,0,0,0,0,0,0,0,0,0,0,0,0,0,0,0,0,0]
["Energy Recovery Ventilation System (ERV)",30.604643723159246,26.094424470980744,null,17006.87973729811,15,null,312367.32915480778,null,null,1,1000,1000,1000,0,0,0,0,0,0,0,0,0,0,0,0,0,0,0,0,0,0,0,0,0,0,0,0,0,0,0]
["Facility Commissioning",0,0,null,0,10,null,88082.523477302602,null,null,1,1000,1000,1000,0,0,0,0,0,0,0,0,0,0,0,0,0,0,0,0,0,0,0,0,0,0,0,0,0,0,0]
["Facility Commissioning",0,0,null,0,10,null,5465.5682730690814,null,null,1,1000,1000,1000,0,0,0,0,0,0,0,0,0,0,0,0,0,0,0,0,0,0,0,0,0,0,0,0,0,0,0]
["Facility Commissioning",0,0,null,0,10,null,23931.132000588164,null,null,1,1000,1000,1000,0,0,0,0,0,0,0,0,0,0,0,0,0,0,0,0,0,0,0,0,0,0,0,0,0,0,0]
["Facility Commissioning",0,0,null,0,10,null,39214.188998881786,null,null,1,1000,1000,1000,0,0,0,0,0,0,0,0,0,0,0,0,0,0,0,0,0,0,0,0,0,0,0,0,0,0,0]
["Facility Commissioning",0,0,null,0,10,null,5892.5556331243988,null,null,1,1000,1000,1000,0,0,0,0,0,0,0,0,0,0,0,0,0,0,0,0,0,0,0,0,0,0,0,0,0,0,0]
["Facility Commissioning",0,0,null,0,10,null,13274.861310299171,null,null,1,1000,1000,1000,0,0,0,0,0,0,0,0,0,0,0,0,0,0,0,0,0,0,0,0,0,0,0,0,0,0,0]
["Facility Commissioning",1.3944054573010181,0.13996517357734128,null,6489.3060894917398,10,null,22350.013820493299,null,null,1,1000,1000,1000,0,0,0,0,0,0,0,0,0,0,0,0,0,0,0,0,0,0,0,0,0,0,0,0,0,0,0]
["Facility Commissioning",7.1769347045239069,5.9242100655302536,null,38758.063670352203,10,null,88082.523477302602,null,null,1,1000,1000,1000,0,0,0,0,0,0,0,0,0,0,0,0,0,0,0,0,0,0,0,0,0,0,0,0,0,0,0]
["Facility Commissioning",52.618813917302198,43.434268232739036,null,284160.77671428391,10,null,243200.04478952111,null,null,1,1000,1000,1000,0,0,0,0,0,0,0,0,0,0,0,0,0,0,0,0,0,0,0,0,0,0,0,0,0,0,0]
["Facility Commissioning",6.7741626350495485,0.67996495860756523,null,31525.704814668294,10,null,23931.132000588164,null,null,1,1000,1000,1000,0,0,0,0,0,0,0,0,0,0,0,0,0,0,0,0,0,0,0,0,0,0,0,0,0,0,0]
["Facility Commissioning",3.4981876976020958,0.35113491971603733,null,16279.921029693603,10,null,5892.5556331243988,null,null,1,1000,1000,1000,0,0,0,0,0,0,0,0,0,0,0,0,0,0,0,0,0,0,0,0,0,0,0,0,0,0,0]
["Facility Commissioning",1.5279231985892809,0.1533671821088039,null,7110.673057801062,10,null,13274.861310299171,null,null,1,1000,1000,1000,0,0,0,0,0,0,0,0,0,0,0,0,0,0,0,0,0,0,0,0,0,0,0,0,0,0,0]
["Facility Energy Management System",3.8561934735257064,0.33159963161510908,null,18398.423131289012,15,null,14450.439970146532,null,null,1,1000,1000,1000,0,0,0,0,0,0,0,0,0,0,0,0,0,0,0,0,0,0,0,0,0,0,0,0,0,0,0]
["Facility Energy Management System",16.267873131998407,14.052622720000388,null,109886.51871208509,15,null,56949.907420669784,null,null,1,1000,1000,1000,0,0,0,0,0,0,0,0,0,0,0,0,0,0,0,0,0,0,0,0,0,0,0,0,0,0,0]
["Facility Energy Management System",119.27044406388464,103.02899085067962,null,805650.11646453268,15,null,157241.40826908694,null,null,1,1000,1000,1000,0,0,0,0,0,0,0,0,0,0,0,0,0,0,0,0,0,0,0,0,0,0,0,0,0,0,0]
["Facility Energy Management System",18.733777613753912,1.6109445229158734,null,89381.398975861463,15,null,15472.714655552692,null,null,1,1000,1000,1000,0,0,0,0,0,0,0,0,0,0,0,0,0,0,0,0,0,0,0,0,0,0,0,0,0,0,0]
["Facility Energy Management System",13.350561940371909,1.1480340526675881,null,63697.34540182889,15,null,12048.774566843169,null,null,1,1000,1000,1000,0,0,0,0,0,0,0,0,0,0,0,0,0,0,0,0,0,0,0,0,0,0,0,0,0,0,0]
["Facility Energy Management System",12.045056887482334,5.5381985733047561,null,46156.687857887548,15,null,3809.8420041752579,null,null,1,1000,1000,1000,0,0,0,0,0,0,0,0,0,0,0,0,0,0,0,0,0,0,0,0,0,0,0,0,0,0,0]
["Facility Energy Management System",1.5686680718376871,0.13489202715551787,null,7484.3285577747447,15,null,12047.994341793215,null,null,1,1000,1000,1000,0,0,0,0,0,0,0,0,0,0,0,0,0,0,0,0,0,0,0,0,0,0,0,0,0,0,0]
["Facility Energy Management System",3.8561934735257064,0.33159963161510908,null,18398.423131289012,15,null,14450.439970146532,null,null,1,1000,1000,1000,0,0,0,0,0,0,0,0,0,0,0,0,0,0,0,0,0,0,0,0,0,0,0,0,0,0,0]
["Facility Energy Management System",16.205540694275626,1.3935377882978082,null,77318.837037500227,15,null,15090.574150050157,null,null,1,1000,1000,1000,0,0,0,0,0,0,0,0,0,0,0,0,0,0,0,0,0,0,0,0,0,0,0,0,0,0,0]
["Facility Energy Management System",119.27044406388464,103.02899085067962,null,805650.11646453268,15,null,157241.40826908694,null,null,1,1000,1000,1000,0,0,0,0,0,0,0,0,0,0,0,0,0,0,0,0,0,0,0,0,0,0,0,0,0,0,0]
["Facility Energy Management System",178.60191638246587,15.358236064859463,null,852134.01563571743,15,null,216520.00619740272,null,null,1,1000,1000,1000,0,0,0,0,0,0,0,0,0,0,0,0,0,0,0,0,0,0,0,0,0,0,0,0,0,0,0]
["Facility Energy Management System",12.045056887482334,5.5381985733047561,null,46156.687857887548,15,null,3809.8420041752579,null,null,1,1000,1000,1000,0,0,0,0,0,0,0,0,0,0,0,0,0,0,0,0,0,0,0,0,0,0,0,0,0,0,0]
["Facility Energy Management System",1.5686680718376871,0.13489202715551787,null,7484.3285577747447,15,null,12047.994341793215,null,null,1,1000,1000,1000,0,0,0,0,0,0,0,0,0,0,0,0,0,0,0,0,0,0,0,0,0,0,0,0,0,0,0]
["Floor Insulation",1.3945878923891001E-6,3.1437094835403633E-5,null,6.9693171526652872E-2,20,null,1.3958035547240411,null,null,1,1000,1000,1000,0,0,0,0,0,0,0,0,0,0,0,0,0,0,0,0,0,0,0,0,0,0,0,0,0,0,0]
["Floor Insulation",1.3945878923891001E-6,3.1437094835403633E-5,null,6.9693171526652872E-2,20,null,1.3958035547240411,null,null,1,1000,1000,1000,0,0,0,0,0,0,0,0,0,0,0,0,0,0,0,0,0,0,0,0,0,0,0,0,0,0,0]
["Floor Insulation",2.8823765581502505E-5,1.6978142427266882E-5,null,6.9693171526652872E-2,20,null,1.3958035547240411,null,null,1,1000,1000,1000,0,0,0,0,0,0,0,0,0,0,0,0,0,0,0,0,0,0,0,0,0,0,0,0,0,0,0]
["Floor Insulation",1.3945878923891001E-6,3.1437094835403633E-5,null,6.9693171526652872E-2,20,null,1.3958035547240411,null,null,1,1000,1000,1000,0,0,0,0,0,0,0,0,0,0,0,0,0,0,0,0,0,0,0,0,0,0,0,0,0,0,0]
["Floor Insulation",1.3945878923891001E-6,3.1437094835403633E-5,null,6.9693171526652872E-2,20,null,1.3958035547240411,null,null,1,1000,1000,1000,0,0,0,0,0,0,0,0,0,0,0,0,0,0,0,0,0,0,0,0,0,0,0,0,0,0,0]
["Floor Insulation",1.3945878923891001E-6,3.1437094835403633E-5,null,6.9693171526652872E-2,20,null,1.3958035547240411,null,null,1,1000,1000,1000,0,0,0,0,0,0,0,0,0,0,0,0,0,0,0,0,0,0,0,0,0,0,0,0,0,0,0]
["Floor Insulation",7.9085937675226743E-6,1.4110752651930396E-5,null,6.9693171526652872E-2,20,null,1.3958035547240411,null,null,1,1000,1000,1000,0,0,0,0,0,0,0,0,0,0,0,0,0,0,0,0,0,0,0,0,0,0,0,0,0,0,0]
["Floor Insulation",1.4004002736510454E-5,3.2026643746577462E-5,null,6.8623342021472952E-2,20,null,1.3958035547240411,null,null,1,1000,1000,1000,0,0,0,0,0,0,0,0,0,0,0,0,0,0,0,0,0,0,0,0,0,0,0,0,0,0,0]
["Floor Insulation",1.3731801813872559E-6,3.0954517692258523E-5,null,6.8623342021472952E-2,20,null,1.3958035547240411,null,null,1,1000,1000,1000,0,0,0,0,0,0,0,0,0,0,0,0,0,0,0,0,0,0,0,0,0,0,0,0,0,0,0]
["Floor Insulation",2.8381304516896082E-5,1.6717518361609447E-5,null,6.8623342021472952E-2,20,null,1.3958035547240411,null,null,1,1000,1000,1000,0,0,0,0,0,0,0,0,0,0,0,0,0,0,0,0,0,0,0,0,0,0,0,0,0,0,0]
["Floor Insulation",1.3731801813872559E-6,3.0954517692258523E-5,null,6.8623342021472952E-2,20,null,1.3958035547240411,null,null,1,1000,1000,1000,0,0,0,0,0,0,0,0,0,0,0,0,0,0,0,0,0,0,0,0,0,0,0,0,0,0,0]
["Floor Insulation",1.4004002736510454E-5,3.2026643746577462E-5,null,6.8623342021472952E-2,20,null,1.3958035547240411,null,null,1,1000,1000,1000,0,0,0,0,0,0,0,0,0,0,0,0,0,0,0,0,0,0,0,0,0,0,0,0,0,0,0]
["Floor Insulation",7.7871923910084472E-6,1.3894144637161578E-5,null,6.8623342021472952E-2,20,null,1.3958035547240411,null,null,1,1000,1000,1000,0,0,0,0,0,0,0,0,0,0,0,0,0,0,0,0,0,0,0,0,0,0,0,0,0,0,0]
["Green Roof",6.8973172446981166E-5,0,null,0.16235862624354952,15,null,16.05231950078003,null,null,1,1000,1000,1000,0,0,0,0,0,0,0,0,0,0,0,0,0,0,0,0,0,0,0,0,0,0,0,0,0,0,0]
["Green Roof",6.8973172446981166E-5,0,null,0.16235862624354952,15,null,16.05231950078003,null,null,1,1000,1000,1000,0,0,0,0,0,0,0,0,0,0,0,0,0,0,0,0,0,0,0,0,0,0,0,0,0,0,0]
["Green Roof",9.1489914838500166E-5,0,null,0.16235862624354952,15,null,16.05231950078003,null,null,1,1000,1000,1000,0,0,0,0,0,0,0,0,0,0,0,0,0,0,0,0,0,0,0,0,0,0,0,0,0,0,0]
["Green Roof",2.0948849832049713E-5,0,null,0.16235862624354952,15,null,16.05231950078003,null,null,1,1000,1000,1000,0,0,0,0,0,0,0,0,0,0,0,0,0,0,0,0,0,0,0,0,0,0,0,0,0,0,0]
["Green Roof",6.8973172446981166E-5,0,null,0.16235862624354952,15,null,16.05231950078003,null,null,1,1000,1000,1000,0,0,0,0,0,0,0,0,0,0,0,0,0,0,0,0,0,0,0,0,0,0,0,0,0,0,0]
["Green Roof",6.8973172446981166E-5,0,null,0.16235862624354952,15,null,16.05231950078003,null,null,1,1000,1000,1000,0,0,0,0,0,0,0,0,0,0,0,0,0,0,0,0,0,0,0,0,0,0,0,0,0,0,0]
["Green Roof",6.7634576634980918E-5,0,null,0.15920765363461536,15,null,16.05231950078003,null,null,1,1000,1000,1000,0,0,0,0,0,0,0,0,0,0,0,0,0,0,0,0,0,0,0,0,0,0,0,0,0,0,0]
["Green Roof",6.7634576634980918E-5,0,null,0.15920765363461536,15,null,16.05231950078003,null,null,1,1000,1000,1000,0,0,0,0,0,0,0,0,0,0,0,0,0,0,0,0,0,0,0,0,0,0,0,0,0,0,0]
["Green Roof",6.7634576634980918E-5,0,null,0.15920765363461536,15,null,16.05231950078003,null,null,1,1000,1000,1000,0,0,0,0,0,0,0,0,0,0,0,0,0,0,0,0,0,0,0,0,0,0,0,0,0,0,0]
["Green Roof",8.9714325685525995E-5,0,null,0.15920765363461536,15,null,16.05231950078003,null,null,1,1000,1000,1000,0,0,0,0,0,0,0,0,0,0,0,0,0,0,0,0,0,0,0,0,0,0,0,0,0,0,0]
["Green Roof",6.7634576634980918E-5,0,null,0.15920765363461536,15,null,16.05231950078003,null,null,1,1000,1000,1000,0,0,0,0,0,0,0,0,0,0,0,0,0,0,0,0,0,0,0,0,0,0,0,0,0,0,0]
["Green Roof",2.0542285342458348E-5,0,null,0.15920765363461536,15,null,16.05231950078003,null,null,1,1000,1000,1000,0,0,0,0,0,0,0,0,0,0,0,0,0,0,0,0,0,0,0,0,0,0,0,0,0,0,0]
["Hotel Card Energy Control Systems",0,0,null,0,15,null,260,null,null,1,1000,1000,1000,0,0,0,0,0,0,0,0,0,0,0,0,0,0,0,0,0,0,0,0,0,0,0,0,0,0,0]
["Hotel Card Energy Control Systems",0,0,null,0,15,null,260,null,null,1,1000,1000,1000,0,0,0,0,0,0,0,0,0,0,0,0,0,0,0,0,0,0,0,0,0,0,0,0,0,0,0]
["Hotel Card Energy Control Systems",0,0,null,0,15,null,260,null,null,1,1000,1000,1000,0,0,0,0,0,0,0,0,0,0,0,0,0,0,0,0,0,0,0,0,0,0,0,0,0,0,0]
["Hotel Card Energy Control Systems",4.4883249316444562E-3,-1.6893072205057251E-2,null,561.41999999999996,15,null,260,null,null,1,1000,1000,1000,0,0,0,0,0,0,0,0,0,0,0,0,0,0,0,0,0,0,0,0,0,0,0,0,0,0,0]
["Hotel Card Energy Control Systems",0,0,null,0,15,null,260,null,null,1,1000,1000,1000,0,0,0,0,0,0,0,0,0,0,0,0,0,0,0,0,0,0,0,0,0,0,0,0,0,0,0]
["Hotel Card Energy Control Systems",0,0,null,0,15,null,260,null,null,1,1000,1000,1000,0,0,0,0,0,0,0,0,0,0,0,0,0,0,0,0,0,0,0,0,0,0,0,0,0,0,0]
["Hotel Card Energy Control Systems",0,0,null,0,15,null,260,null,null,1,1000,1000,1000,0,0,0,0,0,0,0,0,0,0,0,0,0,0,0,0,0,0,0,0,0,0,0,0,0,0,0]
["Hotel Card Energy Control Systems",0,0,null,0,15,null,260,null,null,1,1000,1000,1000,0,0,0,0,0,0,0,0,0,0,0,0,0,0,0,0,0,0,0,0,0,0,0,0,0,0,0]
["Hotel Card Energy Control Systems",0,0,null,0,15,null,260,null,null,1,1000,1000,1000,0,0,0,0,0,0,0,0,0,0,0,0,0,0,0,0,0,0,0,0,0,0,0,0,0,0,0]
["Hotel Card Energy Control Systems",0,0,null,0,15,null,260,null,null,1,1000,1000,1000,0,0,0,0,0,0,0,0,0,0,0,0,0,0,0,0,0,0,0,0,0,0,0,0,0,0,0]
["Hotel Card Energy Control Systems",0,0,null,0,15,null,260,null,null,1,1000,1000,1000,0,0,0,0,0,0,0,0,0,0,0,0,0,0,0,0,0,0,0,0,0,0,0,0,0,0,0]
["Hotel Card Energy Control Systems",0,0,null,0,15,null,260,null,null,1,1000,1000,1000,0,0,0,0,0,0,0,0,0,0,0,0,0,0,0,0,0,0,0,0,0,0,0,0,0,0,0]
["Hotel Card Energy Control Systems",0,0,null,0,15,null,260,null,null,1,1000,1000,1000,0,0,0,0,0,0,0,0,0,0,0,0,0,0,0,0,0,0,0,0,0,0,0,0,0,0,0]
["HVAC tune-up",6.9331038683162954E-2,2.3434250078049737E-2,null,183.44567363293345,5,null,52.5,null,null,1,1000,1000,1000,0,0,0,0,0,0,0,0,0,0,0,0,0,0,0,0,0,0,0,0,0,0,0,0,0,0,0]
["HVAC tune-up",0.12881228842237308,4.3539220489838611E-2,null,340.82941018422252,5,null,52.5,null,null,1,1000,1000,1000,0,0,0,0,0,0,0,0,0,0,0,0,0,0,0,0,0,0,0,0,0,0,0,0,0,0,0]
["HVAC tune-up",1.7732838166934942E-2,3.2281114144545489E-3,null,89.31906592058688,5,null,52.5,null,null,1,1000,1000,1000,0,0,0,0,0,0,0,0,0,0,0,0,0,0,0,0,0,0,0,0,0,0,0,0,0,0,0]
["HVAC tune-up",3.6947599070200149E-2,6.7259941794088418E-3,null,186.10247304416902,5,null,52.5,null,null,1,1000,1000,1000,0,0,0,0,0,0,0,0,0,0,0,0,0,0,0,0,0,0,0,0,0,0,0,0,0,0,0]
["HVAC tune-up",5.319851450080483E-2,9.6843342433636462E-3,null,267.95719776176065,5,null,52.5,null,null,1,1000,1000,1000,0,0,0,0,0,0,0,0,0,0,0,0,0,0,0,0,0,0,0,0,0,0,0,0,0,0,0]
["HVAC tune-up",7.9621950409608754E-3,1.44944945946472E-3,null,40.105019683889587,5,null,52.5,null,null,1,1000,1000,1000,0,0,0,0,0,0,0,0,0,0,0,0,0,0,0,0,0,0,0,0,0,0,0,0,0,0,0]
["HVAC tune-up",3.2828356209892315E-2,5.9761212729349811E-3,null,165.35413478499586,5,null,52.5,null,null,1,1000,1000,1000,0,0,0,0,0,0,0,0,0,0,0,0,0,0,0,0,0,0,0,0,0,0,0,0,0,0,0]
["HVAC tune-up",0.12637431059064741,1.5344137010438024E-2,null,359.80654883590529,5,null,52.5,null,null,1,1000,1000,1000,0,0,0,0,0,0,0,0,0,0,0,0,0,0,0,0,0,0,0,0,0,0,0,0,0,0,0]
["HVAC tune-up",0.12881228842237308,4.3539220489838611E-2,null,340.82941018422252,5,null,52.5,null,null,1,1000,1000,1000,0,0,0,0,0,0,0,0,0,0,0,0,0,0,0,0,0,0,0,0,0,0,0,0,0,0,0]
["HVAC tune-up",1.833565419527268E-2,3.3378489129629193E-3,null,92.355408104856139,5,null,52.5,null,null,1,1000,1000,1000,0,0,0,0,0,0,0,0,0,0,0,0,0,0,0,0,0,0,0,0,0,0,0,0,0,0,0]
["HVAC tune-up",3.6947599070200149E-2,6.7259941794088418E-3,null,186.10247304416902,5,null,52.5,null,null,1,1000,1000,1000,0,0,0,0,0,0,0,0,0,0,0,0,0,0,0,0,0,0,0,0,0,0,0,0,0,0,0]
["HVAC tune-up",3.6244313703806132E-2,6.5979670978157439E-3,null,182.56007382918824,5,null,52.5,null,null,1,1000,1000,1000,0,0,0,0,0,0,0,0,0,0,0,0,0,0,0,0,0,0,0,0,0,0,0,0,0,0,0]
["HVAC tune-up_RTU",0.32885190453512436,0.11115364656134227,null,870.12195834258148,5,null,350,null,null,1,1000,1000,1000,0,0,0,0,0,0,0,0,0,0,0,0,0,0,0,0,0,0,0,0,0,0,0,0,0,0,0]
["HVAC tune-up_RTU",0.59942031031680221,7.2780514689676001E-2,null,1706.6392065698635,5,null,350,null,null,1,1000,1000,1000,0,0,0,0,0,0,0,0,0,0,0,0,0,0,0,0,0,0,0,0,0,0,0,0,0,0,0]
["HVAC tune-up_RTU",0.61098415918456905,0.2065158095422456,null,1616.6265901895963,5,null,350,null,null,1,1000,1000,1000,0,0,0,0,0,0,0,0,0,0,0,0,0,0,0,0,0,0,0,0,0,0,0,0,0,0,0]
["HVAC tune-up_RTU",8.69699187771895E-2,1.5832129345336309E-2,null,438.06139971729965,5,null,350,null,null,1,1000,1000,1000,0,0,0,0,0,0,0,0,0,0,0,0,0,0,0,0,0,0,0,0,0,0,0,0,0,0,0]
["HVAC tune-up_RTU",0.17525034317978871,3.1902825023273573E-2,null,882.72372463581894,5,null,350,null,null,1,1000,1000,1000,0,0,0,0,0,0,0,0,0,0,0,0,0,0,0,0,0,0,0,0,0,0,0,0,0,0,0]
["HVAC tune-up_RTU",0.1719145106787458,3.1295565267562039E-2,null,865.92136957816899,5,null,350,null,null,1,1000,1000,1000,0,0,0,0,0,0,0,0,0,0,0,0,0,0,0,0,0,0,0,0,0,0,0,0,0,0,0]
["HVAC tune-up_RTU",3.7766389386806945E-2,6.8750479485912451E-3,null,190.22666261696435,5,null,350,null,null,1,1000,1000,1000,0,0,0,0,0,0,0,0,0,0,0,0,0,0,0,0,0,0,0,0,0,0,0,0,0,0,0]
["HVAC tune-up_RTU",8.6016823776891529E-2,1.5658626557990156E-2,null,433.2607268436854,5,null,350,null,null,1,1000,1000,1000,0,0,0,0,0,0,0,0,0,0,0,0,0,0,0,0,0,0,0,0,0,0,0,0,0,0,0]
["HVAC tune-up_RTU",0.59942031031680221,7.2780514689676001E-2,null,1706.6392065698635,5,null,350,null,null,1,1000,1000,1000,0,0,0,0,0,0,0,0,0,0,0,0,0,0,0,0,0,0,0,0,0,0,0,0,0,0,0]
["HVAC tune-up_RTU",0.45504516525104632,5.5250749372366542E-2,null,1295.5815917666437,5,null,350,null,null,1,1000,1000,1000,0,0,0,0,0,0,0,0,0,0,0,0,0,0,0,0,0,0,0,0,0,0,0,0,0,0,0]
["HVAC tune-up_RTU",8.69699187771895E-2,1.5832129345336309E-2,null,438.06139971729965,5,null,350,null,null,1,1000,1000,1000,0,0,0,0,0,0,0,0,0,0,0,0,0,0,0,0,0,0,0,0,0,0,0,0,0,0,0]
["HVAC tune-up_RTU",0.19776721256182819,3.6001828374326403E-2,null,996.13962127495552,5,null,350,null,null,1,1000,1000,1000,0,0,0,0,0,0,0,0,0,0,0,0,0,0,0,0,0,0,0,0,0,0,0,0,0,0,0]
["HVAC tune-up_RTU",0.1719145106787458,3.1295565267562039E-2,null,865.92136957816899,5,null,350,null,null,1,1000,1000,1000,0,0,0,0,0,0,0,0,0,0,0,0,0,0,0,0,0,0,0,0,0,0,0,0,0,0,0]
["Infiltration Reduction - Air Sealing",3.663355033094322E-6,1.0878139089274525E-5,null,1.656151078964806E-2,11,null,0.26200000000000001,null,null,1,1000,1000,1000,0,0,0,0,0,0,0,0,0,0,0,0,0,0,0,0,0,0,0,0,0,0,0,0,0,0,0]
["Infiltration Reduction - Air Sealing",3.6759191304998214E-6,1.0915447512256606E-5,null,1.6618311299798891E-2,11,null,0.26200000000000001,null,null,1,1000,1000,1000,0,0,0,0,0,0,0,0,0,0,0,0,0,0,0,0,0,0,0,0,0,0,0,0,0,0,0]
["Infiltration Reduction - Air Sealing",1.7252578068084076E-5,5.1230618429757195E-5,null,7.7996469149885728E-2,11,null,0.26200000000000001,null,null,1,1000,1000,1000,0,0,0,0,0,0,0,0,0,0,0,0,0,0,0,0,0,0,0,0,0,0,0,0,0,0,0]
["Infiltration Reduction - Air Sealing",4.5841795851101414E-6,1.361247891251193E-5,null,2.0724428556507645E-2,11,null,0.26200000000000001,null,null,1,1000,1000,1000,0,0,0,0,0,0,0,0,0,0,0,0,0,0,0,0,0,0,0,0,0,0,0,0,0,0,0]
["Infiltration Reduction - Air Sealing",1.0809735050531512E-5,3.2098936722101798E-5,null,4.8869285683565633E-2,11,null,0.26200000000000001,null,null,1,1000,1000,1000,0,0,0,0,0,0,0,0,0,0,0,0,0,0,0,0,0,0,0,0,0,0,0,0,0,0,0]
["Infiltration Reduction - Air Sealing",2.4687025241704192E-6,7.3306816252765534E-6,null,1.1160655497795184E-2,11,null,0.26200000000000001,null,null,1,1000,1000,1000,0,0,0,0,0,0,0,0,0,0,0,0,0,0,0,0,0,0,0,0,0,0,0,0,0,0,0]
["Infiltration Reduction - Air Sealing",3.6071224296864068E-6,1.0711159346471212E-5,null,1.6307291130440323E-2,11,null,0.26200000000000001,null,null,1,1000,1000,1000,0,0,0,0,0,0,0,0,0,0,0,0,0,0,0,0,0,0,0,0,0,0,0,0,0,0,0]
["Infiltration Reduction - Air Sealing",2.511085484421449E-5,7.456535584955821E-5,null,0.11352262876046415,11,null,0.26200000000000001,null,null,1,1000,1000,1000,0,0,0,0,0,0,0,0,0,0,0,0,0,0,0,0,0,0,0,0,0,0,0,0,0,0,0]
["Infiltration Reduction - Air Sealing",2.2582053091489963E-5,6.7056212742535112E-5,null,0.10209027313719472,11,null,0.26200000000000001,null,null,1,1000,1000,1000,0,0,0,0,0,0,0,0,0,0,0,0,0,0,0,0,0,0,0,0,0,0,0,0,0,0,0]
["Infiltration Reduction - Air Sealing",1.6987750506599486E-5,5.0444226987355988E-5,null,7.679922114162524E-2,11,null,0.26200000000000001,null,null,1,1000,1000,1000,0,0,0,0,0,0,0,0,0,0,0,0,0,0,0,0,0,0,0,0,0,0,0,0,0,0,0]
["Infiltration Reduction - Air Sealing",2.4365491166091412E-5,7.2352037814732805E-5,null,0.1101529448270398,11,null,0.26200000000000001,null,null,1,1000,1000,1000,0,0,0,0,0,0,0,0,0,0,0,0,0,0,0,0,0,0,0,0,0,0,0,0,0,0,0]
["Infiltration Reduction - Air Sealing",1.0643805311658309E-5,3.160621713521942E-5,null,4.8119140765629342E-2,11,null,0.26200000000000001,null,null,1,1000,1000,1000,0,0,0,0,0,0,0,0,0,0,0,0,0,0,0,0,0,0,0,0,0,0,0,0,0,0,0]
["Low U-Value Windows",0.12991041349481838,1.4525513686547613E-3,null,349.5006285,25,null,360,null,null,1,1000,1000,1000,0,0,0,0,0,0,0,0,0,0,0,0,0,0,0,0,0,0,0,0,0,0,0,0,0,0,0]
["Low U-Value Windows",0.12991041349481838,1.4525513686547613E-3,null,349.5006285,25,null,360,null,null,1,1000,1000,1000,0,0,0,0,0,0,0,0,0,0,0,0,0,0,0,0,0,0,0,0,0,0,0,0,0,0,0]
["Low U-Value Windows",0.12991041349481838,1.4525513686547613E-3,null,349.5006285,25,null,360,null,null,1,1000,1000,1000,0,0,0,0,0,0,0,0,0,0,0,0,0,0,0,0,0,0,0,0,0,0,0,0,0,0,0]
["Low U-Value Windows",0.15422158158936058,-3.4706854060847163E-2,null,349.5006285,25,null,360,null,null,1,1000,1000,1000,0,0,0,0,0,0,0,0,0,0,0,0,0,0,0,0,0,0,0,0,0,0,0,0,0,0,0]
["Low U-Value Windows",0.12991041349481838,1.4525513686547613E-3,null,349.5006285,25,null,360,null,null,1,1000,1000,1000,0,0,0,0,0,0,0,0,0,0,0,0,0,0,0,0,0,0,0,0,0,0,0,0,0,0,0]
["Low U-Value Windows",0.12991041349481838,1.4525513686547613E-3,null,349.5006285,25,null,360,null,null,1,1000,1000,1000,0,0,0,0,0,0,0,0,0,0,0,0,0,0,0,0,0,0,0,0,0,0,0,0,0,0,0]
["Low U-Value Windows",1.6944836542802412E-2,1.8946322199844731E-4,null,45.587038500000041,25,null,360,null,null,1,1000,1000,1000,0,0,0,0,0,0,0,0,0,0,0,0,0,0,0,0,0,0,0,0,0,0,0,0,0,0,0]
["Low U-Value Windows",1.6944836542802412E-2,1.8946322199844731E-4,null,45.587038500000041,25,null,360,null,null,1,1000,1000,1000,0,0,0,0,0,0,0,0,0,0,0,0,0,0,0,0,0,0,0,0,0,0,0,0,0,0,0]
["Low U-Value Windows",1.6944836542802412E-2,1.8946322199844731E-4,null,45.587038500000041,25,null,360,null,null,1,1000,1000,1000,0,0,0,0,0,0,0,0,0,0,0,0,0,0,0,0,0,0,0,0,0,0,0,0,0,0,0]
["Low U-Value Windows",1.6944836542802412E-2,1.8946322199844731E-4,null,45.587038500000041,25,null,360,null,null,1,1000,1000,1000,0,0,0,0,0,0,0,0,0,0,0,0,0,0,0,0,0,0,0,0,0,0,0,0,0,0,0]
["Low U-Value Windows",1.6944836542802412E-2,1.8946322199844731E-4,null,45.587038500000041,25,null,360,null,null,1,1000,1000,1000,0,0,0,0,0,0,0,0,0,0,0,0,0,0,0,0,0,0,0,0,0,0,0,0,0,0,0]
["Low U-Value Windows",1.6944836542802412E-2,1.8946322199844731E-4,null,45.587038500000041,25,null,360,null,null,1,1000,1000,1000,0,0,0,0,0,0,0,0,0,0,0,0,0,0,0,0,0,0,0,0,0,0,0,0,0,0,0]
["Low U-Value Windows",1.5693964321785096E-2,-2.650143256713984E-3,null,45.587038500000041,25,null,360,null,null,1,1000,1000,1000,0,0,0,0,0,0,0,0,0,0,0,0,0,0,0,0,0,0,0,0,0,0,0,0,0,0,0]
["Programmable Thermostat",2.0551434379764311E-2,-0.28439689532863799,null,1730.8164636278966,11,null,2799.84,null,null,1,1000,1000,1000,0,0,0,0,0,0,0,0,0,0,0,0,0,0,0,0,0,0,0,0,0,0,0,0,0,0,0]
["Programmable Thermostat",8.6366804056876523E-2,-1.1951696645280188,null,7273.7057477484377,11,null,2974.83,null,null,1,1000,1000,1000,0,0,0,0,0,0,0,0,0,0,0,0,0,0,0,0,0,0,0,0,0,0,0,0,0,0,0]
["Programmable Thermostat",6.3351177253731343,1.8715754466947017,null,75790.869435349814,11,null,29398.32,null,null,1,1000,1000,1000,0,0,0,0,0,0,0,0,0,0,0,0,0,0,0,0,0,0,0,0,0,0,0,0,0,0,0]
["Programmable Thermostat",7.115130490865347E-2,-0.98461303676820977,null,5992.2751701342859,11,null,2274.87,null,null,1,1000,1000,1000,0,0,0,0,0,0,0,0,0,0,0,0,0,0,0,0,0,0,0,0,0,0,0,0,0,0,0]
["Programmable Thermostat",1.6091133011980907,-3.0534646256008642E-3,null,4342.1522964414708,11,null,874.95,null,null,1,1000,1000,1000,0,0,0,0,0,0,0,0,0,0,0,0,0,0,0,0,0,0,0,0,0,0,0,0,0,0,0]
["Programmable Thermostat",8.3601559858629028E-3,-0.1156903388302479,null,704.08202909069973,11,null,2274.87,null,null,1,1000,1000,1000,0,0,0,0,0,0,0,0,0,0,0,0,0,0,0,0,0,0,0,0,0,0,0,0,0,0,0]
["Programmable Thermostat",2.0551434379764311E-2,-0.28439689532863799,null,1730.8164636278966,11,null,2799.84,null,null,1,1000,1000,1000,0,0,0,0,0,0,0,0,0,0,0,0,0,0,0,0,0,0,0,0,0,0,0,0,0,0,0]
["Programmable Thermostat",8.6366804056876523E-2,-1.1951696645280188,null,7273.7057477484377,11,null,2974.83,null,null,1,1000,1000,1000,0,0,0,0,0,0,0,0,0,0,0,0,0,0,0,0,0,0,0,0,0,0,0,0,0,0,0]
["Programmable Thermostat",6.3351177253731343,1.8715754466947017,null,75790.869435349814,11,null,29398.32,null,null,1,1000,1000,1000,0,0,0,0,0,0,0,0,0,0,0,0,0,0,0,0,0,0,0,0,0,0,0,0,0,0,0]
["Programmable Thermostat",0.9518520244461075,-13.172012987633437,null,80163.803869137031,11,null,40422.69,null,null,1,1000,1000,1000,0,0,0,0,0,0,0,0,0,0,0,0,0,0,0,0,0,0,0,0,0,0,0,0,0,0,0]
["Programmable Thermostat",7.115130490865347E-2,-0.98461303676820977,null,5992.2751701342859,11,null,2274.87,null,null,1,1000,1000,1000,0,0,0,0,0,0,0,0,0,0,0,0,0,0,0,0,0,0,0,0,0,0,0,0,0,0,0]
["Programmable Thermostat",8.4156670610059076E-2,-1.1645851768994686,null,7087.5710339431143,11,null,7349.58,null,null,1,1000,1000,1000,0,0,0,0,0,0,0,0,0,0,0,0,0,0,0,0,0,0,0,0,0,0,0,0,0,0,0]
["Programmable Thermostat",8.3601559858629028E-3,-0.1156903388302479,null,704.08202909069973,11,null,2274.87,null,null,1,1000,1000,1000,0,0,0,0,0,0,0,0,0,0,0,0,0,0,0,0,0,0,0,0,0,0,0,0,0,0,0]
["Roof Insulation",5.421163404513241E-5,1.2398003079196196E-4,null,0.26565144085005021,25,null,0.67999999999999994,null,null,1,1000,1000,1000,0,0,0,0,0,0,0,0,0,0,0,0,0,0,0,0,0,0,0,0,0,0,0,0,0,0,0]
["Roof Insulation",5.3157902688288207E-6,1.1982966704235639E-4,null,0.26565144085005021,25,null,0.67999999999999994,null,null,1,1000,1000,1000,0,0,0,0,0,0,0,0,0,0,0,0,0,0,0,0,0,0,0,0,0,0,0,0,0,0,0]
["Roof Insulation",5.3157902688288207E-6,1.1982966704235639E-4,null,0.26565144085005021,25,null,0.67999999999999994,null,null,1,1000,1000,1000,0,0,0,0,0,0,0,0,0,0,0,0,0,0,0,0,0,0,0,0,0,0,0,0,0,0,0]
["Roof Insulation",5.3157902688288207E-6,1.1982966704235639E-4,null,0.26565144085005021,25,null,0.67999999999999994,null,null,1,1000,1000,1000,0,0,0,0,0,0,0,0,0,0,0,0,0,0,0,0,0,0,0,0,0,0,0,0,0,0,0]
["Roof Insulation",5.3157902688288207E-6,1.1982966704235639E-4,null,0.26565144085005021,25,null,0.67999999999999994,null,null,1,1000,1000,1000,0,0,0,0,0,0,0,0,0,0,0,0,0,0,0,0,0,0,0,0,0,0,0,0,0,0,0]
["Roof Insulation",3.0145411428674384E-5,5.378635655905566E-5,null,0.26565144085005021,25,null,0.67999999999999994,null,null,1,1000,1000,1000,0,0,0,0,0,0,0,0,0,0,0,0,0,0,0,0,0,0,0,0,0,0,0,0,0,0,0]
["Roof Insulation",2.6689727437639525E-5,6.1038433683677736E-5,null,0.13078677067364058,25,null,0.67999999999999994,null,null,1,1000,1000,1000,0,0,0,0,0,0,0,0,0,0,0,0,0,0,0,0,0,0,0,0,0,0,0,0,0,0,0]
["Roof Insulation",2.617094944464909E-6,5.8995107021511235E-5,null,0.13078677067364058,25,null,0.67999999999999994,null,null,1,1000,1000,1000,0,0,0,0,0,0,0,0,0,0,0,0,0,0,0,0,0,0,0,0,0,0,0,0,0,0,0]
["Roof Insulation",5.4090912157973251E-5,3.1861319716956284E-5,null,0.13078677067364058,25,null,0.67999999999999994,null,null,1,1000,1000,1000,0,0,0,0,0,0,0,0,0,0,0,0,0,0,0,0,0,0,0,0,0,0,0,0,0,0,0]
["Roof Insulation",2.617094944464909E-6,5.8995107021511235E-5,null,0.13078677067364058,25,null,0.67999999999999994,null,null,1,1000,1000,1000,0,0,0,0,0,0,0,0,0,0,0,0,0,0,0,0,0,0,0,0,0,0,0,0,0,0,0]
["Roof Insulation",2.6689727437639525E-5,6.1038433683677736E-5,null,0.13078677067364058,25,null,0.67999999999999994,null,null,1,1000,1000,1000,0,0,0,0,0,0,0,0,0,0,0,0,0,0,0,0,0,0,0,0,0,0,0,0,0,0,0]
["Roof Insulation",2.617094944464909E-6,5.8995107021511235E-5,null,0.13078677067364058,25,null,0.67999999999999994,null,null,1,1000,1000,1000,0,0,0,0,0,0,0,0,0,0,0,0,0,0,0,0,0,0,0,0,0,0,0,0,0,0,0]
["Smart Thermostat",2.4002149122460952,0.7090923154526988,null,28715.231968338645,11,null,16714,null,null,1,1000,1000,1000,0,0,0,0,0,0,0,0,0,0,0,0,0,0,0,0,0,0,0,0,0,0,0,0,0,0,0]
["Smart Thermostat",4.2895709911584978,-8.1399198370641444E-3,null,11575.300829431544,11,null,1096,null,null,1,1000,1000,1000,0,0,0,0,0,0,0,0,0,0,0,0,0,0,0,0,0,0,0,0,0,0,0,0,0,0,0]
["Smart Thermostat",0.27733595889600576,-3.8378579429315414,null,23356.892504100797,11,null,4658,null,null,1,1000,1000,1000,0,0,0,0,0,0,0,0,0,0,0,0,0,0,0,0,0,0,0,0,0,0,0,0,0,0,0]
["Smart Thermostat",2.644033401239188,-36.588924965648445,null,222677.23296982513,11,null,63294,null,null,1,1000,1000,1000,0,0,0,0,0,0,0,0,0,0,0,0,0,0,0,0,0,0,0,0,0,0,0,0,0,0,0]
["Smart Thermostat",1.9522819581335225,-3.7046638629616539E-3,null,5268.1843978910392,11,null,2740,null,null,1,1000,1000,1000,0,0,0,0,0,0,0,0,0,0,0,0,0,0,0,0,0,0,0,0,0,0,0,0,0,0,0]
["Smart Thermostat",0.23376852947238638,-3.234958824720747,null,19687.697316508657,11,null,11508,null,null,1,1000,1000,1000,0,0,0,0,0,0,0,0,0,0,0,0,0,0,0,0,0,0,0,0,0,0,0,0,0,0,0]
["Smart Thermostat",2.4002149122460952,0.7090923154526988,null,28715.231968338645,11,null,16714,null,null,1,1000,1000,1000,0,0,0,0,0,0,0,0,0,0,0,0,0,0,0,0,0,0,0,0,0,0,0,0,0,0,0]
["Smart Thermostat",4.2895709911584978,-8.1399198370641444E-3,null,11575.300829431544,11,null,1096,null,null,1,1000,1000,1000,0,0,0,0,0,0,0,0,0,0,0,0,0,0,0,0,0,0,0,0,0,0,0,0,0,0,0]
["Smart Thermostat",0.27733595889600576,-3.8378579429315414,null,23356.892504100797,11,null,4658,null,null,1,1000,1000,1000,0,0,0,0,0,0,0,0,0,0,0,0,0,0,0,0,0,0,0,0,0,0,0,0,0,0,0]
["Smart Thermostat",-0.61373555188076212,57.246089458826816,null,19160.21761685465,11,null,7398,null,null,1,1000,1000,1000,0,0,0,0,0,0,0,0,0,0,0,0,0,0,0,0,0,0,0,0,0,0,0,0,0,0,0]
["Smart Thermostat",4.4697591699946972,-8.4818461822246238E-3,null,12061.534156781865,11,null,1370,null,null,1,1000,1000,1000,0,0,0,0,0,0,0,0,0,0,0,0,0,0,0,0,0,0,0,0,0,0,0,0,0,0,0]
["Smart Thermostat",1.9522819581335225,-3.7046638629616539E-3,null,5268.1843978910392,11,null,2740,null,null,1,1000,1000,1000,0,0,0,0,0,0,0,0,0,0,0,0,0,0,0,0,0,0,0,0,0,0,0,0,0,0,0]
["Thermal Energy Storage",3.9872454641386339,1.1505047484629096,null,-633.77881426013448,20,null,4786.7958656929522,null,null,1,1000,1000,1000,0,0,0,0,0,0,0,0,0,0,0,0,0,0,0,0,0,0,0,0,0,0,0,0,0,0,0]
["Thermal Energy Storage",23.814243223733037,6.8715107099317789,null,-3785.3106784085353,20,null,28589.6421560286,null,null,1,1000,1000,1000,0,0,0,0,0,0,0,0,0,0,0,0,0,0,0,0,0,0,0,0,0,0,0,0,0,0,0]
["Thermal Energy Storage",174.5978310184596,50.379550359951999,null,-27752.594444088434,20,null,209609.41160884098,null,null,1,1000,1000,1000,0,0,0,0,0,0,0,0,0,0,0,0,0,0,0,0,0,0,0,0,0,0,0,0,0,0,0]
["Thermal Energy Storage",19.370441429725325,5.5892683420573075,null,-3078.961531574233,20,null,23254.738085829766,null,null,1,1000,1000,1000,0,0,0,0,0,0,0,0,0,0,0,0,0,0,0,0,0,0,0,0,0,0,0,0,0,0,0]
["Thermal Energy Storage",184.6716680476045,53.286318313295567,null,-29353.846372218861,20,null,221703.32503265189,null,null,1,1000,1000,1000,0,0,0,0,0,0,0,0,0,0,0,0,0,0,0,0,0,0,0,0,0,0,0,0,0,0,0]
["Thermal Energy Storage",4.3690339931107616,1.2606683988931933,null,-694.46468960098184,20,null,5245.143305921988,null,null,1,1000,1000,1000,0,0,0,0,0,0,0,0,0,0,0,0,0,0,0,0,0,0,0,0,0,0,0,0,0,0,0]
["Thermal Energy Storage",3.9872454641386339,1.1505047484629096,null,-633.77881426013448,20,null,4786.7958656929522,null,null,1,1000,1000,1000,0,0,0,0,0,0,0,0,0,0,0,0,0,0,0,0,0,0,0,0,0,0,0,0,0,0,0]
["Thermal Energy Storage",23.814243223733037,6.8715107099317789,null,-3785.3106784085353,20,null,28589.6421560286,null,null,1,1000,1000,1000,0,0,0,0,0,0,0,0,0,0,0,0,0,0,0,0,0,0,0,0,0,0,0,0,0,0,0]
["Thermal Energy Storage",174.5978310184596,50.379550359951999,null,-27752.594444088434,20,null,209609.41160884098,null,null,1,1000,1000,1000,0,0,0,0,0,0,0,0,0,0,0,0,0,0,0,0,0,0,0,0,0,0,0,0,0,0,0]
["Thermal Energy Storage",19.370441429725325,5.5892683420573075,null,-3078.961531574233,20,null,23254.738085829766,null,null,1,1000,1000,1000,0,0,0,0,0,0,0,0,0,0,0,0,0,0,0,0,0,0,0,0,0,0,0,0,0,0,0]
["Thermal Energy Storage",13.804278211403943,3.9831727878720624,null,-2194.2113058320629,20,null,16572.408813435974,null,null,1,1000,1000,1000,0,0,0,0,0,0,0,0,0,0,0,0,0,0,0,0,0,0,0,0,0,0,0,0,0,0,0]
["Thermal Energy Storage",10.002924871627542,2.8863065158220436,null,-1589.9803313571181,20,null,12008.781463542997,null,null,1,1000,1000,1000,0,0,0,0,0,0,0,0,0,0,0,0,0,0,0,0,0,0,0,0,0,0,0,0,0,0,0]
["Thermal Energy Storage",1.6219789535973421,0.4680159535710392,null,-257.816055522905,20,null,1947.2295395784006,null,null,1,1000,1000,1000,0,0,0,0,0,0,0,0,0,0,0,0,0,0,0,0,0,0,0,0,0,0,0,0,0,0,0]
["Wall Insulation",3.9206016845922305E-5,8.8379031284448379E-4,null,1.9592825033342169,25,null,0.94189999999999996,null,null,1,1000,1000,1000,0,0,0,0,0,0,0,0,0,0,0,0,0,0,0,0,0,0,0,0,0,0,0,0,0,0,0]
["Wall Insulation",3.7535785070350368E-5,8.4613959537280941E-4,null,1.8758142972358638,25,null,0.94189999999999996,null,null,1,1000,1000,1000,0,0,0,0,0,0,0,0,0,0,0,0,0,0,0,0,0,0,0,0,0,0,0,0,0,0,0]
["Wall Insulation",7.9851984618495764E-4,4.7035435537360292E-4,null,1.9307463644971734,25,null,0.94189999999999996,null,null,1,1000,1000,1000,0,0,0,0,0,0,0,0,0,0,0,0,0,0,0,0,0,0,0,0,0,0,0,0,0,0,0]
["Wall Insulation",3.8634997435470369E-5,8.7091827268322771E-4,null,1.9307463644971734,25,null,0.94189999999999996,null,null,1,1000,1000,1000,0,0,0,0,0,0,0,0,0,0,0,0,0,0,0,0,0,0,0,0,0,0,0,0,0,0,0]
["Wall Insulation",3.9400846090336875E-4,9.0108298662285589E-4,null,1.9307463644971734,25,null,0.94189999999999996,null,null,1,1000,1000,1000,0,0,0,0,0,0,0,0,0,0,0,0,0,0,0,0,0,0,0,0,0,0,0,0,0,0,0]
["Wall Insulation",2.2233411186861211E-4,3.9669525972470715E-4,null,1.9592825033342169,25,null,0.94189999999999996,null,null,1,1000,1000,1000,0,0,0,0,0,0,0,0,0,0,0,0,0,0,0,0,0,0,0,0,0,0,0,0,0,0,0]
["Wall Insulation",0,0,null,0,25,null,0.94189999999999996,null,null,1,1000,1000,1000,0,0,0,0,0,0,0,0,0,0,0,0,0,0,0,0,0,0,0,0,0,0,0,0,0,0,0]
["Wall Insulation",0,0,null,0,25,null,0.94189999999999996,null,null,1,1000,1000,1000,0,0,0,0,0,0,0,0,0,0,0,0,0,0,0,0,0,0,0,0,0,0,0,0,0,0,0]
["Wall Insulation",0,0,null,0,25,null,0.94189999999999996,null,null,1,1000,1000,1000,0,0,0,0,0,0,0,0,0,0,0,0,0,0,0,0,0,0,0,0,0,0,0,0,0,0,0]
["Wall Insulation",0,0,null,0,25,null,0.94189999999999996,null,null,1,1000,1000,1000,0,0,0,0,0,0,0,0,0,0,0,0,0,0,0,0,0,0,0,0,0,0,0,0,0,0,0]
["Wall Insulation",0,0,null,0,25,null,0.94189999999999996,null,null,1,1000,1000,1000,0,0,0,0,0,0,0,0,0,0,0,0,0,0,0,0,0,0,0,0,0,0,0,0,0,0,0]
["Wall Insulation",0,0,null,0,25,null,0.94189999999999996,null,null,1,1000,1000,1000,0,0,0,0,0,0,0,0,0,0,0,0,0,0,0,0,0,0,0,0,0,0,0,0,0,0,0]
["Wall Insulation",0,0,null,0,25,null,0.94189999999999996,null,null,1,1000,1000,1000,0,0,0,0,0,0,0,0,0,0,0,0,0,0,0,0,0,0,0,0,0,0,0,0,0,0,0]
["Warehouse Loading Dock Seals",2.6166136453962353E-5,4.6686413566312096E-5,null,0.23058473980097174,18,null,0.28570000000000001,null,null,1,1000,1000,1000,0,0,0,0,0,0,0,0,0,0,0,0,0,0,0,0,0,0,0,0,0,0,0,0,0,0,0]
["Warehouse Loading Dock Seals",7.2911525982062804E-6,1.3009095407488129E-5,null,6.4252073578557861E-2,18,null,0.28570000000000001,null,null,1,1000,1000,1000,0,0,0,0,0,0,0,0,0,0,0,0,0,0,0,0,0,0,0,0,0,0,0,0,0,0,0]
["Warehouse Loading Dock Seals",1.7701659324591385E-5,3.1583836975393132E-5,null,0.15599293829977146,18,null,0.28570000000000001,null,null,1,1000,1000,1000,0,0,0,0,0,0,0,0,0,0,0,0,0,0,0,0,0,0,0,0,0,0,0,0,0,0,0]
["Warehouse Loading Dock Seals",4.7035048894218955E-6,8.3921359527065005E-6,null,4.144885711301529E-2,18,null,0.28570000000000001,null,null,1,1000,1000,1000,0,0,0,0,0,0,0,0,0,0,0,0,0,0,0,0,0,0,0,0,0,0,0,0,0,0,0]
["Warehouse Loading Dock Seals",1.109111035454965E-5,1.9789095185418554E-5,null,9.7738571367131266E-2,18,null,0.28570000000000001,null,null,1,1000,1000,1000,0,0,0,0,0,0,0,0,0,0,0,0,0,0,0,0,0,0,0,0,0,0,0,0,0,0,0]
["Warehouse Loading Dock Seals",7.0042830940009426E-6,1.2497254145158198E-5,null,6.1724083628631389E-2,18,null,0.28570000000000001,null,null,1,1000,1000,1000,0,0,0,0,0,0,0,0,0,0,0,0,0,0,0,0,0,0,0,0,0,0,0,0,0,0,0]
["Warehouse Loading Dock Seals",2.5764485519056866E-5,4.5969775797137197E-5,null,0.2270452575209283,18,null,0.28570000000000001,null,null,1,1000,1000,1000,0,0,0,0,0,0,0,0,0,0,0,0,0,0,0,0,0,0,0,0,0,0,0,0,0,0,0]
["Warehouse Loading Dock Seals",7.179233199530033E-6,1.2809405424907571E-5,null,6.3265802431197254E-2,18,null,0.28570000000000001,null,null,1,1000,1000,1000,0,0,0,0,0,0,0,0,0,0,0,0,0,0,0,0,0,0,0,0,0,0,0,0,0,0,0]
["Warehouse Loading Dock Seals",1.7429938353113234E-5,3.1099024184196815E-5,null,0.15359844228325048,18,null,0.28570000000000001,null,null,1,1000,1000,1000,0,0,0,0,0,0,0,0,0,0,0,0,0,0,0,0,0,0,0,0,0,0,0,0,0,0,0]
["Warehouse Loading Dock Seals",4.6313059562896506E-6,8.2633164283877666E-6,null,4.0812615983588423E-2,18,null,0.28570000000000001,null,null,1,1000,1000,1000,0,0,0,0,0,0,0,0,0,0,0,0,0,0,0,0,0,0,0,0,0,0,0,0,0,0,0]
["Warehouse Loading Dock Seals",1.0920861496798616E-5,1.9485332014415392E-5,null,9.6238281531258685E-2,18,null,0.28570000000000001,null,null,1,1000,1000,1000,0,0,0,0,0,0,0,0,0,0,0,0,0,0,0,0,0,0,0,0,0,0,0,0,0,0,0]
["Warehouse Loading Dock Seals",2.4940813273621037E-6,4.4500154817319715E-6,null,2.1978678240255282E-2,18,null,0.28570000000000001,null,null,1,1000,1000,1000,0,0,0,0,0,0,0,0,0,0,0,0,0,0,0,0,0,0,0,0,0,0,0,0,0,0,0]
["Water Cooled Refrigeration Heat Recovery",0,0.48778142572338035,null,4491.4421743685143,20,null,48217.588282833764,null,null,1,1000,1000,1000,0,0,0,0,0,0,0,0,0,0,0,0,0,0,0,0,0,0,0,0,0,0,0,0,0,0,0]
["Water Cooled Refrigeration Heat Recovery",0,0.12103785505620852,null,1810.5301884168239,20,null,2991.9274598266102,null,null,1,1000,1000,1000,0,0,0,0,0,0,0,0,0,0,0,0,0,0,0,0,0,0,0,0,0,0,0,0,0,0,0]
["Water Cooled Refrigeration Heat Recovery",0,0.24423280324992072,null,3653.3269949331134,20,null,13100.231741701284,null,null,1,1000,1000,1000,0,0,0,0,0,0,0,0,0,0,0,0,0,0,0,0,0,0,0,0,0,0,0,0,0,0,0]
["Water Cooled Refrigeration Heat Recovery",0,0.32547180130179021,null,2996.9115219314526,20,null,21466.387943353384,null,null,1,1000,1000,1000,0,0,0,0,0,0,0,0,0,0,0,0,0,0,0,0,0,0,0,0,0,0,0,0,0,0,0]
["Water Cooled Refrigeration Heat Recovery",0,0.2048875083103345,null,1886.5835132233633,20,null,3225.6662302017162,null,null,1,1000,1000,1000,0,0,0,0,0,0,0,0,0,0,0,0,0,0,0,0,0,0,0,0,0,0,0,0,0,0,0]
["Water Cooled Refrigeration Heat Recovery",0,5.5087098725564373E-2,null,824.01373676537514,20,null,7266.8421827931079,null,null,1,1000,1000,1000,0,0,0,0,0,0,0,0,0,0,0,0,0,0,0,0,0,0,0,0,0,0,0,0,0,0,0]
["Water Cooled Refrigeration Heat Recovery",0,2.0450771281534705E-2,null,305.91040104297639,20,null,10200.635209384931,null,null,1,1000,1000,1000,0,0,0,0,0,0,0,0,0,0,0,0,0,0,0,0,0,0,0,0,0,0,0,0,0,0,0]
["Water Cooled Refrigeration Heat Recovery",0,0.12103785505620852,null,1810.5301884168239,20,null,2991.9274598266102,null,null,1,1000,1000,1000,0,0,0,0,0,0,0,0,0,0,0,0,0,0,0,0,0,0,0,0,0,0,0,0,0,0,0]
["Water Cooled Refrigeration Heat Recovery",0,0.24423280324992072,null,3653.3269949331134,20,null,13100.231741701284,null,null,1,1000,1000,1000,0,0,0,0,0,0,0,0,0,0,0,0,0,0,0,0,0,0,0,0,0,0,0,0,0,0,0]
["Water Cooled Refrigeration Heat Recovery",0,0.32547180130179021,null,2996.9115219314526,20,null,21466.387943353384,null,null,1,1000,1000,1000,0,0,0,0,0,0,0,0,0,0,0,0,0,0,0,0,0,0,0,0,0,0,0,0,0,0,0]
["Water Cooled Refrigeration Heat Recovery",0,0.2048875083103345,null,1886.5835132233633,20,null,3225.6662302017162,null,null,1,1000,1000,1000,0,0,0,0,0,0,0,0,0,0,0,0,0,0,0,0,0,0,0,0,0,0,0,0,0,0,0]
["Water Cooled Refrigeration Heat Recovery",0,5.5087098725564373E-2,null,824.01373676537514,20,null,7266.8421827931079,null,null,1,1000,1000,1000,0,0,0,0,0,0,0,0,0,0,0,0,0,0,0,0,0,0,0,0,0,0,0,0,0,0,0]
["Waterside Economizer",4.1489728468559424,0,null,10220.110375155593,20,null,286420.80000000005,null,null,1,1000,1000,1000,0,0,0,0,0,0,0,0,0,0,0,0,0,0,0,0,0,0,0,0,0,0,0,0,0,0,0]
["Waterside Economizer",4.602915553130158,0,null,11338.301487357008,20,null,286420.80000000005,null,null,1,1000,1000,1000,0,0,0,0,0,0,0,0,0,0,0,0,0,0,0,0,0,0,0,0,0,0,0,0,0,0,0]
["Waterside Economizer",8.5518996552638935,0,null,21065.782211682606,20,null,286420.80000000005,null,null,1,1000,1000,1000,0,0,0,0,0,0,0,0,0,0,0,0,0,0,0,0,0,0,0,0,0,0,0,0,0,0,0]
["Waterside Economizer",2.2411437106964769,0,null,5520.5798966027915,20,null,286420.80000000005,null,null,1,1000,1000,1000,0,0,0,0,0,0,0,0,0,0,0,0,0,0,0,0,0,0,0,0,0,0,0,0,0,0,0]
["Waterside Economizer",4.6695784680375612,0,null,11502.511370967008,20,null,286420.80000000005,null,null,1,1000,1000,1000,0,0,0,0,0,0,0,0,0,0,0,0,0,0,0,0,0,0,0,0,0,0,0,0,0,0,0]
["Waterside Economizer",6.7234311320894316,0,null,16561.739689808375,20,null,286420.80000000005,null,null,1,1000,1000,1000,0,0,0,0,0,0,0,0,0,0,0,0,0,0,0,0,0,0,0,0,0,0,0,0,0,0,0]
["Waterside Economizer",1.0062925726498346,0,null,2478.7872906842563,20,null,286420.80000000005,null,null,1,1000,1000,1000,0,0,0,0,0,0,0,0,0,0,0,0,0,0,0,0,0,0,0,0,0,0,0,0,0,0,0]
["Waterside Economizer",2.2919345030068792,0,null,5645.6921888770767,20,null,286420.80000000005,null,null,1,1000,1000,1000,0,0,0,0,0,0,0,0,0,0,0,0,0,0,0,0,0,0,0,0,0,0,0,0,0,0,0]
["Waterside Economizer",8.5518996552638935,0,null,21065.782211682606,20,null,286420.80000000005,null,null,1,1000,1000,1000,0,0,0,0,0,0,0,0,0,0,0,0,0,0,0,0,0,0,0,0,0,0,0,0,0,0,0]
["Waterside Economizer",2.2411437106964769,0,null,5520.5798966027915,20,null,286420.80000000005,null,null,1,1000,1000,1000,0,0,0,0,0,0,0,0,0,0,0,0,0,0,0,0,0,0,0,0,0,0,0,0,0,0,0]
["Waterside Economizer",4.6695784680375612,0,null,11502.511370967008,20,null,286420.80000000005,null,null,1,1000,1000,1000,0,0,0,0,0,0,0,0,0,0,0,0,0,0,0,0,0,0,0,0,0,0,0,0,0,0,0]
["Waterside Economizer",6.7234311320894316,0,null,16561.739689808375,20,null,286420.80000000005,null,null,1,1000,1000,1000,0,0,0,0,0,0,0,0,0,0,0,0,0,0,0,0,0,0,0,0,0,0,0,0,0,0,0]
["Waterside Economizer",1.0062925726498346,0,null,2478.7872906842563,20,null,286420.80000000005,null,null,1,1000,1000,1000,0,0,0,0,0,0,0,0,0,0,0,0,0,0,0,0,0,0,0,0,0,0,0,0,0,0,0]
["Window Sun Protection",4.0429841978772314E-2,-1.0021567256519703E-2,null,105.79827000000002,10,null,350,null,null,1,1000,1000,1000,0,0,0,0,0,0,0,0,0,0,0,0,0,0,0,0,0,0,0,0,0,0,0,0,0,0,0]
["Window Sun Protection",4.0429841978772314E-2,-1.0021567256519703E-2,null,105.79827000000002,10,null,350,null,null,1,1000,1000,1000,0,0,0,0,0,0,0,0,0,0,0,0,0,0,0,0,0,0,0,0,0,0,0,0,0,0,0]
["Window Sun Protection",4.0429841978772314E-2,-1.0021567256519703E-2,null,105.79827000000002,10,null,350,null,null,1,1000,1000,1000,0,0,0,0,0,0,0,0,0,0,0,0,0,0,0,0,0,0,0,0,0,0,0,0,0,0,0]
["Window Sun Protection",5.5591988792202326E-2,-4.0763783397458911E-2,null,105.79827000000002,10,null,350,null,null,1,1000,1000,1000,0,0,0,0,0,0,0,0,0,0,0,0,0,0,0,0,0,0,0,0,0,0,0,0,0,0,0]
["Window Sun Protection",4.0429841978772314E-2,-1.0021567256519703E-2,null,105.79827000000002,10,null,350,null,null,1,1000,1000,1000,0,0,0,0,0,0,0,0,0,0,0,0,0,0,0,0,0,0,0,0,0,0,0,0,0,0,0]
["Window Sun Protection",4.0429841978772314E-2,-1.0021567256519703E-2,null,105.79827000000002,10,null,350,null,null,1,1000,1000,1000,0,0,0,0,0,0,0,0,0,0,0,0,0,0,0,0,0,0,0,0,0,0,0,0,0,0,0]
["Window Sun Protection",5.5591988792202326E-2,-4.0763783397458911E-2,null,105.79827000000002,10,null,350,null,null,1,1000,1000,1000,0,0,0,0,0,0,0,0,0,0,0,0,0,0,0,0,0,0,0,0,0,0,0,0,0,0,0]
["Window Sun Protection",2.4257905187263392E-2,-6.0129403539118231E-3,null,63.478962000000017,10,null,350,null,null,1,1000,1000,1000,0,0,0,0,0,0,0,0,0,0,0,0,0,0,0,0,0,0,0,0,0,0,0,0,0,0,0]
["Window Sun Protection",2.4257905187263392E-2,-6.0129403539118231E-3,null,63.478962000000017,10,null,350,null,null,1,1000,1000,1000,0,0,0,0,0,0,0,0,0,0,0,0,0,0,0,0,0,0,0,0,0,0,0,0,0,0,0]
["Window Sun Protection",3.3355193275321403E-2,-2.4458270038475349E-2,null,63.478962000000017,10,null,350,null,null,1,1000,1000,1000,0,0,0,0,0,0,0,0,0,0,0,0,0,0,0,0,0,0,0,0,0,0,0,0,0,0,0]
["Window Sun Protection",2.4257905187263392E-2,-6.0129403539118231E-3,null,63.478962000000017,10,null,350,null,null,1,1000,1000,1000,0,0,0,0,0,0,0,0,0,0,0,0,0,0,0,0,0,0,0,0,0,0,0,0,0,0,0]
["Window Sun Protection",2.4257905187263392E-2,-6.0129403539118231E-3,null,63.478962000000017,10,null,350,null,null,1,1000,1000,1000,0,0,0,0,0,0,0,0,0,0,0,0,0,0,0,0,0,0,0,0,0,0,0,0,0,0,0]
["Window Sun Protection",3.3355193275321403E-2,-2.4458270038475349E-2,null,63.478962000000017,10,null,350,null,null,1,1000,1000,1000,0,0,0,0,0,0,0,0,0,0,0,0,0,0,0,0,0,0,0,0,0,0,0,0,0,0,0]
["Bi-Level Lighting Control (Interior)",1.0615715993444611E-2,0,null,859.32,8,null,373,null,null,1,1000,1000,1000,0,0,0,0,0,0,0,0,0,0,0,0,0,0,0,0,0,0,0,0,0,0,0,0,0,0,0]
["Bi-Level Lighting Control (Interior)",2.142713483813168E-3,0,null,779.34,8,null,373,null,null,1,1000,1000,1000,0,0,0,0,0,0,0,0,0,0,0,0,0,0,0,0,0,0,0,0,0,0,0,0,0,0,0]
["Bi-Level Lighting Control (Interior)",7.1882030734832366E-3,0,null,581.87,8,null,373,null,null,1,1000,1000,1000,0,0,0,0,0,0,0,0,0,0,0,0,0,0,0,0,0,0,0,0,0,0,0,0,0,0,0]
["Bi-Level Lighting Control (Interior)",1.8784966262228408E-3,0,null,683.24,8,null,373,null,null,1,1000,1000,1000,0,0,0,0,0,0,0,0,0,0,0,0,0,0,0,0,0,0,0,0,0,0,0,0,0,0,0]
["Bi-Level Lighting Control (Interior)",9.5434214486522246E-3,0,null,772.52,8,null,373,null,null,1,1000,1000,1000,0,0,0,0,0,0,0,0,0,0,0,0,0,0,0,0,0,0,0,0,0,0,0,0,0,0,0]
["Bi-Level Lighting Control (Interior)",1.0138256519473998E-3,0,null,368.745,8,null,373,null,null,1,1000,1000,1000,0,0,0,0,0,0,0,0,0,0,0,0,0,0,0,0,0,0,0,0,0,0,0,0,0,0,0]
["Bi-Level Lighting Control (Interior)",1.8784966262228408E-3,0,null,683.24,8,null,373,null,null,1,1000,1000,1000,0,0,0,0,0,0,0,0,0,0,0,0,0,0,0,0,0,0,0,0,0,0,0,0,0,0,0]
["Bi-Level Lighting Control (Interior)",1.0615715993444611E-2,0,null,859.32,8,null,373,null,null,1,1000,1000,1000,0,0,0,0,0,0,0,0,0,0,0,0,0,0,0,0,0,0,0,0,0,0,0,0,0,0,0]
["Bi-Level Lighting Control (Interior)",7.1882030734832366E-3,0,null,581.87,8,null,373,null,null,1,1000,1000,1000,0,0,0,0,0,0,0,0,0,0,0,0,0,0,0,0,0,0,0,0,0,0,0,0,0,0,0]
["Bi-Level Lighting Control (Interior)",1.8784966262228408E-3,0,null,683.24,8,null,373,null,null,1,1000,1000,1000,0,0,0,0,0,0,0,0,0,0,0,0,0,0,0,0,0,0,0,0,0,0,0,0,0,0,0]
["Bi-Level Lighting Control (Interior)",9.5434214486522246E-3,0,null,772.52,8,null,373,null,null,1,1000,1000,1000,0,0,0,0,0,0,0,0,0,0,0,0,0,0,0,0,0,0,0,0,0,0,0,0,0,0,0]
["Bi-Level Lighting Control (Interior)",1.0138256519473998E-3,0,null,368.745,8,null,373,null,null,1,1000,1000,1000,0,0,0,0,0,0,0,0,0,0,0,0,0,0,0,0,0,0,0,0,0,0,0,0,0,0,0]
["Interior Lighting Controls",0,0,null,617.12000000000012,8,null,156.37959866220734,null,null,1,1000,1000,1000,0,0,0,0,0,0,0,0,0,0,0,0,0,0,0,0,0,0,0,0,0,0,0,0,0,0,0]
["Interior Lighting Controls",0,0,null,776.16000000000008,8,null,156.37959866220734,null,null,1,1000,1000,1000,0,0,0,0,0,0,0,0,0,0,0,0,0,0,0,0,0,0,0,0,0,0,0,0,0,0,0]
["Interior Lighting Controls",0,0,null,461.86000000000013,8,null,156.37959866220734,null,null,1,1000,1000,1000,0,0,0,0,0,0,0,0,0,0,0,0,0,0,0,0,0,0,0,0,0,0,0,0,0,0,0]
["Interior Lighting Controls",0,0,null,525.55999999999995,8,null,156.37959866220734,null,null,1,1000,1000,1000,0,0,0,0,0,0,0,0,0,0,0,0,0,0,0,0,0,0,0,0,0,0,0,0,0,0,0]
["Interior Lighting Controls",0,0,null,469.98,8,null,156.37959866220734,null,null,1,1000,1000,1000,0,0,0,0,0,0,0,0,0,0,0,0,0,0,0,0,0,0,0,0,0,0,0,0,0,0,0]
["Interior Lighting Controls",0,0,null,697.76,8,null,156.37959866220734,null,null,1,1000,1000,1000,0,0,0,0,0,0,0,0,0,0,0,0,0,0,0,0,0,0,0,0,0,0,0,0,0,0,0]
["Interior Lighting Controls",0,0,null,402.6400000000001,8,null,156.37959866220734,null,null,1,1000,1000,1000,0,0,0,0,0,0,0,0,0,0,0,0,0,0,0,0,0,0,0,0,0,0,0,0,0,0,0]
["Interior Lighting Controls",0,0,null,617.12000000000012,8,null,156.37959866220734,null,null,1,1000,1000,1000,0,0,0,0,0,0,0,0,0,0,0,0,0,0,0,0,0,0,0,0,0,0,0,0,0,0,0]
["Interior Lighting Controls",0,0,null,461.86000000000013,8,null,156.37959866220734,null,null,1,1000,1000,1000,0,0,0,0,0,0,0,0,0,0,0,0,0,0,0,0,0,0,0,0,0,0,0,0,0,0,0]
["Interior Lighting Controls",0,0,null,525.55999999999995,8,null,156.37959866220734,null,null,1,1000,1000,1000,0,0,0,0,0,0,0,0,0,0,0,0,0,0,0,0,0,0,0,0,0,0,0,0,0,0,0]
["Interior Lighting Controls",0,0,null,469.98,8,null,156.37959866220734,null,null,1,1000,1000,1000,0,0,0,0,0,0,0,0,0,0,0,0,0,0,0,0,0,0,0,0,0,0,0,0,0,0,0]
["Interior Lighting Controls",0,0,null,697.76,8,null,156.37959866220734,null,null,1,1000,1000,1000,0,0,0,0,0,0,0,0,0,0,0,0,0,0,0,0,0,0,0,0,0,0,0,0,0,0,0]
["Efficient Motor Belts",1.299668623652747E-2,3.2092338361625235E-3,null,94.807092811504845,10,null,396.51,null,null,1,1000,1000,1000,0,0,0,0,0,0,0,0,0,0,0,0,0,0,0,0,0,0,0,0,0,0,0,0,0,0,0]
["Efficient Motor Belts",1.2292224991818014E-2,1.0296276988199612E-2,null,94.807092811504845,10,null,396.51,null,null,1,1000,1000,1000,0,0,0,0,0,0,0,0,0,0,0,0,0,0,0,0,0,0,0,0,0,0,0,0,0,0,0]
["Efficient Motor Belts",1.2292224991818014E-2,1.0296276988199612E-2,null,94.807092811504845,10,null,396.51,null,null,1,1000,1000,1000,0,0,0,0,0,0,0,0,0,0,0,0,0,0,0,0,0,0,0,0,0,0,0,0,0,0,0]
["Efficient Motor Belts",1.299668623652747E-2,3.2092338361625235E-3,null,94.807092811504845,10,null,396.51,null,null,1,1000,1000,1000,0,0,0,0,0,0,0,0,0,0,0,0,0,0,0,0,0,0,0,0,0,0,0,0,0,0,0]
["Efficient Motor Belts",1.299668623652747E-2,3.2092338361625235E-3,null,94.807092811504845,10,null,396.51,null,null,1,1000,1000,1000,0,0,0,0,0,0,0,0,0,0,0,0,0,0,0,0,0,0,0,0,0,0,0,0,0,0,0]
["Efficient Motor Belts",1.2292224991818014E-2,1.0296276988199612E-2,null,94.807092811504845,10,null,396.51,null,null,1,1000,1000,1000,0,0,0,0,0,0,0,0,0,0,0,0,0,0,0,0,0,0,0,0,0,0,0,0,0,0,0]
["Efficient Motor Belts",1.299668623652747E-2,3.2092338361625235E-3,null,94.807092811504845,10,null,396.51,null,null,1,1000,1000,1000,0,0,0,0,0,0,0,0,0,0,0,0,0,0,0,0,0,0,0,0,0,0,0,0,0,0,0]
["Efficient Motor Belts",1.299668623652747E-2,3.2092338361625235E-3,null,94.807092811504845,10,null,396.51,null,null,1,1000,1000,1000,0,0,0,0,0,0,0,0,0,0,0,0,0,0,0,0,0,0,0,0,0,0,0,0,0,0,0]
["Efficient Motor Belts",1.2292224991818014E-2,1.0296276988199612E-2,null,94.807092811504845,10,null,396.51,null,null,1,1000,1000,1000,0,0,0,0,0,0,0,0,0,0,0,0,0,0,0,0,0,0,0,0,0,0,0,0,0,0,0]
["Efficient Motor Belts",1.2292224991818014E-2,1.0296276988199612E-2,null,94.807092811504845,10,null,396.51,null,null,1,1000,1000,1000,0,0,0,0,0,0,0,0,0,0,0,0,0,0,0,0,0,0,0,0,0,0,0,0,0,0,0]
["Efficient Motor Belts",1.299668623652747E-2,3.2092338361625235E-3,null,94.807092811504845,10,null,396.51,null,null,1,1000,1000,1000,0,0,0,0,0,0,0,0,0,0,0,0,0,0,0,0,0,0,0,0,0,0,0,0,0,0,0]
["Efficient Motor Belts",1.2292224991818014E-2,1.0296276988199612E-2,null,94.807092811504845,10,null,396.51,null,null,1,1000,1000,1000,0,0,0,0,0,0,0,0,0,0,0,0,0,0,0,0,0,0,0,0,0,0,0,0,0,0,0]
["Efficient Motor Belts",1.299668623652747E-2,3.2092338361625235E-3,null,94.807092811504845,10,null,396.51,null,null,1,1000,1000,1000,0,0,0,0,0,0,0,0,0,0,0,0,0,0,0,0,0,0,0,0,0,0,0,0,0,0,0]
["Engine Block Timer",0,0,null,259.2,5,null,78.490000000000009,null,null,1,1000,1000,1000,0,0,0,0,0,0,0,0,0,0,0,0,0,0,0,0,0,0,0,0,0,0,0,0,0,0,0]
["Engine Block Timer",0,0,null,259.2,5,null,78.490000000000009,null,null,1,1000,1000,1000,0,0,0,0,0,0,0,0,0,0,0,0,0,0,0,0,0,0,0,0,0,0,0,0,0,0,0]
["Engine Block Timer",3.2278751442208882E-2,3.2278751442208882E-2,null,259.2,5,null,78.490000000000009,null,null,1,1000,1000,1000,0,0,0,0,0,0,0,0,0,0,0,0,0,0,0,0,0,0,0,0,0,0,0,0,0,0,0]
["Engine Block Timer",1.2327746953815222E-2,1.295060209231451E-2,null,259.2,5,null,78.490000000000009,null,null,1,1000,1000,1000,0,0,0,0,0,0,0,0,0,0,0,0,0,0,0,0,0,0,0,0,0,0,0,0,0,0,0]
["Engine Block Timer",1.2327746953815222E-2,1.295060209231451E-2,null,259.2,5,null,78.490000000000009,null,null,1,1000,1000,1000,0,0,0,0,0,0,0,0,0,0,0,0,0,0,0,0,0,0,0,0,0,0,0,0,0,0,0]
["Engine Block Timer",1.2327746953815222E-2,1.295060209231451E-2,null,259.2,5,null,78.490000000000009,null,null,1,1000,1000,1000,0,0,0,0,0,0,0,0,0,0,0,0,0,0,0,0,0,0,0,0,0,0,0,0,0,0,0]
["Engine Block Timer",1.2327746953815222E-2,1.295060209231451E-2,null,259.2,5,null,78.490000000000009,null,null,1,1000,1000,1000,0,0,0,0,0,0,0,0,0,0,0,0,0,0,0,0,0,0,0,0,0,0,0,0,0,0,0]
["Engine Block Timer",0,0,null,259.2,5,null,78.490000000000009,null,null,1,1000,1000,1000,0,0,0,0,0,0,0,0,0,0,0,0,0,0,0,0,0,0,0,0,0,0,0,0,0,0,0]
["Engine Block Timer",0,0,null,259.2,5,null,78.490000000000009,null,null,1,1000,1000,1000,0,0,0,0,0,0,0,0,0,0,0,0,0,0,0,0,0,0,0,0,0,0,0,0,0,0,0]
["Engine Block Timer",0,0,null,259.2,5,null,78.490000000000009,null,null,1,1000,1000,1000,0,0,0,0,0,0,0,0,0,0,0,0,0,0,0,0,0,0,0,0,0,0,0,0,0,0,0]
["Engine Block Timer",1.2327746953815222E-2,1.295060209231451E-2,null,259.2,5,null,78.490000000000009,null,null,1,1000,1000,1000,0,0,0,0,0,0,0,0,0,0,0,0,0,0,0,0,0,0,0,0,0,0,0,0,0,0,0]
["Engine Block Timer",1.2327746953815222E-2,1.295060209231451E-2,null,259.2,5,null,78.490000000000009,null,null,1,1000,1000,1000,0,0,0,0,0,0,0,0,0,0,0,0,0,0,0,0,0,0,0,0,0,0,0,0,0,0,0]
["Engine Block Timer",1.2327746953815222E-2,1.295060209231451E-2,null,259.2,5,null,78.490000000000009,null,null,1,1000,1000,1000,0,0,0,0,0,0,0,0,0,0,0,0,0,0,0,0,0,0,0,0,0,0,0,0,0,0,0]
["Regenerative Drive Elevator Motor",0.28225405956143973,2.5856704593806901E-2,null,2027.9354953039146,13,null,10000,null,null,1,1000,1000,1000,0,0,0,0,0,0,0,0,0,0,0,0,0,0,0,0,0,0,0,0,0,0,0,0,0,0,0]
["Regenerative Drive Elevator Motor",0.2629322494311806,0.22023867363125307,null,2027.9354953039146,13,null,10000,null,null,1,1000,1000,1000,0,0,0,0,0,0,0,0,0,0,0,0,0,0,0,0,0,0,0,0,0,0,0,0,0,0,0]
["Regenerative Drive Elevator Motor",0.2629322494311806,0.22023867363125307,null,2027.9354953039146,13,null,10000,null,null,1,1000,1000,1000,0,0,0,0,0,0,0,0,0,0,0,0,0,0,0,0,0,0,0,0,0,0,0,0,0,0,0]
["Regenerative Drive Elevator Motor",0.28225405956143973,2.5856704593806901E-2,null,2027.9354953039146,13,null,10000,null,null,1,1000,1000,1000,0,0,0,0,0,0,0,0,0,0,0,0,0,0,0,0,0,0,0,0,0,0,0,0,0,0,0]
["Regenerative Drive Elevator Motor",0.28225405956143973,2.5856704593806901E-2,null,2027.9354953039146,13,null,10000,null,null,1,1000,1000,1000,0,0,0,0,0,0,0,0,0,0,0,0,0,0,0,0,0,0,0,0,0,0,0,0,0,0,0]
["Regenerative Drive Elevator Motor",0.2629322494311806,0.22023867363125307,null,2027.9354953039146,13,null,10000,null,null,1,1000,1000,1000,0,0,0,0,0,0,0,0,0,0,0,0,0,0,0,0,0,0,0,0,0,0,0,0,0,0,0]
["Regenerative Drive Elevator Motor",0.2629322494311806,0.22023867363125307,null,2027.9354953039146,13,null,10000,null,null,1,1000,1000,1000,0,0,0,0,0,0,0,0,0,0,0,0,0,0,0,0,0,0,0,0,0,0,0,0,0,0,0]
["Regenerative Drive Elevator Motor",0.28225405956143973,2.5856704593806901E-2,null,2027.9354953039146,13,null,10000,null,null,1,1000,1000,1000,0,0,0,0,0,0,0,0,0,0,0,0,0,0,0,0,0,0,0,0,0,0,0,0,0,0,0]
["Regenerative Drive Elevator Motor",0.28225405956143973,2.5856704593806901E-2,null,2027.9354953039146,13,null,10000,null,null,1,1000,1000,1000,0,0,0,0,0,0,0,0,0,0,0,0,0,0,0,0,0,0,0,0,0,0,0,0,0,0,0]
["Regenerative Drive Elevator Motor",0.2629322494311806,0.22023867363125307,null,2027.9354953039146,13,null,10000,null,null,1,1000,1000,1000,0,0,0,0,0,0,0,0,0,0,0,0,0,0,0,0,0,0,0,0,0,0,0,0,0,0,0]
["Regenerative Drive Elevator Motor",0.28225405956143973,2.5856704593806901E-2,null,2027.9354953039146,13,null,10000,null,null,1,1000,1000,1000,0,0,0,0,0,0,0,0,0,0,0,0,0,0,0,0,0,0,0,0,0,0,0,0,0,0,0]
["Regenerative Drive Elevator Motor",0.2629322494311806,0.22023867363125307,null,2027.9354953039146,13,null,10000,null,null,1,1000,1000,1000,0,0,0,0,0,0,0,0,0,0,0,0,0,0,0,0,0,0,0,0,0,0,0,0,0,0,0]
["VSD Controlled Compressor",1.7062821235321466,1.429224845428253,null,13160.160000000003,15,null,3986,null,null,1,1000,1000,1000,0,0,0,0,0,0,0,0,0,0,0,0,0,0,0,0,0,0,0,0,0,0,0,0,0,0,0]
["VSD Controlled Compressor",1.9843424118636181,0.92875472329091302,null,13160.160000000003,15,null,3986,null,null,1,1000,1000,1000,0,0,0,0,0,0,0,0,0,0,0,0,0,0,0,0,0,0,0,0,0,0,0,0,0,0,0]
["VSD Controlled Compressor",1.9843424118636181,0.92875472329091302,null,13160.160000000003,15,null,3986,null,null,1,1000,1000,1000,0,0,0,0,0,0,0,0,0,0,0,0,0,0,0,0,0,0,0,0,0,0,0,0,0,0,0]
["VSD Controlled Compressor",1.7062821235321466,1.429224845428253,null,13160.160000000003,15,null,3986,null,null,1,1000,1000,1000,0,0,0,0,0,0,0,0,0,0,0,0,0,0,0,0,0,0,0,0,0,0,0,0,0,0,0]
["VSD Controlled Compressor",1.7062821235321466,1.429224845428253,null,13160.160000000003,15,null,3986,null,null,1,1000,1000,1000,0,0,0,0,0,0,0,0,0,0,0,0,0,0,0,0,0,0,0,0,0,0,0,0,0,0,0]
["VSD Controlled Compressor",1.9843424118636181,0.92875472329091302,null,13160.160000000003,15,null,3986,null,null,1,1000,1000,1000,0,0,0,0,0,0,0,0,0,0,0,0,0,0,0,0,0,0,0,0,0,0,0,0,0,0,0]
["VSD Controlled Compressor",1.9843424118636181,0.92875472329091302,null,13160.160000000003,15,null,3986,null,null,1,1000,1000,1000,0,0,0,0,0,0,0,0,0,0,0,0,0,0,0,0,0,0,0,0,0,0,0,0,0,0,0]
["VSD Controlled Compressor",1.7062821235321466,1.429224845428253,null,13160.160000000003,15,null,3986,null,null,1,1000,1000,1000,0,0,0,0,0,0,0,0,0,0,0,0,0,0,0,0,0,0,0,0,0,0,0,0,0,0,0]
["VSD Controlled Compressor",1.7062821235321466,1.429224845428253,null,13160.160000000003,15,null,3986,null,null,1,1000,1000,1000,0,0,0,0,0,0,0,0,0,0,0,0,0,0,0,0,0,0,0,0,0,0,0,0,0,0,0]
["VSD Controlled Compressor",1.9843424118636181,0.92875472329091302,null,13160.160000000003,15,null,3986,null,null,1,1000,1000,1000,0,0,0,0,0,0,0,0,0,0,0,0,0,0,0,0,0,0,0,0,0,0,0,0,0,0,0]
["VSD Controlled Compressor",1.9843424118636181,0.92875472329091302,null,13160.160000000003,15,null,3986,null,null,1,1000,1000,1000,0,0,0,0,0,0,0,0,0,0,0,0,0,0,0,0,0,0,0,0,0,0,0,0,0,0,0]
["VSD Controlled Compressor",1.9843424118636181,0.92875472329091302,null,13160.160000000003,15,null,3986,null,null,1,1000,1000,1000,0,0,0,0,0,0,0,0,0,0,0,0,0,0,0,0,0,0,0,0,0,0,0,0,0,0,0]
["Network PC Power Management",0.39582368882790087,0,null,2661.0035363864099,5,null,638,null,null,1,1000,1000,1000,0,0,0,0,0,0,0,0,0,0,0,0,0,0,0,0,0,0,0,0,0,0,0,0,0,0,0]
["Network PC Power Management",0.93954541768620792,0.81113503267719023,null,6992.2927800393481,5,null,1653,null,null,1,1000,1000,1000,0,0,0,0,0,0,0,0,0,0,0,0,0,0,0,0,0,0,0,0,0,0,0,0,0,0,0]
["Network PC Power Management",5.608913087063879,4.8423267406946824,null,41742.699974130999,5,null,9773,null,null,1,1000,1000,1000,0,0,0,0,0,0,0,0,0,0,0,0,0,0,0,0,0,0,0,0,0,0,0,0,0,0,0]
["Network PC Power Management",0.64621644614369533,0,null,4344.3186878263996,5,null,1044,null,null,1,1000,1000,1000,0,0,0,0,0,0,0,0,0,0,0,0,0,0,0,0,0,0,0,0,0,0,0,0,0,0,0]
["Network PC Power Management",0.49125307379913763,0.34213210871064731,null,3302.5465719626613,5,null,783,null,null,1,1000,1000,1000,0,0,0,0,0,0,0,0,0,0,0,0,0,0,0,0,0,0,0,0,0,0,0,0,0,0,0]
["Network PC Power Management",0.47359029589304436,0,null,3183.8050317337306,5,null,754,null,null,1,1000,1000,1000,0,0,0,0,0,0,0,0,0,0,0,0,0,0,0,0,0,0,0,0,0,0,0,0,0,0,0]
["Network PC Power Management",5.8244230155715469E-2,0,null,391.55843066747252,5,null,116,null,null,1,1000,1000,1000,0,0,0,0,0,0,0,0,0,0,0,0,0,0,0,0,0,0,0,0,0,0,0,0,0,0,0]
["Network PC Power Management",0.39582368882790087,0,null,2661.0035363864099,5,null,638,null,null,1,1000,1000,1000,0,0,0,0,0,0,0,0,0,0,0,0,0,0,0,0,0,0,0,0,0,0,0,0,0,0,0]
["Network PC Power Management",0.70789110010572553,0.49300917945136113,null,4758.9388253536563,5,null,1131,null,null,1,1000,1000,1000,0,0,0,0,0,0,0,0,0,0,0,0,0,0,0,0,0,0,0,0,0,0,0,0,0,0,0]
["Network PC Power Management",5.608913087063879,4.8423267406946824,null,41742.699974130999,5,null,9773,null,null,1,1000,1000,1000,0,0,0,0,0,0,0,0,0,0,0,0,0,0,0,0,0,0,0,0,0,0,0,0,0,0,0]
["Network PC Power Management",8.6766529079033248,0,null,58330.526250961208,5,null,13659,null,null,1,1000,1000,1000,0,0,0,0,0,0,0,0,0,0,0,0,0,0,0,0,0,0,0,0,0,0,0,0,0,0,0]
["Network PC Power Management",0.49125307379913763,0.34213210871064731,null,3302.5465719626613,5,null,783,null,null,1,1000,1000,1000,0,0,0,0,0,0,0,0,0,0,0,0,0,0,0,0,0,0,0,0,0,0,0,0,0,0,0]
["Network PC Power Management",0.21428772235254151,0.14924020678851466,null,1440.5918672346736,5,null,348,null,null,1,1000,1000,1000,0,0,0,0,0,0,0,0,0,0,0,0,0,0,0,0,0,0,0,0,0,0,0,0,0,0,0]
["Smart Strip Plug Outlet",8.3126506709391146E-3,0,null,55.904378705023333,4,null,10,null,null,1,1000,1000,1000,0,0,0,0,0,0,0,0,0,0,0,0,0,0,0,0,0,0,0,0,0,0,0,0,0,0,0]
["Smart Strip Plug Outlet",1.4866344775044962E-2,1.0331891966865191E-2,null,99.979392995431425,4,null,10,null,null,1,1000,1000,1000,0,0,0,0,0,0,0,0,0,0,0,0,0,0,0,0,0,0,0,0,0,0,0,0,0,0,0]
["Smart Strip Plug Outlet",0.13039910627776885,9.0625469745545154E-2,null,876.96227217081014,4,null,80,null,null,1,1000,1000,1000,0,0,0,0,0,0,0,0,0,0,0,0,0,0,0,0,0,0,0,0,0,0,0,0,0,0,0]
["Smart Strip Plug Outlet",0.1822174535080639,0,null,1225.4518962516377,4,null,110,null,null,1,1000,1000,1000,0,0,0,0,0,0,0,0,0,0,0,0,0,0,0,0,0,0,0,0,0,0,0,0,0,0,0]
["Smart Strip Plug Outlet",1.0316752909886623E-2,7.1699922292074187E-3,null,69.382400934610089,4,null,10,null,null,1,1000,1000,1000,0,0,0,0,0,0,0,0,0,0,0,0,0,0,0,0,0,0,0,0,0,0,0,0,0,0,0]
["Smart Strip Plug Outlet",1.4976015400989483E-2,1.0408111446255938E-2,null,100.71695174153074,4,null,10,null,null,1,1000,1000,1000,0,0,0,0,0,0,0,0,0,0,0,0,0,0,0,0,0,0,0,0,0,0,0,0,0,0,0]
["Smart Strip Plug Outlet",1.2231808063734881E-3,0,null,8.2261562203351897,4,null,10,null,null,1,1000,1000,1000,0,0,0,0,0,0,0,0,0,0,0,0,0,0,0,0,0,0,0,0,0,0,0,0,0,0,0]
["Smart Strip Plug Outlet",1.057810927874956E-2,7.3516310791604238E-3,null,71.14007920117831,4,null,10,null,null,1,1000,1000,1000,0,0,0,0,0,0,0,0,0,0,0,0,0,0,0,0,0,0,0,0,0,0,0,0,0,0,0]
["Smart Strip Plug Outlet",1.4866344775044962E-2,1.0331891966865191E-2,null,99.979392995431425,4,null,10,null,null,1,1000,1000,1000,0,0,0,0,0,0,0,0,0,0,0,0,0,0,0,0,0,0,0,0,0,0,0,0,0,0,0]
["Smart Strip Plug Outlet",1.2206661438882898E-2,8.4834509875179372E-3,null,82.092445697134082,4,null,10,null,null,1,1000,1000,1000,0,0,0,0,0,0,0,0,0,0,0,0,0,0,0,0,0,0,0,0,0,0,0,0,0,0,0]
["Smart Strip Plug Outlet",0.1822174535080639,0,null,1225.4518962516377,4,null,110,null,null,1,1000,1000,1000,0,0,0,0,0,0,0,0,0,0,0,0,0,0,0,0,0,0,0,0,0,0,0,0,0,0,0]
["Smart Strip Plug Outlet",4.5002333848754451E-3,3.1275963164975455E-3,null,30.265045575485914,4,null,10,null,null,1,1000,1000,1000,0,0,0,0,0,0,0,0,0,0,0,0,0,0,0,0,0,0,0,0,0,0,0,0,0,0,0]
["Anti-Sweat Controls",8.1727428382660144E-2,8.2167289198935609E-2,null,1022.63364,8,null,171,null,null,1,1000,1000,1000,0,0,0,0,0,0,0,0,0,0,0,0,0,0,0,0,0,0,0,0,0,0,0,0,0,0,0]
["Anti-Sweat Controls",8.1727428382660144E-2,8.2167289198935609E-2,null,1022.63364,8,null,171,null,null,1,1000,1000,1000,0,0,0,0,0,0,0,0,0,0,0,0,0,0,0,0,0,0,0,0,0,0,0,0,0,0,0]
["Anti-Sweat Controls",0.13258968727238943,0.11106045869189518,null,1022.63364,8,null,171,null,null,1,1000,1000,1000,0,0,0,0,0,0,0,0,0,0,0,0,0,0,0,0,0,0,0,0,0,0,0,0,0,0,0]
["Anti-Sweat Controls",0.13258968727238943,0.11106045869189518,null,1022.63364,8,null,171,null,null,1,1000,1000,1000,0,0,0,0,0,0,0,0,0,0,0,0,0,0,0,0,0,0,0,0,0,0,0,0,0,0,0]
["Anti-Sweat Controls",8.1727428382660144E-2,8.2167289198935609E-2,null,1022.63364,8,null,171,null,null,1,1000,1000,1000,0,0,0,0,0,0,0,0,0,0,0,0,0,0,0,0,0,0,0,0,0,0,0,0,0,0,0]
["Anti-Sweat Controls",8.1727428382660144E-2,8.2167289198935609E-2,null,1022.63364,8,null,171,null,null,1,1000,1000,1000,0,0,0,0,0,0,0,0,0,0,0,0,0,0,0,0,0,0,0,0,0,0,0,0,0,0,0]
["Anti-Sweat Controls",0.13258968727238943,0.11106045869189518,null,1022.63364,8,null,171,null,null,1,1000,1000,1000,0,0,0,0,0,0,0,0,0,0,0,0,0,0,0,0,0,0,0,0,0,0,0,0,0,0,0]
["Anti-Sweat Controls",0.13258968727238943,0.11106045869189518,null,1022.63364,8,null,171,null,null,1,1000,1000,1000,0,0,0,0,0,0,0,0,0,0,0,0,0,0,0,0,0,0,0,0,0,0,0,0,0,0,0]
["Anti-Sweat Controls",8.1727428382660144E-2,8.2167289198935609E-2,null,1022.63364,8,null,171,null,null,1,1000,1000,1000,0,0,0,0,0,0,0,0,0,0,0,0,0,0,0,0,0,0,0,0,0,0,0,0,0,0,0]
["Anti-Sweat Controls",8.1727428382660144E-2,8.2167289198935609E-2,null,1022.63364,8,null,171,null,null,1,1000,1000,1000,0,0,0,0,0,0,0,0,0,0,0,0,0,0,0,0,0,0,0,0,0,0,0,0,0,0,0]
["Anti-Sweat Controls",0.13258968727238943,0.11106045869189518,null,1022.63364,8,null,171,null,null,1,1000,1000,1000,0,0,0,0,0,0,0,0,0,0,0,0,0,0,0,0,0,0,0,0,0,0,0,0,0,0,0]
["Anti-Sweat Controls",0.13258968727238943,0.11106045869189518,null,1022.63364,8,null,171,null,null,1,1000,1000,1000,0,0,0,0,0,0,0,0,0,0,0,0,0,0,0,0,0,0,0,0,0,0,0,0,0,0,0]
["Anti-Sweat Controls",8.1727428382660144E-2,8.2167289198935609E-2,null,1022.63364,8,null,171,null,null,1,1000,1000,1000,0,0,0,0,0,0,0,0,0,0,0,0,0,0,0,0,0,0,0,0,0,0,0,0,0,0,0]
["Automatic Door Closer for Walk-in Coolers and Freezers",5.4302705398372756E-3,1.2106124343435741E-3,null,39.082881944444352,8,null,156.82,null,null,1,1000,1000,1000,0,0,0,0,0,0,0,0,0,0,0,0,0,0,0,0,0,0,0,0,0,0,0,0,0,0,0]
["Automatic Door Closer for Walk-in Coolers and Freezers",5.4302705398372756E-3,1.2106124343435741E-3,null,39.082881944444352,8,null,156.82,null,null,1,1000,1000,1000,0,0,0,0,0,0,0,0,0,0,0,0,0,0,0,0,0,0,0,0,0,0,0,0,0,0,0]
["Automatic Door Closer for Walk-in Coolers and Freezers",5.4302705398372756E-3,1.2106124343435741E-3,null,39.082881944444352,8,null,156.82,null,null,1,1000,1000,1000,0,0,0,0,0,0,0,0,0,0,0,0,0,0,0,0,0,0,0,0,0,0,0,0,0,0,0]
["Automatic Door Closer for Walk-in Coolers and Freezers",5.0672957470063191E-3,4.2444944366891533E-3,null,39.082881944444352,8,null,156.82,null,null,1,1000,1000,1000,0,0,0,0,0,0,0,0,0,0,0,0,0,0,0,0,0,0,0,0,0,0,0,0,0,0,0]
["Automatic Door Closer for Walk-in Coolers and Freezers",5.0672957470063191E-3,4.2444944366891533E-3,null,39.082881944444352,8,null,156.82,null,null,1,1000,1000,1000,0,0,0,0,0,0,0,0,0,0,0,0,0,0,0,0,0,0,0,0,0,0,0,0,0,0,0]
["Automatic Door Closer for Walk-in Coolers and Freezers",5.4302705398372756E-3,1.2106124343435741E-3,null,39.082881944444352,8,null,156.82,null,null,1,1000,1000,1000,0,0,0,0,0,0,0,0,0,0,0,0,0,0,0,0,0,0,0,0,0,0,0,0,0,0,0]
["Automatic Door Closer for Walk-in Coolers and Freezers",5.4302705398372756E-3,1.2106124343435741E-3,null,39.082881944444352,8,null,156.82,null,null,1,1000,1000,1000,0,0,0,0,0,0,0,0,0,0,0,0,0,0,0,0,0,0,0,0,0,0,0,0,0,0,0]
["Automatic Door Closer for Walk-in Coolers and Freezers",5.0672957470063191E-3,4.2444944366891533E-3,null,39.082881944444352,8,null,156.82,null,null,1,1000,1000,1000,0,0,0,0,0,0,0,0,0,0,0,0,0,0,0,0,0,0,0,0,0,0,0,0,0,0,0]
["Automatic Door Closer for Walk-in Coolers and Freezers",5.0672957470063191E-3,4.2444944366891533E-3,null,39.082881944444352,8,null,156.82,null,null,1,1000,1000,1000,0,0,0,0,0,0,0,0,0,0,0,0,0,0,0,0,0,0,0,0,0,0,0,0,0,0,0]
["Automatic Door Closer for Walk-in Coolers and Freezers",5.4302705398372756E-3,1.2106124343435741E-3,null,39.082881944444352,8,null,156.82,null,null,1,1000,1000,1000,0,0,0,0,0,0,0,0,0,0,0,0,0,0,0,0,0,0,0,0,0,0,0,0,0,0,0]
["Automatic Door Closer for Walk-in Coolers and Freezers",5.4302705398372756E-3,1.2106124343435741E-3,null,39.082881944444352,8,null,156.82,null,null,1,1000,1000,1000,0,0,0,0,0,0,0,0,0,0,0,0,0,0,0,0,0,0,0,0,0,0,0,0,0,0,0]
["Automatic Door Closer for Walk-in Coolers and Freezers",5.0672957470063191E-3,4.2444944366891533E-3,null,39.082881944444352,8,null,156.82,null,null,1,1000,1000,1000,0,0,0,0,0,0,0,0,0,0,0,0,0,0,0,0,0,0,0,0,0,0,0,0,0,0,0]
["Automatic Door Closer for Walk-in Coolers and Freezers",5.4302705398372756E-3,1.2106124343435741E-3,null,39.082881944444352,8,null,156.82,null,null,1,1000,1000,1000,0,0,0,0,0,0,0,0,0,0,0,0,0,0,0,0,0,0,0,0,0,0,0,0,0,0,0]
["Demand Defrost",5.4903501187800435E-2,5.0295950165764229E-3,null,394.47,10,null,666.68000000000006,null,null,1,1000,1000,1000,0,0,0,0,0,0,0,0,0,0,0,0,0,0,0,0,0,0,0,0,0,0,0,0,0,0,0]
["Demand Defrost",5.4903501187800435E-2,5.0295950165764229E-3,null,394.47,10,null,666.68000000000006,null,null,1,1000,1000,1000,0,0,0,0,0,0,0,0,0,0,0,0,0,0,0,0,0,0,0,0,0,0,0,0,0,0,0]
["Demand Defrost",5.4903501187800435E-2,5.0295950165764229E-3,null,394.47,10,null,666.68000000000006,null,null,1,1000,1000,1000,0,0,0,0,0,0,0,0,0,0,0,0,0,0,0,0,0,0,0,0,0,0,0,0,0,0,0]
["Demand Defrost",5.4903501187800435E-2,5.0295950165764229E-3,null,394.47,10,null,666.68000000000006,null,null,1,1000,1000,1000,0,0,0,0,0,0,0,0,0,0,0,0,0,0,0,0,0,0,0,0,0,0,0,0,0,0,0]
["Demand Defrost",5.1145060912094781E-2,4.2840391022546102E-2,null,394.47,10,null,666.68000000000006,null,null,1,1000,1000,1000,0,0,0,0,0,0,0,0,0,0,0,0,0,0,0,0,0,0,0,0,0,0,0,0,0,0,0]
["Demand Defrost",5.4903501187800435E-2,5.0295950165764229E-3,null,394.47,10,null,666.68000000000006,null,null,1,1000,1000,1000,0,0,0,0,0,0,0,0,0,0,0,0,0,0,0,0,0,0,0,0,0,0,0,0,0,0,0]
["Demand Defrost",5.4903501187800435E-2,5.0295950165764229E-3,null,394.47,10,null,666.68000000000006,null,null,1,1000,1000,1000,0,0,0,0,0,0,0,0,0,0,0,0,0,0,0,0,0,0,0,0,0,0,0,0,0,0,0]
["Demand Defrost",5.1145060912094781E-2,4.2840391022546102E-2,null,394.47,10,null,666.68000000000006,null,null,1,1000,1000,1000,0,0,0,0,0,0,0,0,0,0,0,0,0,0,0,0,0,0,0,0,0,0,0,0,0,0,0]
["Demand Defrost",5.1145060912094781E-2,4.2840391022546102E-2,null,394.47,10,null,666.68000000000006,null,null,1,1000,1000,1000,0,0,0,0,0,0,0,0,0,0,0,0,0,0,0,0,0,0,0,0,0,0,0,0,0,0,0]
["Demand Defrost",5.4903501187800435E-2,5.0295950165764229E-3,null,394.47,10,null,666.68000000000006,null,null,1,1000,1000,1000,0,0,0,0,0,0,0,0,0,0,0,0,0,0,0,0,0,0,0,0,0,0,0,0,0,0,0]
["Demand Defrost",5.4903501187800435E-2,5.0295950165764229E-3,null,394.47,10,null,666.68000000000006,null,null,1,1000,1000,1000,0,0,0,0,0,0,0,0,0,0,0,0,0,0,0,0,0,0,0,0,0,0,0,0,0,0,0]
["Demand Defrost",5.1145060912094781E-2,4.2840391022546102E-2,null,394.47,10,null,666.68000000000006,null,null,1,1000,1000,1000,0,0,0,0,0,0,0,0,0,0,0,0,0,0,0,0,0,0,0,0,0,0,0,0,0,0,0]
["Demand Defrost",5.4903501187800435E-2,5.0295950165764229E-3,null,394.47,10,null,666.68000000000006,null,null,1,1000,1000,1000,0,0,0,0,0,0,0,0,0,0,0,0,0,0,0,0,0,0,0,0,0,0,0,0,0,0,0]
["Floating Head Pressure Controls",0.38051435659456595,0.17809653407311998,null,2523.5714285714284,15,null,307,null,null,1,1000,1000,1000,0,0,0,0,0,0,0,0,0,0,0,0,0,0,0,0,0,0,0,0,0,0,0,0,0,0,0]
["Floating Head Pressure Controls",0.38051435659456595,0.17809653407311998,null,2523.5714285714284,15,null,307,null,null,1,1000,1000,1000,0,0,0,0,0,0,0,0,0,0,0,0,0,0,0,0,0,0,0,0,0,0,0,0,0,0,0]
["Floating Head Pressure Controls",0.38051435659456595,0.17809653407311998,null,2523.5714285714284,15,null,307,null,null,1,1000,1000,1000,0,0,0,0,0,0,0,0,0,0,0,0,0,0,0,0,0,0,0,0,0,0,0,0,0,0,0]
["Floating Head Pressure Controls",0.38051435659456595,0.17809653407311998,null,2523.5714285714284,15,null,307,null,null,1,1000,1000,1000,0,0,0,0,0,0,0,0,0,0,0,0,0,0,0,0,0,0,0,0,0,0,0,0,0,0,0]
["Floating Head Pressure Controls",0.32719395630660331,0.27406589167055373,null,2523.5714285714284,15,null,307,null,null,1,1000,1000,1000,0,0,0,0,0,0,0,0,0,0,0,0,0,0,0,0,0,0,0,0,0,0,0,0,0,0,0]
["Floating Head Pressure Controls",0.38051435659456595,0.17809653407311998,null,2523.5714285714284,15,null,307,null,null,1,1000,1000,1000,0,0,0,0,0,0,0,0,0,0,0,0,0,0,0,0,0,0,0,0,0,0,0,0,0,0,0]
["Floating Head Pressure Controls",0.38051435659456595,0.17809653407311998,null,2523.5714285714284,15,null,307,null,null,1,1000,1000,1000,0,0,0,0,0,0,0,0,0,0,0,0,0,0,0,0,0,0,0,0,0,0,0,0,0,0,0]
["Floating Head Pressure Controls",0.32719395630660331,0.27406589167055373,null,2523.5714285714284,15,null,307,null,null,1,1000,1000,1000,0,0,0,0,0,0,0,0,0,0,0,0,0,0,0,0,0,0,0,0,0,0,0,0,0,0,0]
["Floating Head Pressure Controls",0.32719395630660331,0.27406589167055373,null,2523.5714285714284,15,null,307,null,null,1,1000,1000,1000,0,0,0,0,0,0,0,0,0,0,0,0,0,0,0,0,0,0,0,0,0,0,0,0,0,0,0]
["Floating Head Pressure Controls",0.38051435659456595,0.17809653407311998,null,2523.5714285714284,15,null,307,null,null,1,1000,1000,1000,0,0,0,0,0,0,0,0,0,0,0,0,0,0,0,0,0,0,0,0,0,0,0,0,0,0,0]
["Floating Head Pressure Controls",0.38051435659456595,0.17809653407311998,null,2523.5714285714284,15,null,307,null,null,1,1000,1000,1000,0,0,0,0,0,0,0,0,0,0,0,0,0,0,0,0,0,0,0,0,0,0,0,0,0,0,0]
["Floating Head Pressure Controls",0.32719395630660331,0.27406589167055373,null,2523.5714285714284,15,null,307,null,null,1,1000,1000,1000,0,0,0,0,0,0,0,0,0,0,0,0,0,0,0,0,0,0,0,0,0,0,0,0,0,0,0]
["Freezer-Cooler Replacement Gaskets",2.0269182988025276E-2,1.6977977746756613E-2,null,156.33152777777741,4,null,96.8,null,null,1,1000,1000,1000,0,0,0,0,0,0,0,0,0,0,0,0,0,0,0,0,0,0,0,0,0,0,0,0,0,0,0]
["Freezer-Cooler Replacement Gaskets",2.2766677782991636E-2,7.412462825997038E-3,null,156.33152777777741,4,null,96.8,null,null,1,1000,1000,1000,0,0,0,0,0,0,0,0,0,0,0,0,0,0,0,0,0,0,0,0,0,0,0,0,0,0,0]
["Freezer-Cooler Replacement Gaskets",2.2766677782991636E-2,7.412462825997038E-3,null,156.33152777777741,4,null,96.8,null,null,1,1000,1000,1000,0,0,0,0,0,0,0,0,0,0,0,0,0,0,0,0,0,0,0,0,0,0,0,0,0,0,0]
["Freezer-Cooler Replacement Gaskets",2.2766677782991636E-2,7.412462825997038E-3,null,156.33152777777741,4,null,96.8,null,null,1,1000,1000,1000,0,0,0,0,0,0,0,0,0,0,0,0,0,0,0,0,0,0,0,0,0,0,0,0,0,0,0]
["Freezer-Cooler Replacement Gaskets",2.2766677782991636E-2,7.412462825997038E-3,null,156.33152777777741,4,null,96.8,null,null,1,1000,1000,1000,0,0,0,0,0,0,0,0,0,0,0,0,0,0,0,0,0,0,0,0,0,0,0,0,0,0,0]
["Freezer-Cooler Replacement Gaskets",2.0269182988025276E-2,1.6977977746756613E-2,null,156.33152777777741,4,null,96.8,null,null,1,1000,1000,1000,0,0,0,0,0,0,0,0,0,0,0,0,0,0,0,0,0,0,0,0,0,0,0,0,0,0,0]
["Freezer-Cooler Replacement Gaskets",0,0,null,0,4,null,96.8,null,null,1,1000,1000,1000,0,0,0,0,0,0,0,0,0,0,0,0,0,0,0,0,0,0,0,0,0,0,0,0,0,0,0]
["Freezer-Cooler Replacement Gaskets",0,0,null,0,4,null,96.8,null,null,1,1000,1000,1000,0,0,0,0,0,0,0,0,0,0,0,0,0,0,0,0,0,0,0,0,0,0,0,0,0,0,0]
["Freezer-Cooler Replacement Gaskets",0,0,null,0,4,null,96.8,null,null,1,1000,1000,1000,0,0,0,0,0,0,0,0,0,0,0,0,0,0,0,0,0,0,0,0,0,0,0,0,0,0,0]
["Freezer-Cooler Replacement Gaskets",0,0,null,0,4,null,96.8,null,null,1,1000,1000,1000,0,0,0,0,0,0,0,0,0,0,0,0,0,0,0,0,0,0,0,0,0,0,0,0,0,0,0]
["Freezer-Cooler Replacement Gaskets",0,0,null,0,4,null,96.8,null,null,1,1000,1000,1000,0,0,0,0,0,0,0,0,0,0,0,0,0,0,0,0,0,0,0,0,0,0,0,0,0,0,0]
["Freezer-Cooler Replacement Gaskets",0,0,null,0,4,null,96.8,null,null,1,1000,1000,1000,0,0,0,0,0,0,0,0,0,0,0,0,0,0,0,0,0,0,0,0,0,0,0,0,0,0,0]
["High Efficiency Refrigeration Compressor",2.0431240714970045E-2,9.5626698312116787E-3,null,135.5,13,null,221.64,null,null,1,1000,1000,1000,0,0,0,0,0,0,0,0,0,0,0,0,0,0,0,0,0,0,0,0,0,0,0,0,0,0,0]
["High Efficiency Refrigeration Compressor",1.7568268754985183E-2,1.4715624016389484E-2,null,135.5,13,null,221.64,null,null,1,1000,1000,1000,0,0,0,0,0,0,0,0,0,0,0,0,0,0,0,0,0,0,0,0,0,0,0,0,0,0,0]
["High Efficiency Refrigeration Compressor",1.7568268754985183E-2,1.4715624016389484E-2,null,135.5,13,null,221.64,null,null,1,1000,1000,1000,0,0,0,0,0,0,0,0,0,0,0,0,0,0,0,0,0,0,0,0,0,0,0,0,0,0,0]
["High Efficiency Refrigeration Compressor",2.0431240714970045E-2,9.5626698312116787E-3,null,135.5,13,null,221.64,null,null,1,1000,1000,1000,0,0,0,0,0,0,0,0,0,0,0,0,0,0,0,0,0,0,0,0,0,0,0,0,0,0,0]
["High Efficiency Refrigeration Compressor",1.7568268754985183E-2,1.4715624016389484E-2,null,135.5,13,null,221.64,null,null,1,1000,1000,1000,0,0,0,0,0,0,0,0,0,0,0,0,0,0,0,0,0,0,0,0,0,0,0,0,0,0,0]
["High Efficiency Refrigeration Compressor",2.0431240714970045E-2,9.5626698312116787E-3,null,135.5,13,null,221.64,null,null,1,1000,1000,1000,0,0,0,0,0,0,0,0,0,0,0,0,0,0,0,0,0,0,0,0,0,0,0,0,0,0,0]
["High Efficiency Refrigeration Compressor",2.0431240714970045E-2,9.5626698312116787E-3,null,135.5,13,null,221.64,null,null,1,1000,1000,1000,0,0,0,0,0,0,0,0,0,0,0,0,0,0,0,0,0,0,0,0,0,0,0,0,0,0,0]
["High Efficiency Refrigeration Compressor",1.7568268754985183E-2,1.4715624016389484E-2,null,135.5,13,null,221.64,null,null,1,1000,1000,1000,0,0,0,0,0,0,0,0,0,0,0,0,0,0,0,0,0,0,0,0,0,0,0,0,0,0,0]
["High Efficiency Refrigeration Compressor",1.7568268754985183E-2,1.4715624016389484E-2,null,135.5,13,null,221.64,null,null,1,1000,1000,1000,0,0,0,0,0,0,0,0,0,0,0,0,0,0,0,0,0,0,0,0,0,0,0,0,0,0,0]
["High Efficiency Refrigeration Compressor",2.0431240714970045E-2,9.5626698312116787E-3,null,135.5,13,null,221.64,null,null,1,1000,1000,1000,0,0,0,0,0,0,0,0,0,0,0,0,0,0,0,0,0,0,0,0,0,0,0,0,0,0,0]
["High Efficiency Refrigeration Compressor",2.0431240714970045E-2,9.5626698312116787E-3,null,135.5,13,null,221.64,null,null,1,1000,1000,1000,0,0,0,0,0,0,0,0,0,0,0,0,0,0,0,0,0,0,0,0,0,0,0,0,0,0,0]
["High Efficiency Refrigeration Compressor",1.7568268754985183E-2,1.4715624016389484E-2,null,135.5,13,null,221.64,null,null,1,1000,1000,1000,0,0,0,0,0,0,0,0,0,0,0,0,0,0,0,0,0,0,0,0,0,0,0,0,0,0,0]
["High Efficiency Refrigeration Compressor",2.0431240714970045E-2,9.5626698312116787E-3,null,135.5,13,null,221.64,null,null,1,1000,1000,1000,0,0,0,0,0,0,0,0,0,0,0,0,0,0,0,0,0,0,0,0,0,0,0,0,0,0,0]
["High R-Value Glass Doors",2.5557123808539473E-2,8.7903147687029559E-3,null,175,12,null,394,null,null,1,1000,1000,1000,0,0,0,0,0,0,0,0,0,0,0,0,0,0,0,0,0,0,0,0,0,0,0,0,0,0,0]
["High R-Value Glass Doors",2.26896459935233E-2,1.9005418471351732E-2,null,175,12,null,394,null,null,1,1000,1000,1000,0,0,0,0,0,0,0,0,0,0,0,0,0,0,0,0,0,0,0,0,0,0,0,0,0,0,0]
["High R-Value Glass Doors",2.26896459935233E-2,1.9005418471351732E-2,null,175,12,null,394,null,null,1,1000,1000,1000,0,0,0,0,0,0,0,0,0,0,0,0,0,0,0,0,0,0,0,0,0,0,0,0,0,0,0]
["High R-Value Glass Doors",2.5557123808539473E-2,8.7903147687029559E-3,null,175,12,null,394,null,null,1,1000,1000,1000,0,0,0,0,0,0,0,0,0,0,0,0,0,0,0,0,0,0,0,0,0,0,0,0,0,0,0]
["High R-Value Glass Doors",2.26896459935233E-2,1.9005418471351732E-2,null,175,12,null,394,null,null,1,1000,1000,1000,0,0,0,0,0,0,0,0,0,0,0,0,0,0,0,0,0,0,0,0,0,0,0,0,0,0,0]
["High R-Value Glass Doors",2.5557123808539473E-2,8.7903147687029559E-3,null,175,12,null,394,null,null,1,1000,1000,1000,0,0,0,0,0,0,0,0,0,0,0,0,0,0,0,0,0,0,0,0,0,0,0,0,0,0,0]
["High R-Value Glass Doors",0,0,null,0,12,null,394,null,null,1,1000,1000,1000,0,0,0,0,0,0,0,0,0,0,0,0,0,0,0,0,0,0,0,0,0,0,0,0,0,0,0]
["High R-Value Glass Doors",0,0,null,0,12,null,394,null,null,1,1000,1000,1000,0,0,0,0,0,0,0,0,0,0,0,0,0,0,0,0,0,0,0,0,0,0,0,0,0,0,0]
["High R-Value Glass Doors",0,0,null,0,12,null,394,null,null,1,1000,1000,1000,0,0,0,0,0,0,0,0,0,0,0,0,0,0,0,0,0,0,0,0,0,0,0,0,0,0,0]
["High R-Value Glass Doors",0,0,null,0,12,null,394,null,null,1,1000,1000,1000,0,0,0,0,0,0,0,0,0,0,0,0,0,0,0,0,0,0,0,0,0,0,0,0,0,0,0]
["High R-Value Glass Doors",0,0,null,0,12,null,394,null,null,1,1000,1000,1000,0,0,0,0,0,0,0,0,0,0,0,0,0,0,0,0,0,0,0,0,0,0,0,0,0,0,0]
["High R-Value Glass Doors",0,0,null,0,12,null,394,null,null,1,1000,1000,1000,0,0,0,0,0,0,0,0,0,0,0,0,0,0,0,0,0,0,0,0,0,0,0,0,0,0,0]
["High R-Value Glass Doors",0,0,null,0,12,null,394,null,null,1,1000,1000,1000,0,0,0,0,0,0,0,0,0,0,0,0,0,0,0,0,0,0,0,0,0,0,0,0,0,0,0]
["Night Covers for Display Cases",1.5518088258248014E-2,6.9353243231992353E-3,null,103.31184690958331,5,null,714,null,null,1,1000,1000,1000,0,0,0,0,0,0,0,0,0,0,0,0,0,0,0,0,0,0,0,0,0,0,0,0,0,0,0]
["Night Covers for Display Cases",1.5518088258248014E-2,6.9353243231992353E-3,null,103.31184690958331,5,null,714,null,null,1,1000,1000,1000,0,0,0,0,0,0,0,0,0,0,0,0,0,0,0,0,0,0,0,0,0,0,0,0,0,0,0]
["Night Covers for Display Cases",1.5518088258248014E-2,6.9353243231992353E-3,null,103.31184690958331,5,null,714,null,null,1,1000,1000,1000,0,0,0,0,0,0,0,0,0,0,0,0,0,0,0,0,0,0,0,0,0,0,0,0,0,0,0]
["Night Covers for Display Cases",1.5518088258248014E-2,6.9353243231992353E-3,null,103.31184690958331,5,null,714,null,null,1,1000,1000,1000,0,0,0,0,0,0,0,0,0,0,0,0,0,0,0,0,0,0,0,0,0,0,0,0,0,0,0]
["Night Covers for Display Cases",1.5518088258248014E-2,6.9353243231992353E-3,null,103.31184690958331,5,null,714,null,null,1,1000,1000,1000,0,0,0,0,0,0,0,0,0,0,0,0,0,0,0,0,0,0,0,0,0,0,0,0,0,0,0]
["Night Covers for Display Cases",1.5518088258248014E-2,6.9353243231992353E-3,null,103.31184690958331,5,null,714,null,null,1,1000,1000,1000,0,0,0,0,0,0,0,0,0,0,0,0,0,0,0,0,0,0,0,0,0,0,0,0,0,0,0]
["Night Covers for Display Cases",1.5518088258248014E-2,6.9353243231992353E-3,null,103.31184690958331,5,null,714,null,null,1,1000,1000,1000,0,0,0,0,0,0,0,0,0,0,0,0,0,0,0,0,0,0,0,0,0,0,0,0,0,0,0]
["Night Covers for Display Cases",1.5518088258248014E-2,6.9353243231992353E-3,null,103.31184690958331,5,null,714,null,null,1,1000,1000,1000,0,0,0,0,0,0,0,0,0,0,0,0,0,0,0,0,0,0,0,0,0,0,0,0,0,0,0]
["Night Covers for Display Cases",1.5518088258248014E-2,6.9353243231992353E-3,null,103.31184690958331,5,null,714,null,null,1,1000,1000,1000,0,0,0,0,0,0,0,0,0,0,0,0,0,0,0,0,0,0,0,0,0,0,0,0,0,0,0]
["Night Covers for Display Cases",1.5518088258248014E-2,6.9353243231992353E-3,null,103.31184690958331,5,null,714,null,null,1,1000,1000,1000,0,0,0,0,0,0,0,0,0,0,0,0,0,0,0,0,0,0,0,0,0,0,0,0,0,0,0]
["Night Covers for Display Cases",1.5518088258248014E-2,6.9353243231992353E-3,null,103.31184690958331,5,null,714,null,null,1,1000,1000,1000,0,0,0,0,0,0,0,0,0,0,0,0,0,0,0,0,0,0,0,0,0,0,0,0,0,0,0]
["Night Covers for Display Cases",1.5518088258248014E-2,6.9353243231992353E-3,null,103.31184690958331,5,null,714,null,null,1,1000,1000,1000,0,0,0,0,0,0,0,0,0,0,0,0,0,0,0,0,0,0,0,0,0,0,0,0,0,0,0]
["Night Covers for Display Cases",1.5518088258248014E-2,6.9353243231992353E-3,null,103.31184690958331,5,null,714,null,null,1,1000,1000,1000,0,0,0,0,0,0,0,0,0,0,0,0,0,0,0,0,0,0,0,0,0,0,0,0,0,0,0]
["Night Covers for Display Cases",1.5518088258248014E-2,6.9353243231992353E-3,null,103.31184690958331,5,null,714,null,null,1,1000,1000,1000,0,0,0,0,0,0,0,0,0,0,0,0,0,0,0,0,0,0,0,0,0,0,0,0,0,0,0]
["Night Covers for Display Cases",1.5518088258248014E-2,6.9353243231992353E-3,null,103.31184690958331,5,null,714,null,null,1,1000,1000,1000,0,0,0,0,0,0,0,0,0,0,0,0,0,0,0,0,0,0,0,0,0,0,0,0,0,0,0]
["Night Covers for Display Cases",1.5518088258248014E-2,6.9353243231992353E-3,null,103.31184690958331,5,null,714,null,null,1,1000,1000,1000,0,0,0,0,0,0,0,0,0,0,0,0,0,0,0,0,0,0,0,0,0,0,0,0,0,0,0]
["Night Covers for Display Cases",1.5518088258248014E-2,6.9353243231992353E-3,null,103.31184690958331,5,null,714,null,null,1,1000,1000,1000,0,0,0,0,0,0,0,0,0,0,0,0,0,0,0,0,0,0,0,0,0,0,0,0,0,0,0]
["Night Covers for Display Cases",1.5518088258248014E-2,6.9353243231992353E-3,null,103.31184690958331,5,null,714,null,null,1,1000,1000,1000,0,0,0,0,0,0,0,0,0,0,0,0,0,0,0,0,0,0,0,0,0,0,0,0,0,0,0]
["Night Covers for Display Cases",1.5518088258248014E-2,6.9353243231992353E-3,null,103.31184690958331,5,null,714,null,null,1,1000,1000,1000,0,0,0,0,0,0,0,0,0,0,0,0,0,0,0,0,0,0,0,0,0,0,0,0,0,0,0]
["Night Covers for Display Cases",1.5518088258248014E-2,6.9353243231992353E-3,null,103.31184690958331,5,null,714,null,null,1,1000,1000,1000,0,0,0,0,0,0,0,0,0,0,0,0,0,0,0,0,0,0,0,0,0,0,0,0,0,0,0]
["PSC to ECM Evaporator Fan Motor (Reach-In)",7.0138802875156475E-2,6.4252691682239859E-3,null,503.93240816326545,15,null,177,null,null,1,1000,1000,1000,0,0,0,0,0,0,0,0,0,0,0,0,0,0,0,0,0,0,0,0,0,0,0,0,0,0,0]
["PSC to ECM Evaporator Fan Motor (Reach-In)",6.5337424166828445E-2,5.4728271895575317E-2,null,503.93240816326545,15,null,177,null,null,1,1000,1000,1000,0,0,0,0,0,0,0,0,0,0,0,0,0,0,0,0,0,0,0,0,0,0,0,0,0,0,0]
["PSC to ECM Evaporator Fan Motor (Reach-In)",7.0138802875156475E-2,6.4252691682239859E-3,null,503.93240816326545,15,null,177,null,null,1,1000,1000,1000,0,0,0,0,0,0,0,0,0,0,0,0,0,0,0,0,0,0,0,0,0,0,0,0,0,0,0]
["PSC to ECM Evaporator Fan Motor (Reach-In)",6.5337424166828445E-2,5.4728271895575317E-2,null,503.93240816326545,15,null,177,null,null,1,1000,1000,1000,0,0,0,0,0,0,0,0,0,0,0,0,0,0,0,0,0,0,0,0,0,0,0,0,0,0,0]
["PSC to ECM Evaporator Fan Motor (Reach-In)",6.5337424166828445E-2,5.4728271895575317E-2,null,503.93240816326545,15,null,177,null,null,1,1000,1000,1000,0,0,0,0,0,0,0,0,0,0,0,0,0,0,0,0,0,0,0,0,0,0,0,0,0,0,0]
["PSC to ECM Evaporator Fan Motor (Reach-In)",7.0138802875156475E-2,6.4252691682239859E-3,null,503.93240816326545,15,null,177,null,null,1,1000,1000,1000,0,0,0,0,0,0,0,0,0,0,0,0,0,0,0,0,0,0,0,0,0,0,0,0,0,0,0]
["PSC to ECM Evaporator Fan Motor (Reach-In)",6.5337424166828445E-2,5.4728271895575317E-2,null,503.93240816326545,15,null,177,null,null,1,1000,1000,1000,0,0,0,0,0,0,0,0,0,0,0,0,0,0,0,0,0,0,0,0,0,0,0,0,0,0,0]
["PSC to ECM Evaporator Fan Motor (Reach-In)",7.0138802875156475E-2,6.4252691682239859E-3,null,503.93240816326545,15,null,177,null,null,1,1000,1000,1000,0,0,0,0,0,0,0,0,0,0,0,0,0,0,0,0,0,0,0,0,0,0,0,0,0,0,0]
["PSC to ECM Evaporator Fan Motor (Reach-In)",7.0138802875156475E-2,6.4252691682239859E-3,null,503.93240816326545,15,null,177,null,null,1,1000,1000,1000,0,0,0,0,0,0,0,0,0,0,0,0,0,0,0,0,0,0,0,0,0,0,0,0,0,0,0]
["PSC to ECM Evaporator Fan Motor (Reach-In)",6.5337424166828445E-2,5.4728271895575317E-2,null,503.93240816326545,15,null,177,null,null,1,1000,1000,1000,0,0,0,0,0,0,0,0,0,0,0,0,0,0,0,0,0,0,0,0,0,0,0,0,0,0,0]
["PSC to ECM Evaporator Fan Motor (Reach-In)",7.0138802875156475E-2,6.4252691682239859E-3,null,503.93240816326545,15,null,177,null,null,1,1000,1000,1000,0,0,0,0,0,0,0,0,0,0,0,0,0,0,0,0,0,0,0,0,0,0,0,0,0,0,0]
["PSC to ECM Evaporator Fan Motor (Reach-In)",6.5337424166828445E-2,5.4728271895575317E-2,null,503.93240816326545,15,null,177,null,null,1,1000,1000,1000,0,0,0,0,0,0,0,0,0,0,0,0,0,0,0,0,0,0,0,0,0,0,0,0,0,0,0]
["PSC to ECM Evaporator Fan Motor (Reach-In)",7.0138802875156475E-2,6.4252691682239859E-3,null,503.93240816326545,15,null,177,null,null,1,1000,1000,1000,0,0,0,0,0,0,0,0,0,0,0,0,0,0,0,0,0,0,0,0,0,0,0,0,0,0,0]
["PSC to ECM Evaporator Fan Motor (Reach-In)",7.0138802875156475E-2,6.4252691682239859E-3,null,503.93240816326545,15,null,177,null,null,1,1000,1000,1000,0,0,0,0,0,0,0,0,0,0,0,0,0,0,0,0,0,0,0,0,0,0,0,0,0,0,0]
["PSC to ECM Evaporator Fan Motor (Reach-In)",6.5337424166828445E-2,5.4728271895575317E-2,null,503.93240816326545,15,null,177,null,null,1,1000,1000,1000,0,0,0,0,0,0,0,0,0,0,0,0,0,0,0,0,0,0,0,0,0,0,0,0,0,0,0]
["PSC to ECM Evaporator Fan Motor (Reach-In)",7.0138802875156475E-2,6.4252691682239859E-3,null,503.93240816326545,15,null,177,null,null,1,1000,1000,1000,0,0,0,0,0,0,0,0,0,0,0,0,0,0,0,0,0,0,0,0,0,0,0,0,0,0,0]
["PSC to ECM Evaporator Fan Motor (Reach-In)",6.5337424166828445E-2,5.4728271895575317E-2,null,503.93240816326545,15,null,177,null,null,1,1000,1000,1000,0,0,0,0,0,0,0,0,0,0,0,0,0,0,0,0,0,0,0,0,0,0,0,0,0,0,0]
["PSC to ECM Evaporator Fan Motor (Reach-In)",6.5337424166828445E-2,5.4728271895575317E-2,null,503.93240816326545,15,null,177,null,null,1,1000,1000,1000,0,0,0,0,0,0,0,0,0,0,0,0,0,0,0,0,0,0,0,0,0,0,0,0,0,0,0]
["PSC to ECM Evaporator Fan Motor (Reach-In)",7.0138802875156475E-2,6.4252691682239859E-3,null,503.93240816326545,15,null,177,null,null,1,1000,1000,1000,0,0,0,0,0,0,0,0,0,0,0,0,0,0,0,0,0,0,0,0,0,0,0,0,0,0,0]
["PSC to ECM Evaporator Fan Motor (Reach-In)",6.5337424166828445E-2,5.4728271895575317E-2,null,503.93240816326545,15,null,177,null,null,1,1000,1000,1000,0,0,0,0,0,0,0,0,0,0,0,0,0,0,0,0,0,0,0,0,0,0,0,0,0,0,0]
["PSC to ECM Evaporator Fan Motor (Reach-In)",7.0138802875156475E-2,6.4252691682239859E-3,null,503.93240816326545,15,null,177,null,null,1,1000,1000,1000,0,0,0,0,0,0,0,0,0,0,0,0,0,0,0,0,0,0,0,0,0,0,0,0,0,0,0]
["PSC to ECM Evaporator Fan Motor (Reach-In)",7.0138802875156475E-2,6.4252691682239859E-3,null,503.93240816326545,15,null,177,null,null,1,1000,1000,1000,0,0,0,0,0,0,0,0,0,0,0,0,0,0,0,0,0,0,0,0,0,0,0,0,0,0,0]
["PSC to ECM Evaporator Fan Motor (Reach-In)",6.5337424166828445E-2,5.4728271895575317E-2,null,503.93240816326545,15,null,177,null,null,1,1000,1000,1000,0,0,0,0,0,0,0,0,0,0,0,0,0,0,0,0,0,0,0,0,0,0,0,0,0,0,0]
["PSC to ECM Evaporator Fan Motor (Reach-In)",7.0138802875156475E-2,6.4252691682239859E-3,null,503.93240816326545,15,null,177,null,null,1,1000,1000,1000,0,0,0,0,0,0,0,0,0,0,0,0,0,0,0,0,0,0,0,0,0,0,0,0,0,0,0]
["PSC to ECM Evaporator Fan Motor (Reach-In)",6.5337424166828445E-2,5.4728271895575317E-2,null,503.93240816326545,15,null,177,null,null,1,1000,1000,1000,0,0,0,0,0,0,0,0,0,0,0,0,0,0,0,0,0,0,0,0,0,0,0,0,0,0,0]
["PSC to ECM Evaporator Fan Motor (Reach-In)",7.0138802875156475E-2,6.4252691682239859E-3,null,503.93240816326545,15,null,177,null,null,1,1000,1000,1000,0,0,0,0,0,0,0,0,0,0,0,0,0,0,0,0,0,0,0,0,0,0,0,0,0,0,0]
["PSC to ECM Evaporator Fan Motor (Walk-In, Refrigerator)",4.5520010668114973E-2,4.1699930579605507E-3,null,327.05161273469389,15,null,177,null,null,1,1000,1000,1000,0,0,0,0,0,0,0,0,0,0,0,0,0,0,0,0,0,0,0,0,0,0,0,0,0,0,0]
["PSC to ECM Evaporator Fan Motor (Walk-In, Refrigerator)",4.2403920842433523E-2,3.5518591969246338E-2,null,327.05161273469389,15,null,177,null,null,1,1000,1000,1000,0,0,0,0,0,0,0,0,0,0,0,0,0,0,0,0,0,0,0,0,0,0,0,0,0,0,0]
["PSC to ECM Evaporator Fan Motor (Walk-In, Refrigerator)",4.5520010668114973E-2,4.1699930579605507E-3,null,327.05161273469389,15,null,177,null,null,1,1000,1000,1000,0,0,0,0,0,0,0,0,0,0,0,0,0,0,0,0,0,0,0,0,0,0,0,0,0,0,0]
["PSC to ECM Evaporator Fan Motor (Walk-In, Refrigerator)",4.2403920842433523E-2,3.5518591969246338E-2,null,327.05161273469389,15,null,177,null,null,1,1000,1000,1000,0,0,0,0,0,0,0,0,0,0,0,0,0,0,0,0,0,0,0,0,0,0,0,0,0,0,0]
["PSC to ECM Evaporator Fan Motor (Walk-In, Refrigerator)",4.2403920842433523E-2,3.5518591969246338E-2,null,327.05161273469389,15,null,177,null,null,1,1000,1000,1000,0,0,0,0,0,0,0,0,0,0,0,0,0,0,0,0,0,0,0,0,0,0,0,0,0,0,0]
["PSC to ECM Evaporator Fan Motor (Walk-In, Refrigerator)",4.5520010668114973E-2,4.1699930579605507E-3,null,327.05161273469389,15,null,177,null,null,1,1000,1000,1000,0,0,0,0,0,0,0,0,0,0,0,0,0,0,0,0,0,0,0,0,0,0,0,0,0,0,0]
["PSC to ECM Evaporator Fan Motor (Walk-In, Refrigerator)",4.2403920842433523E-2,3.5518591969246338E-2,null,327.05161273469389,15,null,177,null,null,1,1000,1000,1000,0,0,0,0,0,0,0,0,0,0,0,0,0,0,0,0,0,0,0,0,0,0,0,0,0,0,0]
["PSC to ECM Evaporator Fan Motor (Walk-In, Refrigerator)",4.5520010668114973E-2,4.1699930579605507E-3,null,327.05161273469389,15,null,177,null,null,1,1000,1000,1000,0,0,0,0,0,0,0,0,0,0,0,0,0,0,0,0,0,0,0,0,0,0,0,0,0,0,0]
["PSC to ECM Evaporator Fan Motor (Walk-In, Refrigerator)",4.5520010668114973E-2,4.1699930579605507E-3,null,327.05161273469389,15,null,177,null,null,1,1000,1000,1000,0,0,0,0,0,0,0,0,0,0,0,0,0,0,0,0,0,0,0,0,0,0,0,0,0,0,0]
["PSC to ECM Evaporator Fan Motor (Walk-In, Refrigerator)",4.2403920842433523E-2,3.5518591969246338E-2,null,327.05161273469389,15,null,177,null,null,1,1000,1000,1000,0,0,0,0,0,0,0,0,0,0,0,0,0,0,0,0,0,0,0,0,0,0,0,0,0,0,0]
["PSC to ECM Evaporator Fan Motor (Walk-In, Refrigerator)",4.5520010668114973E-2,4.1699930579605507E-3,null,327.05161273469389,15,null,177,null,null,1,1000,1000,1000,0,0,0,0,0,0,0,0,0,0,0,0,0,0,0,0,0,0,0,0,0,0,0,0,0,0,0]
["PSC to ECM Evaporator Fan Motor (Walk-In, Refrigerator)",4.2403920842433523E-2,3.5518591969246338E-2,null,327.05161273469389,15,null,177,null,null,1,1000,1000,1000,0,0,0,0,0,0,0,0,0,0,0,0,0,0,0,0,0,0,0,0,0,0,0,0,0,0,0]
["PSC to ECM Evaporator Fan Motor (Walk-In, Refrigerator)",4.5520010668114973E-2,4.1699930579605507E-3,null,327.05161273469389,15,null,177,null,null,1,1000,1000,1000,0,0,0,0,0,0,0,0,0,0,0,0,0,0,0,0,0,0,0,0,0,0,0,0,0,0,0]
["PSC to ECM Evaporator Fan Motor (Walk-In, Refrigerator)",4.5520010668114973E-2,4.1699930579605507E-3,null,327.05161273469389,15,null,177,null,null,1,1000,1000,1000,0,0,0,0,0,0,0,0,0,0,0,0,0,0,0,0,0,0,0,0,0,0,0,0,0,0,0]
["PSC to ECM Evaporator Fan Motor (Walk-In, Refrigerator)",4.2403920842433523E-2,3.5518591969246338E-2,null,327.05161273469389,15,null,177,null,null,1,1000,1000,1000,0,0,0,0,0,0,0,0,0,0,0,0,0,0,0,0,0,0,0,0,0,0,0,0,0,0,0]
["PSC to ECM Evaporator Fan Motor (Walk-In, Refrigerator)",4.5520010668114973E-2,4.1699930579605507E-3,null,327.05161273469389,15,null,177,null,null,1,1000,1000,1000,0,0,0,0,0,0,0,0,0,0,0,0,0,0,0,0,0,0,0,0,0,0,0,0,0,0,0]
["PSC to ECM Evaporator Fan Motor (Walk-In, Refrigerator)",4.2403920842433523E-2,3.5518591969246338E-2,null,327.05161273469389,15,null,177,null,null,1,1000,1000,1000,0,0,0,0,0,0,0,0,0,0,0,0,0,0,0,0,0,0,0,0,0,0,0,0,0,0,0]
["PSC to ECM Evaporator Fan Motor (Walk-In, Refrigerator)",4.2403920842433523E-2,3.5518591969246338E-2,null,327.05161273469389,15,null,177,null,null,1,1000,1000,1000,0,0,0,0,0,0,0,0,0,0,0,0,0,0,0,0,0,0,0,0,0,0,0,0,0,0,0]
["PSC to ECM Evaporator Fan Motor (Walk-In, Refrigerator)",4.5520010668114973E-2,4.1699930579605507E-3,null,327.05161273469389,15,null,177,null,null,1,1000,1000,1000,0,0,0,0,0,0,0,0,0,0,0,0,0,0,0,0,0,0,0,0,0,0,0,0,0,0,0]
["PSC to ECM Evaporator Fan Motor (Walk-In, Refrigerator)",4.2403920842433523E-2,3.5518591969246338E-2,null,327.05161273469389,15,null,177,null,null,1,1000,1000,1000,0,0,0,0,0,0,0,0,0,0,0,0,0,0,0,0,0,0,0,0,0,0,0,0,0,0,0]
["PSC to ECM Evaporator Fan Motor (Walk-In, Refrigerator)",4.5520010668114973E-2,4.1699930579605507E-3,null,327.05161273469389,15,null,177,null,null,1,1000,1000,1000,0,0,0,0,0,0,0,0,0,0,0,0,0,0,0,0,0,0,0,0,0,0,0,0,0,0,0]
["PSC to ECM Evaporator Fan Motor (Walk-In, Refrigerator)",4.5520010668114973E-2,4.1699930579605507E-3,null,327.05161273469389,15,null,177,null,null,1,1000,1000,1000,0,0,0,0,0,0,0,0,0,0,0,0,0,0,0,0,0,0,0,0,0,0,0,0,0,0,0]
["PSC to ECM Evaporator Fan Motor (Walk-In, Refrigerator)",4.2403920842433523E-2,3.5518591969246338E-2,null,327.05161273469389,15,null,177,null,null,1,1000,1000,1000,0,0,0,0,0,0,0,0,0,0,0,0,0,0,0,0,0,0,0,0,0,0,0,0,0,0,0]
["PSC to ECM Evaporator Fan Motor (Walk-In, Refrigerator)",4.5520010668114973E-2,4.1699930579605507E-3,null,327.05161273469389,15,null,177,null,null,1,1000,1000,1000,0,0,0,0,0,0,0,0,0,0,0,0,0,0,0,0,0,0,0,0,0,0,0,0,0,0,0]
["PSC to ECM Evaporator Fan Motor (Walk-In, Refrigerator)",4.2403920842433523E-2,3.5518591969246338E-2,null,327.05161273469389,15,null,177,null,null,1,1000,1000,1000,0,0,0,0,0,0,0,0,0,0,0,0,0,0,0,0,0,0,0,0,0,0,0,0,0,0,0]
["PSC to ECM Evaporator Fan Motor (Walk-In, Refrigerator)",4.5520010668114973E-2,4.1699930579605507E-3,null,327.05161273469389,15,null,177,null,null,1,1000,1000,1000,0,0,0,0,0,0,0,0,0,0,0,0,0,0,0,0,0,0,0,0,0,0,0,0,0,0,0]
["Refrigerated Display Case Lighting Controls",8.4391696768762164E-3,7.8858547810341413E-3,null,61.436052479999994,8,null,104.14,null,null,1,1000,1000,1000,0,0,0,0,0,0,0,0,0,0,0,0,0,0,0,0,0,0,0,0,0,0,0,0,0,0,0]
["Refrigerated Display Case Lighting Controls",8.4391696768762164E-3,7.8858547810341413E-3,null,61.436052479999994,8,null,104.14,null,null,1,1000,1000,1000,0,0,0,0,0,0,0,0,0,0,0,0,0,0,0,0,0,0,0,0,0,0,0,0,0,0,0]
["Refrigerated Display Case Lighting Controls",8.4391696768762164E-3,7.8858547810341413E-3,null,61.436052479999994,8,null,104.14,null,null,1,1000,1000,1000,0,0,0,0,0,0,0,0,0,0,0,0,0,0,0,0,0,0,0,0,0,0,0,0,0,0,0]
["Refrigerated Display Case Lighting Controls",8.4391696768762164E-3,7.8858547810341413E-3,null,61.436052479999994,8,null,104.14,null,null,1,1000,1000,1000,0,0,0,0,0,0,0,0,0,0,0,0,0,0,0,0,0,0,0,0,0,0,0,0,0,0,0]
["Refrigerated Display Case Lighting Controls",8.4391696768762164E-3,7.8858547810341413E-3,null,61.436052479999994,8,null,104.14,null,null,1,1000,1000,1000,0,0,0,0,0,0,0,0,0,0,0,0,0,0,0,0,0,0,0,0,0,0,0,0,0,0,0]
["Refrigerated Display Case Lighting Controls",8.4391696768762164E-3,7.8858547810341413E-3,null,61.436052479999994,8,null,104.14,null,null,1,1000,1000,1000,0,0,0,0,0,0,0,0,0,0,0,0,0,0,0,0,0,0,0,0,0,0,0,0,0,0,0]
["Refrigerated Display Case Lighting Controls",8.4391696768762164E-3,7.8858547810341413E-3,null,61.436052479999994,8,null,104.14,null,null,1,1000,1000,1000,0,0,0,0,0,0,0,0,0,0,0,0,0,0,0,0,0,0,0,0,0,0,0,0,0,0,0]
["Refrigerated Display Case Lighting Controls",8.4391696768762164E-3,7.8858547810341413E-3,null,61.436052479999994,8,null,104.14,null,null,1,1000,1000,1000,0,0,0,0,0,0,0,0,0,0,0,0,0,0,0,0,0,0,0,0,0,0,0,0,0,0,0]
["Refrigerated Display Case Lighting Controls",8.4391696768762164E-3,7.8858547810341413E-3,null,61.436052479999994,8,null,104.14,null,null,1,1000,1000,1000,0,0,0,0,0,0,0,0,0,0,0,0,0,0,0,0,0,0,0,0,0,0,0,0,0,0,0]
["Refrigerated Display Case Lighting Controls",8.4391696768762164E-3,7.8858547810341413E-3,null,61.436052479999994,8,null,104.14,null,null,1,1000,1000,1000,0,0,0,0,0,0,0,0,0,0,0,0,0,0,0,0,0,0,0,0,0,0,0,0,0,0,0]
["Refrigerated Display Case Lighting Controls",8.4391696768762164E-3,7.8858547810341413E-3,null,61.436052479999994,8,null,104.14,null,null,1,1000,1000,1000,0,0,0,0,0,0,0,0,0,0,0,0,0,0,0,0,0,0,0,0,0,0,0,0,0,0,0]
["Refrigerated Display Case Lighting Controls",8.4391696768762164E-3,7.8858547810341413E-3,null,61.436052479999994,8,null,104.14,null,null,1,1000,1000,1000,0,0,0,0,0,0,0,0,0,0,0,0,0,0,0,0,0,0,0,0,0,0,0,0,0,0,0]
["Refrigerated Display Case Lighting Controls",8.4391696768762164E-3,7.8858547810341413E-3,null,61.436052479999994,8,null,104.14,null,null,1,1000,1000,1000,0,0,0,0,0,0,0,0,0,0,0,0,0,0,0,0,0,0,0,0,0,0,0,0,0,0,0]
["Refrigerated Display Case Lighting Controls",3.1317231222782829E-3,2.9263914226493881E-3,null,22.798535099999995,8,null,104.14,null,null,1,1000,1000,1000,0,0,0,0,0,0,0,0,0,0,0,0,0,0,0,0,0,0,0,0,0,0,0,0,0,0,0]
["Refrigerated Display Case Lighting Controls",3.1317231222782829E-3,2.9263914226493881E-3,null,22.798535099999995,8,null,104.14,null,null,1,1000,1000,1000,0,0,0,0,0,0,0,0,0,0,0,0,0,0,0,0,0,0,0,0,0,0,0,0,0,0,0]
["Refrigerated Display Case Lighting Controls",3.1317231222782829E-3,2.9263914226493881E-3,null,22.798535099999995,8,null,104.14,null,null,1,1000,1000,1000,0,0,0,0,0,0,0,0,0,0,0,0,0,0,0,0,0,0,0,0,0,0,0,0,0,0,0]
["Refrigerated Display Case Lighting Controls",3.1317231222782829E-3,2.9263914226493881E-3,null,22.798535099999995,8,null,104.14,null,null,1,1000,1000,1000,0,0,0,0,0,0,0,0,0,0,0,0,0,0,0,0,0,0,0,0,0,0,0,0,0,0,0]
["Refrigerated Display Case Lighting Controls",3.1317231222782829E-3,2.9263914226493881E-3,null,22.798535099999995,8,null,104.14,null,null,1,1000,1000,1000,0,0,0,0,0,0,0,0,0,0,0,0,0,0,0,0,0,0,0,0,0,0,0,0,0,0,0]
["Refrigerated Display Case Lighting Controls",3.1317231222782829E-3,2.9263914226493881E-3,null,22.798535099999995,8,null,104.14,null,null,1,1000,1000,1000,0,0,0,0,0,0,0,0,0,0,0,0,0,0,0,0,0,0,0,0,0,0,0,0,0,0,0]
["Refrigerated Display Case Lighting Controls",3.1317231222782829E-3,2.9263914226493881E-3,null,22.798535099999995,8,null,104.14,null,null,1,1000,1000,1000,0,0,0,0,0,0,0,0,0,0,0,0,0,0,0,0,0,0,0,0,0,0,0,0,0,0,0]
["Refrigerated Display Case Lighting Controls",3.1317231222782829E-3,2.9263914226493881E-3,null,22.798535099999995,8,null,104.14,null,null,1,1000,1000,1000,0,0,0,0,0,0,0,0,0,0,0,0,0,0,0,0,0,0,0,0,0,0,0,0,0,0,0]
["Refrigerated Display Case Lighting Controls",3.1317231222782829E-3,2.9263914226493881E-3,null,22.798535099999995,8,null,104.14,null,null,1,1000,1000,1000,0,0,0,0,0,0,0,0,0,0,0,0,0,0,0,0,0,0,0,0,0,0,0,0,0,0,0]
["Refrigerated Display Case Lighting Controls",3.1317231222782829E-3,2.9263914226493881E-3,null,22.798535099999995,8,null,104.14,null,null,1,1000,1000,1000,0,0,0,0,0,0,0,0,0,0,0,0,0,0,0,0,0,0,0,0,0,0,0,0,0,0,0]
["Refrigerated Display Case Lighting Controls",3.1317231222782829E-3,2.9263914226493881E-3,null,22.798535099999995,8,null,104.14,null,null,1,1000,1000,1000,0,0,0,0,0,0,0,0,0,0,0,0,0,0,0,0,0,0,0,0,0,0,0,0,0,0,0]
["Refrigerated Display Case Lighting Controls",3.1317231222782829E-3,2.9263914226493881E-3,null,22.798535099999995,8,null,104.14,null,null,1,1000,1000,1000,0,0,0,0,0,0,0,0,0,0,0,0,0,0,0,0,0,0,0,0,0,0,0,0,0,0,0]
["Refrigerated Display Case Lighting Controls",3.1317231222782829E-3,2.9263914226493881E-3,null,22.798535099999995,8,null,104.14,null,null,1,1000,1000,1000,0,0,0,0,0,0,0,0,0,0,0,0,0,0,0,0,0,0,0,0,0,0,0,0,0,0,0]
["Strip Curtains for Walk-ins",6.0722885245922953E-2,1.6723783846828155E-2,null,420,4,null,214.62,null,null,1,1000,1000,1000,0,0,0,0,0,0,0,0,0,0,0,0,0,0,0,0,0,0,0,0,0,0,0,0,0,0,0]
["Strip Curtains for Walk-ins",5.4455156496260315E-2,4.5613010443048552E-2,null,420,4,null,214.62,null,null,1,1000,1000,1000,0,0,0,0,0,0,0,0,0,0,0,0,0,0,0,0,0,0,0,0,0,0,0,0,0,0,0]
["Strip Curtains for Walk-ins",6.0722885245922953E-2,1.6723783846828155E-2,null,420,4,null,214.62,null,null,1,1000,1000,1000,0,0,0,0,0,0,0,0,0,0,0,0,0,0,0,0,0,0,0,0,0,0,0,0,0,0,0]
["Strip Curtains for Walk-ins",5.4455156496260315E-2,4.5613010443048552E-2,null,420,4,null,214.62,null,null,1,1000,1000,1000,0,0,0,0,0,0,0,0,0,0,0,0,0,0,0,0,0,0,0,0,0,0,0,0,0,0,0]
["Strip Curtains for Walk-ins",5.4455156496260315E-2,4.5613010443048552E-2,null,420,4,null,214.62,null,null,1,1000,1000,1000,0,0,0,0,0,0,0,0,0,0,0,0,0,0,0,0,0,0,0,0,0,0,0,0,0,0,0]
["Strip Curtains for Walk-ins",6.0722885245922953E-2,1.6723783846828155E-2,null,420,4,null,214.62,null,null,1,1000,1000,1000,0,0,0,0,0,0,0,0,0,0,0,0,0,0,0,0,0,0,0,0,0,0,0,0,0,0,0]
["Strip Curtains for Walk-ins",5.4455156496260315E-2,4.5613010443048552E-2,null,420,4,null,214.62,null,null,1,1000,1000,1000,0,0,0,0,0,0,0,0,0,0,0,0,0,0,0,0,0,0,0,0,0,0,0,0,0,0,0]
["Strip Curtains for Walk-ins",6.0722885245922953E-2,1.6723783846828155E-2,null,420,4,null,214.62,null,null,1,1000,1000,1000,0,0,0,0,0,0,0,0,0,0,0,0,0,0,0,0,0,0,0,0,0,0,0,0,0,0,0]
["Strip Curtains for Walk-ins",6.0722885245922953E-2,1.6723783846828155E-2,null,420,4,null,214.62,null,null,1,1000,1000,1000,0,0,0,0,0,0,0,0,0,0,0,0,0,0,0,0,0,0,0,0,0,0,0,0,0,0,0]
["Strip Curtains for Walk-ins",5.4455156496260315E-2,4.5613010443048552E-2,null,420,4,null,214.62,null,null,1,1000,1000,1000,0,0,0,0,0,0,0,0,0,0,0,0,0,0,0,0,0,0,0,0,0,0,0,0,0,0,0]
["Strip Curtains for Walk-ins",6.0722885245922953E-2,1.6723783846828155E-2,null,420,4,null,214.62,null,null,1,1000,1000,1000,0,0,0,0,0,0,0,0,0,0,0,0,0,0,0,0,0,0,0,0,0,0,0,0,0,0,0]
["Strip Curtains for Walk-ins",5.4455156496260315E-2,4.5613010443048552E-2,null,420,4,null,214.62,null,null,1,1000,1000,1000,0,0,0,0,0,0,0,0,0,0,0,0,0,0,0,0,0,0,0,0,0,0,0,0,0,0,0]
["Strip Curtains for Walk-ins",6.0722885245922953E-2,1.6723783846828155E-2,null,420,4,null,214.62,null,null,1,1000,1000,1000,0,0,0,0,0,0,0,0,0,0,0,0,0,0,0,0,0,0,0,0,0,0,0,0,0,0,0]
["Strip Curtains for Walk-ins",6.0722885245922953E-2,1.6723783846828155E-2,null,420,4,null,214.62,null,null,1,1000,1000,1000,0,0,0,0,0,0,0,0,0,0,0,0,0,0,0,0,0,0,0,0,0,0,0,0,0,0,0]
["Strip Curtains for Walk-ins",5.4455156496260315E-2,4.5613010443048552E-2,null,420,4,null,214.62,null,null,1,1000,1000,1000,0,0,0,0,0,0,0,0,0,0,0,0,0,0,0,0,0,0,0,0,0,0,0,0,0,0,0]
["Strip Curtains for Walk-ins",6.0722885245922953E-2,1.6723783846828155E-2,null,420,4,null,214.62,null,null,1,1000,1000,1000,0,0,0,0,0,0,0,0,0,0,0,0,0,0,0,0,0,0,0,0,0,0,0,0,0,0,0]
["Strip Curtains for Walk-ins",5.4455156496260315E-2,4.5613010443048552E-2,null,420,4,null,214.62,null,null,1,1000,1000,1000,0,0,0,0,0,0,0,0,0,0,0,0,0,0,0,0,0,0,0,0,0,0,0,0,0,0,0]
["Strip Curtains for Walk-ins",5.4455156496260315E-2,4.5613010443048552E-2,null,420,4,null,214.62,null,null,1,1000,1000,1000,0,0,0,0,0,0,0,0,0,0,0,0,0,0,0,0,0,0,0,0,0,0,0,0,0,0,0]
["Strip Curtains for Walk-ins",6.0722885245922953E-2,1.6723783846828155E-2,null,420,4,null,214.62,null,null,1,1000,1000,1000,0,0,0,0,0,0,0,0,0,0,0,0,0,0,0,0,0,0,0,0,0,0,0,0,0,0,0]
["Strip Curtains for Walk-ins",5.4455156496260315E-2,4.5613010443048552E-2,null,420,4,null,214.62,null,null,1,1000,1000,1000,0,0,0,0,0,0,0,0,0,0,0,0,0,0,0,0,0,0,0,0,0,0,0,0,0,0,0]
["Strip Curtains for Walk-ins",6.0722885245922953E-2,1.6723783846828155E-2,null,420,4,null,214.62,null,null,1,1000,1000,1000,0,0,0,0,0,0,0,0,0,0,0,0,0,0,0,0,0,0,0,0,0,0,0,0,0,0,0]
["Strip Curtains for Walk-ins",6.0722885245922953E-2,1.6723783846828155E-2,null,420,4,null,214.62,null,null,1,1000,1000,1000,0,0,0,0,0,0,0,0,0,0,0,0,0,0,0,0,0,0,0,0,0,0,0,0,0,0,0]
["Strip Curtains for Walk-ins",5.4455156496260315E-2,4.5613010443048552E-2,null,420,4,null,214.62,null,null,1,1000,1000,1000,0,0,0,0,0,0,0,0,0,0,0,0,0,0,0,0,0,0,0,0,0,0,0,0,0,0,0]
["Strip Curtains for Walk-ins",6.0722885245922953E-2,1.6723783846828155E-2,null,420,4,null,214.62,null,null,1,1000,1000,1000,0,0,0,0,0,0,0,0,0,0,0,0,0,0,0,0,0,0,0,0,0,0,0,0,0,0,0]
["Strip Curtains for Walk-ins",5.4455156496260315E-2,4.5613010443048552E-2,null,420,4,null,214.62,null,null,1,1000,1000,1000,0,0,0,0,0,0,0,0,0,0,0,0,0,0,0,0,0,0,0,0,0,0,0,0,0,0,0]
["Strip Curtains for Walk-ins",6.0722885245922953E-2,1.6723783846828155E-2,null,420,4,null,214.62,null,null,1,1000,1000,1000,0,0,0,0,0,0,0,0,0,0,0,0,0,0,0,0,0,0,0,0,0,0,0,0,0,0,0]
["CO Sensors for Parking Garage Exhaust",0.20046319708148957,0.20046319708148957,null,4980.03203076923,15,null,607,null,null,1,1000,1000,1000,0,0,0,0,0,0,0,0,0,0,0,0,0,0,0,0,0,0,0,0,0,0,0,0,0,0,0]
["CO Sensors for Parking Garage Exhaust",0.20046319708148957,0.20046319708148957,null,4980.03203076923,15,null,607,null,null,1,1000,1000,1000,0,0,0,0,0,0,0,0,0,0,0,0,0,0,0,0,0,0,0,0,0,0,0,0,0,0,0]
["CO Sensors for Parking Garage Exhaust",0.20046319708148957,0.20046319708148957,null,4980.03203076923,15,null,607,null,null,1,1000,1000,1000,0,0,0,0,0,0,0,0,0,0,0,0,0,0,0,0,0,0,0,0,0,0,0,0,0,0,0]
["CO Sensors for Parking Garage Exhaust",0.20046319708148957,0.20046319708148957,null,4980.03203076923,15,null,607,null,null,1,1000,1000,1000,0,0,0,0,0,0,0,0,0,0,0,0,0,0,0,0,0,0,0,0,0,0,0,0,0,0,0]
["CO Sensors for Parking Garage Exhaust",0.20046319708148957,0.20046319708148957,null,4980.03203076923,15,null,607,null,null,1,1000,1000,1000,0,0,0,0,0,0,0,0,0,0,0,0,0,0,0,0,0,0,0,0,0,0,0,0,0,0,0]
["CO Sensors for Parking Garage Exhaust",0.20046319708148957,0.20046319708148957,null,4980.03203076923,15,null,607,null,null,1,1000,1000,1000,0,0,0,0,0,0,0,0,0,0,0,0,0,0,0,0,0,0,0,0,0,0,0,0,0,0,0]
["CO Sensors for Parking Garage Exhaust",0.20046319708148957,0.20046319708148957,null,4980.03203076923,15,null,607,null,null,1,1000,1000,1000,0,0,0,0,0,0,0,0,0,0,0,0,0,0,0,0,0,0,0,0,0,0,0,0,0,0,0]
["CO Sensors for Parking Garage Exhaust",0.20046319708148957,0.20046319708148957,null,4980.03203076923,15,null,607,null,null,1,1000,1000,1000,0,0,0,0,0,0,0,0,0,0,0,0,0,0,0,0,0,0,0,0,0,0,0,0,0,0,0]
["CO Sensors for Parking Garage Exhaust",0.20046319708148957,0.20046319708148957,null,4980.03203076923,15,null,607,null,null,1,1000,1000,1000,0,0,0,0,0,0,0,0,0,0,0,0,0,0,0,0,0,0,0,0,0,0,0,0,0,0,0]
["CO Sensors for Parking Garage Exhaust",0.20046319708148957,0.20046319708148957,null,4980.03203076923,15,null,607,null,null,1,1000,1000,1000,0,0,0,0,0,0,0,0,0,0,0,0,0,0,0,0,0,0,0,0,0,0,0,0,0,0,0]
["CO Sensors for Parking Garage Exhaust",0.20046319708148957,0.20046319708148957,null,4980.03203076923,15,null,607,null,null,1,1000,1000,1000,0,0,0,0,0,0,0,0,0,0,0,0,0,0,0,0,0,0,0,0,0,0,0,0,0,0,0]
["CO Sensors for Parking Garage Exhaust",0.20046319708148957,0.20046319708148957,null,4980.03203076923,15,null,607,null,null,1,1000,1000,1000,0,0,0,0,0,0,0,0,0,0,0,0,0,0,0,0,0,0,0,0,0,0,0,0,0,0,0]
["CO Sensors for Parking Garage Exhaust",0.20046319708148957,0.20046319708148957,null,4980.03203076923,15,null,607,null,null,1,1000,1000,1000,0,0,0,0,0,0,0,0,0,0,0,0,0,0,0,0,0,0,0,0,0,0,0,0,0,0,0]
["CO Sensors for Parking Garage Exhaust",0.20046319708148957,0.20046319708148957,null,4980.03203076923,15,null,607,null,null,1,1000,1000,1000,0,0,0,0,0,0,0,0,0,0,0,0,0,0,0,0,0,0,0,0,0,0,0,0,0,0,0]
["CO Sensors for Parking Garage Exhaust",0.20046319708148957,0.20046319708148957,null,4980.03203076923,15,null,607,null,null,1,1000,1000,1000,0,0,0,0,0,0,0,0,0,0,0,0,0,0,0,0,0,0,0,0,0,0,0,0,0,0,0]
["CO Sensors for Parking Garage Exhaust",0.20046319708148957,0.20046319708148957,null,4980.03203076923,15,null,607,null,null,1,1000,1000,1000,0,0,0,0,0,0,0,0,0,0,0,0,0,0,0,0,0,0,0,0,0,0,0,0,0,0,0]
["CO Sensors for Parking Garage Exhaust",0.20046319708148957,0.20046319708148957,null,4980.03203076923,15,null,607,null,null,1,1000,1000,1000,0,0,0,0,0,0,0,0,0,0,0,0,0,0,0,0,0,0,0,0,0,0,0,0,0,0,0]
["CO Sensors for Parking Garage Exhaust",0.20046319708148957,0.20046319708148957,null,4980.03203076923,15,null,607,null,null,1,1000,1000,1000,0,0,0,0,0,0,0,0,0,0,0,0,0,0,0,0,0,0,0,0,0,0,0,0,0,0,0]
["CO Sensors for Parking Garage Exhaust",0.20046319708148957,0.20046319708148957,null,4980.03203076923,15,null,607,null,null,1,1000,1000,1000,0,0,0,0,0,0,0,0,0,0,0,0,0,0,0,0,0,0,0,0,0,0,0,0,0,0,0]
["CO Sensors for Parking Garage Exhaust",0.20046319708148957,0.20046319708148957,null,4980.03203076923,15,null,607,null,null,1,1000,1000,1000,0,0,0,0,0,0,0,0,0,0,0,0,0,0,0,0,0,0,0,0,0,0,0,0,0,0,0]
["CO Sensors for Parking Garage Exhaust",0.20046319708148957,0.20046319708148957,null,4980.03203076923,15,null,607,null,null,1,1000,1000,1000,0,0,0,0,0,0,0,0,0,0,0,0,0,0,0,0,0,0,0,0,0,0,0,0,0,0,0]
["CO Sensors for Parking Garage Exhaust",0.20046319708148957,0.20046319708148957,null,4980.03203076923,15,null,607,null,null,1,1000,1000,1000,0,0,0,0,0,0,0,0,0,0,0,0,0,0,0,0,0,0,0,0,0,0,0,0,0,0,0]
["CO Sensors for Parking Garage Exhaust",0.20046319708148957,0.20046319708148957,null,4980.03203076923,15,null,607,null,null,1,1000,1000,1000,0,0,0,0,0,0,0,0,0,0,0,0,0,0,0,0,0,0,0,0,0,0,0,0,0,0,0]
["CO Sensors for Parking Garage Exhaust",0.20046319708148957,0.20046319708148957,null,4980.03203076923,15,null,607,null,null,1,1000,1000,1000,0,0,0,0,0,0,0,0,0,0,0,0,0,0,0,0,0,0,0,0,0,0,0,0,0,0,0]
["CO Sensors for Parking Garage Exhaust",0.20046319708148957,0.20046319708148957,null,4980.03203076923,15,null,607,null,null,1,1000,1000,1000,0,0,0,0,0,0,0,0,0,0,0,0,0,0,0,0,0,0,0,0,0,0,0,0,0,0,0]
["CO Sensors for Parking Garage Exhaust",0.20046319708148957,0.20046319708148957,null,4980.03203076923,15,null,607,null,null,1,1000,1000,1000,0,0,0,0,0,0,0,0,0,0,0,0,0,0,0,0,0,0,0,0,0,0,0,0,0,0,0]
["Demand Controlled Ventilation",0.4871041070832059,2.742396122878449,null,4678.5352232851556,10,null,1500,null,null,1,1000,1000,1000,0,0,0,0,0,0,0,0,0,0,0,0,0,0,0,0,0,0,0,0,0,0,0,0,0,0,0]
["Demand Controlled Ventilation",2.9092805518343217,16.379249506827229,null,27943.044080821768,10,null,4500,null,null,1,1000,1000,1000,0,0,0,0,0,0,0,0,0,0,0,0,0,0,0,0,0,0,0,0,0,0,0,0,0,0,0]
["Demand Controlled Ventilation",0.22127173692868374,1.2457598789084894,null,2125.2697320441575,10,null,1500,null,null,1,1000,1000,1000,0,0,0,0,0,0,0,0,0,0,0,0,0,0,0,0,0,0,0,0,0,0,0,0,0,0,0]
["Demand Controlled Ventilation",0.94491579977572504,5.3198759527373323,null,9075.7228034093332,10,null,1500,null,null,1,1000,1000,1000,0,0,0,0,0,0,0,0,0,0,0,0,0,0,0,0,0,0,0,0,0,0,0,0,0,0,0]
["Demand Controlled Ventilation",9.8458739591397002,55.432270389956514,null,94567.603623166695,10,null,10500,null,null,1,1000,1000,1000,0,0,0,0,0,0,0,0,0,0,0,0,0,0,0,0,0,0,0,0,0,0,0,0,0,0,0]
["Demand Controlled Ventilation",0.96884402131277159,5.4545918399909041,null,9305.5484724269827,10,null,1500,null,null,1,1000,1000,1000,0,0,0,0,0,0,0,0,0,0,0,0,0,0,0,0,0,0,0,0,0,0,0,0,0,0,0]
["Demand Controlled Ventilation",1.5875735657327839,8.9380391750755717,null,15248.319073541481,10,null,3000,null,null,1,1000,1000,1000,0,0,0,0,0,0,0,0,0,0,0,0,0,0,0,0,0,0,0,0,0,0,0,0,0,0,0]
["Demand Controlled Ventilation",1.440183837350552,8.1082350042836069,null,13832.670907657894,10,null,3000,null,null,1,1000,1000,1000,0,0,0,0,0,0,0,0,0,0,0,0,0,0,0,0,0,0,0,0,0,0,0,0,0,0,0]
["Demand Controlled Ventilation",0.75444958839476528,4.2475511826625283,null,7246.333837408929,10,null,1500,null,null,1,1000,1000,1000,0,0,0,0,0,0,0,0,0,0,0,0,0,0,0,0,0,0,0,0,0,0,0,0,0,0,0]
["Demand Controlled Ventilation",0.23855818000022541,1.3430825534012691,null,2291.302478677736,10,null,1500,null,null,1,1000,1000,1000,0,0,0,0,0,0,0,0,0,0,0,0,0,0,0,0,0,0,0,0,0,0,0,0,0,0,0]
["Demand Controlled Ventilation",0.53374551929691649,3.0049872736416399,null,5126.5164386608103,10,null,1500,null,null,1,1000,1000,1000,0,0,0,0,0,0,0,0,0,0,0,0,0,0,0,0,0,0,0,0,0,0,0,0,0,0,0]
["Demand Controlled Ventilation",1.9946568767570094,11.229918216141963,null,19158.270933407559,10,null,3000,null,null,1,1000,1000,1000,0,0,0,0,0,0,0,0,0,0,0,0,0,0,0,0,0,0,0,0,0,0,0,0,0,0,0]
["Demand Controlled Ventilation",0.19814998057578725,1.1155843906416822,null,1903.1899960119479,10,null,1500,null,null,1,1000,1000,1000,0,0,0,0,0,0,0,0,0,0,0,0,0,0,0,0,0,0,0,0,0,0,0,0,0,0,0]
["Demand Controlled Ventilation",0.4871041070832059,2.742396122878449,null,4678.5352232851556,10,null,1500,null,null,1,1000,1000,1000,0,0,0,0,0,0,0,0,0,0,0,0,0,0,0,0,0,0,0,0,0,0,0,0,0,0,0]
["Demand Controlled Ventilation",2.9092805518343217,16.379249506827229,null,27943.044080821768,10,null,4500,null,null,1,1000,1000,1000,0,0,0,0,0,0,0,0,0,0,0,0,0,0,0,0,0,0,0,0,0,0,0,0,0,0,0]
["Demand Controlled Ventilation",0.22127173692868374,1.2457598789084894,null,2125.2697320441575,10,null,1500,null,null,1,1000,1000,1000,0,0,0,0,0,0,0,0,0,0,0,0,0,0,0,0,0,0,0,0,0,0,0,0,0,0,0]
["Demand Controlled Ventilation",0.94491579977572504,5.3198759527373323,null,9075.7228034093332,10,null,1500,null,null,1,1000,1000,1000,0,0,0,0,0,0,0,0,0,0,0,0,0,0,0,0,0,0,0,0,0,0,0,0,0,0,0]
["Demand Controlled Ventilation",9.8458739591397002,55.432270389956514,null,94567.603623166695,10,null,10500,null,null,1,1000,1000,1000,0,0,0,0,0,0,0,0,0,0,0,0,0,0,0,0,0,0,0,0,0,0,0,0,0,0,0]
["Demand Controlled Ventilation",0.96884402131277159,5.4545918399909041,null,9305.5484724269827,10,null,1500,null,null,1,1000,1000,1000,0,0,0,0,0,0,0,0,0,0,0,0,0,0,0,0,0,0,0,0,0,0,0,0,0,0,0]
["Demand Controlled Ventilation",1.5875735657327839,8.9380391750755717,null,15248.319073541481,10,null,3000,null,null,1,1000,1000,1000,0,0,0,0,0,0,0,0,0,0,0,0,0,0,0,0,0,0,0,0,0,0,0,0,0,0,0]
["Demand Controlled Ventilation",1.440183837350552,8.1082350042836069,null,13832.670907657894,10,null,3000,null,null,1,1000,1000,1000,0,0,0,0,0,0,0,0,0,0,0,0,0,0,0,0,0,0,0,0,0,0,0,0,0,0,0]
["Demand Controlled Ventilation",0.75444958839476528,4.2475511826625283,null,7246.333837408929,10,null,1500,null,null,1,1000,1000,1000,0,0,0,0,0,0,0,0,0,0,0,0,0,0,0,0,0,0,0,0,0,0,0,0,0,0,0]
["Demand Controlled Ventilation",0.23855818000022541,1.3430825534012691,null,2291.302478677736,10,null,1500,null,null,1,1000,1000,1000,0,0,0,0,0,0,0,0,0,0,0,0,0,0,0,0,0,0,0,0,0,0,0,0,0,0,0]
["Demand Controlled Ventilation",0.53374551929691649,3.0049872736416399,null,5126.5164386608103,10,null,1500,null,null,1,1000,1000,1000,0,0,0,0,0,0,0,0,0,0,0,0,0,0,0,0,0,0,0,0,0,0,0,0,0,0,0]
["Demand Controlled Ventilation",1.9946568767570094,11.229918216141963,null,19158.270933407559,10,null,3000,null,null,1,1000,1000,1000,0,0,0,0,0,0,0,0,0,0,0,0,0,0,0,0,0,0,0,0,0,0,0,0,0,0,0]
["Demand Controlled Ventilation",0.19814998057578725,1.1155843906416822,null,1903.1899960119479,10,null,1500,null,null,1,1000,1000,1000,0,0,0,0,0,0,0,0,0,0,0,0,0,0,0,0,0,0,0,0,0,0,0,0,0,0,0]
["VAV System",19.851107625347066,20.145589882890626,null,69747.456922573925,10,null,5039.4571392185089,null,null,1,1000,1000,1000,0,0,0,0,0,0,0,0,0,0,0,0,0,0,0,0,0,0,0,0,0,0,0,0,0,0,0]
["VAV System",78.234209048086413,79.394778369074743,null,274878.21981709951,10,null,19860.752899000989,null,null,1,1000,1000,1000,0,0,0,0,0,0,0,0,0,0,0,0,0,0,0,0,0,0,0,0,0,0,0,0,0,0,0]
["VAV System",4.8544750304759283,4.9264889852206029,null,17056.34236940524,10,null,1232.3704707667259,null,null,1,1000,1000,1000,0,0,0,0,0,0,0,0,0,0,0,0,0,0,0,0,0,0,0,0,0,0,0,0,0,0,0]
["VAV System",20.730483791483362,21.038011199127421,null,72837.17123090876,10,null,5262.6980072915658,null,null,1,1000,1000,1000,0,0,0,0,0,0,0,0,0,0,0,0,0,0,0,0,0,0,0,0,0,0,0,0,0,0,0]
["VAV System",216.00837934065549,219.21276654146541,null,758951.86391212628,10,null,54836.485194878609,null,null,1,1000,1000,1000,0,0,0,0,0,0,0,0,0,0,0,0,0,0,0,0,0,0,0,0,0,0,0,0,0,0,0]
["VAV System",21.255444437554157,21.570759400386276,null,74681.636070801003,10,null,5395.965970247561,null,null,1,1000,1000,1000,0,0,0,0,0,0,0,0,0,0,0,0,0,0,0,0,0,0,0,0,0,0,0,0,0,0,0]
["VAV System",34.829736236839686,35.34641971618241,null,122375.31394478628,10,null,8841.9732666061045,null,null,1,1000,1000,1000,0,0,0,0,0,0,0,0,0,0,0,0,0,0,0,0,0,0,0,0,0,0,0,0,0,0,0]
["VAV System",31.596156720035964,32.064871500904701,null,111014.03616066859,10,null,8021.0878183613813,null,null,1,1000,1000,1000,0,0,0,0,0,0,0,0,0,0,0,0,0,0,0,0,0,0,0,0,0,0,0,0,0,0,0]
["VAV System",16.551850405529404,16.797389665400221,null,58155.418575963027,10,null,4201.898567459084,null,null,1,1000,1000,1000,0,0,0,0,0,0,0,0,0,0,0,0,0,0,0,0,0,0,0,0,0,0,0,0,0,0,0]
["VAV System",5.233721867063962,5.311361778138755,null,18388.837406819246,10,null,1328.6471226412677,null,null,1,1000,1000,1000,0,0,0,0,0,0,0,0,0,0,0,0,0,0,0,0,0,0,0,0,0,0,0,0,0,0,0]
["VAV System",11.790628081879561,11.965536748989651,null,41426.722364899142,10,null,2993.2014870157327,null,null,1,1000,1000,1000,0,0,0,0,0,0,0,0,0,0,0,0,0,0,0,0,0,0,0,0,0,0,0,0,0,0,0]
["VAV System",53.638829358351217,54.434537278511414,null,188461.6219234007,10,null,13616.901719081805,null,null,1,1000,1000,1000,0,0,0,0,0,0,0,0,0,0,0,0,0,0,0,0,0,0,0,0,0,0,0,0,0,0,0]
["VAV System",16.55077858131709,16.796301941157555,null,58151.652689721923,10,null,4201.626471197219,null,null,1,1000,1000,1000,0,0,0,0,0,0,0,0,0,0,0,0,0,0,0,0,0,0,0,0,0,0,0,0,0,0,0]
["VAV System",19.851107625347066,20.145589882890626,null,69747.456922573925,10,null,5039.4571392185089,null,null,1,1000,1000,1000,0,0,0,0,0,0,0,0,0,0,0,0,0,0,0,0,0,0,0,0,0,0,0,0,0,0,0]
["VAV System",78.234209048086413,79.394778369074743,null,274878.21981709951,10,null,19860.752899000989,null,null,1,1000,1000,1000,0,0,0,0,0,0,0,0,0,0,0,0,0,0,0,0,0,0,0,0,0,0,0,0,0,0,0]
["VAV System",4.8544750304759283,4.9264889852206029,null,17056.34236940524,10,null,1232.3704707667259,null,null,1,1000,1000,1000,0,0,0,0,0,0,0,0,0,0,0,0,0,0,0,0,0,0,0,0,0,0,0,0,0,0,0]
["VAV System",20.730483791483362,21.038011199127421,null,72837.17123090876,10,null,5262.6980072915658,null,null,1,1000,1000,1000,0,0,0,0,0,0,0,0,0,0,0,0,0,0,0,0,0,0,0,0,0,0,0,0,0,0,0]
["VAV System",216.00837934065549,219.21276654146541,null,758951.86391212628,10,null,54836.485194878609,null,null,1,1000,1000,1000,0,0,0,0,0,0,0,0,0,0,0,0,0,0,0,0,0,0,0,0,0,0,0,0,0,0,0]
["VAV System",21.255444437554157,21.570759400386276,null,74681.636070801003,10,null,5395.965970247561,null,null,1,1000,1000,1000,0,0,0,0,0,0,0,0,0,0,0,0,0,0,0,0,0,0,0,0,0,0,0,0,0,0,0]
["VAV System",34.829736236839686,35.34641971618241,null,122375.31394478628,10,null,8841.9732666061045,null,null,1,1000,1000,1000,0,0,0,0,0,0,0,0,0,0,0,0,0,0,0,0,0,0,0,0,0,0,0,0,0,0,0]
["VAV System",31.596156720035964,32.064871500904701,null,111014.03616066859,10,null,8021.0878183613813,null,null,1,1000,1000,1000,0,0,0,0,0,0,0,0,0,0,0,0,0,0,0,0,0,0,0,0,0,0,0,0,0,0,0]
["VAV System",16.551850405529404,16.797389665400221,null,58155.418575963027,10,null,4201.898567459084,null,null,1,1000,1000,1000,0,0,0,0,0,0,0,0,0,0,0,0,0,0,0,0,0,0,0,0,0,0,0,0,0,0,0]
["VAV System",5.233721867063962,5.311361778138755,null,18388.837406819246,10,null,1328.6471226412677,null,null,1,1000,1000,1000,0,0,0,0,0,0,0,0,0,0,0,0,0,0,0,0,0,0,0,0,0,0,0,0,0,0,0]
["VAV System",11.790628081879561,11.965536748989651,null,41426.722364899142,10,null,2993.2014870157327,null,null,1,1000,1000,1000,0,0,0,0,0,0,0,0,0,0,0,0,0,0,0,0,0,0,0,0,0,0,0,0,0,0,0]
["VAV System",53.638829358351217,54.434537278511414,null,188461.6219234007,10,null,13616.901719081805,null,null,1,1000,1000,1000,0,0,0,0,0,0,0,0,0,0,0,0,0,0,0,0,0,0,0,0,0,0,0,0,0,0,0]
["VAV System",16.55077858131709,16.796301941157555,null,58151.652689721923,10,null,4201.626471197219,null,null,1,1000,1000,1000,0,0,0,0,0,0,0,0,0,0,0,0,0,0,0,0,0,0,0,0,0,0,0,0,0,0,0]
["ENERGY STAR certified buildings program",3.0615512020478786,9.4920165694685892,null,18312.707600000002,25,null,39497.86925173385,null,null,1,1000,1000,1000,0,0,0,0,0,0,0,0,0,0,0,0,0,0,0,0,0,0,0,0,0,0,0,0,0,0,0]
["ENERGY STAR certified buildings program",38.658235915665742,0.44413403675321633,null,91682.985900000014,25,null,155663.08028316408,null,null,1,1000,1000,1000,0,0,0,0,0,0,0,0,0,0,0,0,0,0,0,0,0,0,0,0,0,0,0,0,0,0,0]
["ENERGY STAR certified buildings program",11.410660778006276,22.109321363898097,null,36958.021099999998,25,null,9658.9784136134622,null,null,1,1000,1000,1000,0,0,0,0,0,0,0,0,0,0,0,0,0,0,0,0,0,0,0,0,0,0,0,0,0,0,0]
["ENERGY STAR certified buildings program",10.784961784668223,33.437636415383182,null,64510.386599999998,25,null,41247.569343470423,null,null,1,1000,1000,1000,0,0,0,0,0,0,0,0,0,0,0,0,0,0,0,0,0,0,0,0,0,0,0,0,0,0,0]
["ENERGY STAR certified buildings program",283.42887183786286,3.2562377977198032,null,672188.07700000005,25,null,429793.18260217091,null,null,1,1000,1000,1000,0,0,0,0,0,0,0,0,0,0,0,0,0,0,0,0,0,0,0,0,0,0,0,0,0,0,0]
["ENERGY STAR certified buildings program",12.467530809105394,38.654264198236923,null,74574.694699999993,25,null,42292.08672517736,null,null,1,1000,1000,1000,0,0,0,0,0,0,0,0,0,0,0,0,0,0,0,0,0,0,0,0,0,0,0,0,0,0,0]
["ENERGY STAR certified buildings program",18.887694182237464,36.596837696114612,null,61175.405500000001,25,null,69300.937454920393,null,null,1,1000,1000,1000,0,0,0,0,0,0,0,0,0,0,0,0,0,0,0,0,0,0,0,0,0,0,0,0,0,0,0]
["ENERGY STAR certified buildings program",118.86150005315866,368.51754340146084,null,710971.58,25,null,590356.80060899758,null,null,1,1000,1000,1000,0,0,0,0,0,0,0,0,0,0,0,0,0,0,0,0,0,0,0,0,0,0,0,0,0,0,0]
["ENERGY STAR certified buildings program",8.8849430028203642,27.546828596282285,null,53145.4,25,null,32933.317149371323,null,null,1,1000,1000,1000,0,0,0,0,0,0,0,0,0,0,0,0,0,0,0,0,0,0,0,0,0,0,0,0,0,0,0]
["ENERGY STAR certified buildings program",11.889978682154904,23.038048786828618,null,38510.485199999996,25,null,10413.568144745705,null,null,1,1000,1000,1000,0,0,0,0,0,0,0,0,0,0,0,0,0,0,0,0,0,0,0,0,0,0,0,0,0,0,0]
["ENERGY STAR certified buildings program",5.1932527953307721,10.062458012706948,null,16820.440999999999,25,null,23459.884212166638,null,null,1,1000,1000,1000,0,0,0,0,0,0,0,0,0,0,0,0,0,0,0,0,0,0,0,0,0,0,0,0,0,0,0]
["ENERGY STAR certified buildings program",10.508973725380528,32.581964548787596,null,62859.5605,25,null,106725.50412789265,null,null,1,1000,1000,1000,0,0,0,0,0,0,0,0,0,0,0,0,0,0,0,0,0,0,0,0,0,0,0,0,0,0,0]
["ENERGY STAR certified buildings program",1.0439655391341367,3.2367050365798407,null,6244.4931999999999,25,null,32931.184534234788,null,null,1,1000,1000,1000,0,0,0,0,0,0,0,0,0,0,0,0,0,0,0,0,0,0,0,0,0,0,0,0,0,0,0]
["ENERGY STAR certified buildings program",3.0615512020478786,9.4920165694685892,null,18312.707600000002,25,null,39497.86925173385,null,null,1,1000,1000,1000,0,0,0,0,0,0,0,0,0,0,0,0,0,0,0,0,0,0,0,0,0,0,0,0,0,0,0]
["ENERGY STAR certified buildings program",38.658235915665742,0.44413403675321633,null,91682.985900000014,25,null,155663.08028316408,null,null,1,1000,1000,1000,0,0,0,0,0,0,0,0,0,0,0,0,0,0,0,0,0,0,0,0,0,0,0,0,0,0,0]
["ENERGY STAR certified buildings program",11.410660778006276,22.109321363898097,null,36958.021099999998,25,null,9658.9784136134622,null,null,1,1000,1000,1000,0,0,0,0,0,0,0,0,0,0,0,0,0,0,0,0,0,0,0,0,0,0,0,0,0,0,0]
["ENERGY STAR certified buildings program",10.784961784668223,33.437636415383182,null,64510.386599999998,25,null,41247.569343470423,null,null,1,1000,1000,1000,0,0,0,0,0,0,0,0,0,0,0,0,0,0,0,0,0,0,0,0,0,0,0,0,0,0,0]
["ENERGY STAR certified buildings program",283.42887183786286,3.2562377977198032,null,672188.07700000005,25,null,429793.18260217091,null,null,1,1000,1000,1000,0,0,0,0,0,0,0,0,0,0,0,0,0,0,0,0,0,0,0,0,0,0,0,0,0,0,0]
["ENERGY STAR certified buildings program",12.467530809105394,38.654264198236923,null,74574.694699999993,25,null,42292.08672517736,null,null,1,1000,1000,1000,0,0,0,0,0,0,0,0,0,0,0,0,0,0,0,0,0,0,0,0,0,0,0,0,0,0,0]
["ENERGY STAR certified buildings program",18.887694182237464,36.596837696114612,null,61175.405500000001,25,null,69300.937454920393,null,null,1,1000,1000,1000,0,0,0,0,0,0,0,0,0,0,0,0,0,0,0,0,0,0,0,0,0,0,0,0,0,0,0]
["ENERGY STAR certified buildings program",118.86150005315866,368.51754340146084,null,710971.58,25,null,590356.80060899758,null,null,1,1000,1000,1000,0,0,0,0,0,0,0,0,0,0,0,0,0,0,0,0,0,0,0,0,0,0,0,0,0,0,0]
["ENERGY STAR certified buildings program",8.8849430028203642,27.546828596282285,null,53145.4,25,null,32933.317149371323,null,null,1,1000,1000,1000,0,0,0,0,0,0,0,0,0,0,0,0,0,0,0,0,0,0,0,0,0,0,0,0,0,0,0]
["ENERGY STAR certified buildings program",11.889978682154904,23.038048786828618,null,38510.485199999996,25,null,10413.568144745705,null,null,1,1000,1000,1000,0,0,0,0,0,0,0,0,0,0,0,0,0,0,0,0,0,0,0,0,0,0,0,0,0,0,0]
["ENERGY STAR certified buildings program",5.1932527953307721,10.062458012706948,null,16820.440999999999,25,null,23459.884212166638,null,null,1,1000,1000,1000,0,0,0,0,0,0,0,0,0,0,0,0,0,0,0,0,0,0,0,0,0,0,0,0,0,0,0]
["ENERGY STAR certified buildings program",10.508973725380528,32.581964548787596,null,62859.5605,25,null,106725.50412789265,null,null,1,1000,1000,1000,0,0,0,0,0,0,0,0,0,0,0,0,0,0,0,0,0,0,0,0,0,0,0,0,0,0,0]
["ENERGY STAR certified buildings program",1.0439655391341367,3.2367050365798407,null,6244.4931999999999,25,null,32931.184534234788,null,null,1,1000,1000,1000,0,0,0,0,0,0,0,0,0,0,0,0,0,0,0,0,0,0,0,0,0,0,0,0,0,0,0]
["Retro-Commissioning",3.244403340414284,10.058930337226487,null,19406.440000000006,5,null,5780.1759880586123,null,null,1,1000,1000,1000,0,0,0,0,0,0,0,0,0,0,0,0,0,0,0,0,0,0,0,0,0,0,0,0,0,0,0]
["Retro-Commissioning",48.872331829499736,0.56148102744084094,null,115907.02999999998,5,null,22779.962968267915,null,null,1,1000,1000,1000,0,0,0,0,0,0,0,0,0,0,0,0,0,0,0,0,0,0,0,0,0,0,0,0,0,0,0]
["Retro-Commissioning",14.425536343755082,27.950950876168207,null,46722.909999999996,5,null,1413.5090361385555,null,null,1,1000,1000,1000,0,0,0,0,0,0,0,0,0,0,0,0,0,0,0,0,0,0,0,0,0,0,0,0,0,0,0]
["Retro-Commissioning",13.634514074480103,42.272372719113484,null,81555.02,5,null,6036.2296600200625,null,null,1,1000,1000,1000,0,0,0,0,0,0,0,0,0,0,0,0,0,0,0,0,0,0,0,0,0,0,0,0,0,0,0]
["Retro-Commissioning",358.31514937209982,4.1165860249710207,null,849790.53,5,null,62896.563307634773,null,null,1,1000,1000,1000,0,0,0,0,0,0,0,0,0,0,0,0,0,0,0,0,0,0,0,0,0,0,0,0,0,0,0]
["Retro-Commissioning",15.761644868465373,48.867317376066929,null,94278.48,5,null,6189.0858622210772,null,null,1,1000,1000,1000,0,0,0,0,0,0,0,0,0,0,0,0,0,0,0,0,0,0,0,0,0,0,0,0,0,0,0]
["Retro-Commissioning",23.878113937695165,46.266285965651051,null,77338.890000000014,5,null,10141.600603159082,null,null,1,1000,1000,1000,0,0,0,0,0,0,0,0,0,0,0,0,0,0,0,0,0,0,0,0,0,0,0,0,0,0,0]
["Retro-Commissioning",150.26654043952806,465.88555851512302,null,898821.2300000001,5,null,86393.677869585648,null,null,1,1000,1000,1000,0,0,0,0,0,0,0,0,0,0,0,0,0,0,0,0,0,0,0,0,0,0,0,0,0,0,0]
["Retro-Commissioning",11.232481250821003,34.82512331582781,null,67187.23000000001,5,null,4819.5098267372668,null,null,1,1000,1000,1000,0,0,0,0,0,0,0,0,0,0,0,0,0,0,0,0,0,0,0,0,0,0,0,0,0,0,0]
["Retro-Commissioning",15.031491546338657,29.125051006448921,null,48685.54,5,null,1523.936801670103,null,null,1,1000,1000,1000,0,0,0,0,0,0,0,0,0,0,0,0,0,0,0,0,0,0,0,0,0,0,0,0,0,0,0]
["Retro-Commissioning",6.5653899910685141,12.721114054291975,null,21264.66,5,null,3433.1537871463374,null,null,1,1000,1000,1000,0,0,0,0,0,0,0,0,0,0,0,0,0,0,0,0,0,0,0,0,0,0,0,0,0,0,0]
["Retro-Commissioning",13.285607354473177,41.19062423641968,null,79468.03,5,null,15618.366457740387,null,null,1,1000,1000,1000,0,0,0,0,0,0,0,0,0,0,0,0,0,0,0,0,0,0,0,0,0,0,0,0,0,0,0]
["Retro-Commissioning",1.3197999082040042,4.0919004028663037,null,7894.4,5,null,4819.1977367172867,null,null,1,1000,1000,1000,0,0,0,0,0,0,0,0,0,0,0,0,0,0,0,0,0,0,0,0,0,0,0,0,0,0,0]
["Retro-Commissioning",3.244403340414284,10.058930337226487,null,19406.440000000006,5,null,5780.1759880586123,null,null,1,1000,1000,1000,0,0,0,0,0,0,0,0,0,0,0,0,0,0,0,0,0,0,0,0,0,0,0,0,0,0,0]
["Retro-Commissioning",48.872331829499736,0.56148102744084094,null,115907.02999999998,5,null,22779.962968267915,null,null,1,1000,1000,1000,0,0,0,0,0,0,0,0,0,0,0,0,0,0,0,0,0,0,0,0,0,0,0,0,0,0,0]
["Retro-Commissioning",14.425536343755082,27.950950876168207,null,46722.909999999996,5,null,1413.5090361385555,null,null,1,1000,1000,1000,0,0,0,0,0,0,0,0,0,0,0,0,0,0,0,0,0,0,0,0,0,0,0,0,0,0,0]
["Retro-Commissioning",13.634514074480103,42.272372719113484,null,81555.02,5,null,6036.2296600200625,null,null,1,1000,1000,1000,0,0,0,0,0,0,0,0,0,0,0,0,0,0,0,0,0,0,0,0,0,0,0,0,0,0,0]
["Retro-Commissioning",358.31514937209982,4.1165860249710207,null,849790.53,5,null,62896.563307634773,null,null,1,1000,1000,1000,0,0,0,0,0,0,0,0,0,0,0,0,0,0,0,0,0,0,0,0,0,0,0,0,0,0,0]
["Retro-Commissioning",15.761644868465373,48.867317376066929,null,94278.48,5,null,6189.0858622210772,null,null,1,1000,1000,1000,0,0,0,0,0,0,0,0,0,0,0,0,0,0,0,0,0,0,0,0,0,0,0,0,0,0,0]
["Retro-Commissioning",23.878113937695165,46.266285965651051,null,77338.890000000014,5,null,10141.600603159082,null,null,1,1000,1000,1000,0,0,0,0,0,0,0,0,0,0,0,0,0,0,0,0,0,0,0,0,0,0,0,0,0,0,0]
["Retro-Commissioning",150.26654043952806,465.88555851512302,null,898821.2300000001,5,null,86393.677869585648,null,null,1,1000,1000,1000,0,0,0,0,0,0,0,0,0,0,0,0,0,0,0,0,0,0,0,0,0,0,0,0,0,0,0]
["Retro-Commissioning",11.232481250821003,34.82512331582781,null,67187.23000000001,5,null,4819.5098267372668,null,null,1,1000,1000,1000,0,0,0,0,0,0,0,0,0,0,0,0,0,0,0,0,0,0,0,0,0,0,0,0,0,0,0]
["Retro-Commissioning",15.031491546338657,29.125051006448921,null,48685.54,5,null,1523.936801670103,null,null,1,1000,1000,1000,0,0,0,0,0,0,0,0,0,0,0,0,0,0,0,0,0,0,0,0,0,0,0,0,0,0,0]
["Retro-Commissioning",6.5653899910685141,12.721114054291975,null,21264.66,5,null,3433.1537871463374,null,null,1,1000,1000,1000,0,0,0,0,0,0,0,0,0,0,0,0,0,0,0,0,0,0,0,0,0,0,0,0,0,0,0]
["Retro-Commissioning",13.285607354473177,41.19062423641968,null,79468.03,5,null,15618.366457740387,null,null,1,1000,1000,1000,0,0,0,0,0,0,0,0,0,0,0,0,0,0,0,0,0,0,0,0,0,0,0,0,0,0,0]
["Retro-Commissioning",1.3197999082040042,4.0919004028663037,null,7894.4,5,null,4819.1977367172867,null,null,1,1000,1000,1000,0,0,0,0,0,0,0,0,0,0,0,0,0,0,0,0,0,0,0,0,0,0,0,0,0,0,0]

{"sheet":"Commercial_Results","index":24,"n_rows":3333,"n_cols":30,"rows_kept":3333,"cut":false,"hidden":false,"merged":[]}
[]
[{"$f":"NOW()","v":"2019-05-14T07:55:54.360"}]
[]
[]
[]
[]
[]
["Targets",0,null,0,0,null,0]
["Measure Name","TRC","Part ","RIM","UCT","Incentive","Payback",null,null,null,null,null,null,null,null,null,null,null,null,null,null,null,"Inc.","Yr Pb"]
["Efficient Exhaust Hood",2.2733010648582894,11551.613469016478,1.2298537397766012,null,0,10.596510610548551,15,null,{"$f":"IF(B10<1.01,0,1)","v":1},null,{"$f":"IF(D10<1.01,0,1)","v":1},null,null,null,null,null,null,null,null,null,81.430000000000007,0,0,5.2020547378738717,3.7027577039754127,3.7232790808231782,5.638802605440584,231,0]
["Efficient Exhaust Hood",2.2733010648582894,11551.613469016478,1.2298537397766012,null,0,10.596510610548551,15,null,{"$f":"IF(B11<1.01,0,1)","v":1},null,{"$f":"IF(D11<1.01,0,1)","v":1},null,null,null,null,null,null,null,null,null,null,0,0,5.2020547378738717,3.7027577039754127,3.7232790808231782,5.638802605440584,231]
["Efficient Exhaust Hood",2.2733010648582894,11551.613469016478,1.2298537397766012,null,0,10.596510610548551,15,null,1,null,1,null,null,null,null,null,null,null,null,null,{"$f":"+V10-F10","v":81.430000000000007},230,2,5.2020547378738717,3.7027577039754127,3.7232790808231782,5.638802605440584,231,2]
["Efficient Exhaust Hood",2.2733010648582894,11551.613469016478,1.2298537397766012,null,0,10.596510610548551,15,null,1,null,1,null,null,null,null,null,null,null,null,null,null,450,2,5.2020547378738717,3.7027577039754127,3.7232790808231782,5.638802605440584,231,2]
["Efficient Exhaust Hood",2.2733010648582894,11551.613469016478,1.2298537397766012,null,0,10.596510610548551,15,null,1,null,1,null,null,null,null,null,null,null,null,null,null,null,null,4.2323209593405258,2.3121664773713135,3.7279222706104509,5.6458345872237592,231]
["Efficient Exhaust Hood",2.2733010648582894,11551.613469016478,1.2298537397766012,null,0,10.596510610548551,15,null,1,null,1]
["Efficient Exhaust Hood",2.2733010648582894,11551.613469016478,1.2298537397766012,null,0,10.596510610548551,15,null,1,null,1]
["Efficient Exhaust Hood",2.2733010648582894,11551.613469016478,1.2298537397766012,null,0,10.596510610548551,15,null,1,null,1]
["Efficient Exhaust Hood",2.2733010648582894,11551.613469016478,1.2298537397766012,null,0,10.596510610548551,15,null,1,null,1]
["Efficient Exhaust Hood",2.2733010648582894,11551.613469016478,1.2298537397766012,null,0,10.596510610548551,15,null,1,null,1]
["Efficient Exhaust Hood",2.2733010648582894,11551.613469016478,1.2298537397766012,null,0,10.596510610548551,15,null,1,null,1]
["Efficient Exhaust Hood",2.2733010648582894,11551.613469016478,1.2298537397766012,null,0,10.596510610548551,15,null,1,null,1]
["Efficient Exhaust Hood",2.2733010648582894,11551.613469016478,1.2298537397766012,null,0,10.596510610548551,15,null,1,null,1]
["Efficient Exhaust Hood",2.2733010648582894,11551.613469016478,1.2298537397766012,null,0,10.596510610548551,15,null,1,null,1]
["Efficient Exhaust Hood",2.2733010648582894,11551.613469016478,1.2298537397766012,null,0,10.596510610548551,15,null,1,null,1]
["Efficient Exhaust Hood",2.2733010648582894,11551.613469016478,1.2298537397766012,null,0,10.596510610548551,15,null,1,null,1]
["Efficient Exhaust Hood",2.2733010648582894,11551.613469016478,1.2298537397766012,null,0,10.596510610548551,15,null,1,null,1]
["Efficient Exhaust Hood",2.2733010648582894,11551.613469016478,1.2298537397766012,null,0,10.596510610548551,15,null,1,null,1]
["Efficient Exhaust Hood",2.2733010648582894,11551.613469016478,1.2298537397766012,null,0,10.596510610548551,15,null,1,null,1]
["Efficient Exhaust Hood",2.2733010648582894,11551.613469016478,1.2298537397766012,null,0,10.596510610548551,15,null,1,null,1]
["Efficient Exhaust Hood",2.2733010648582894,11551.613469016478,1.2298537397766012,null,0,10.596510610548551,15,null,1,null,1]
["Efficient Exhaust Hood",2.2733010648582894,11551.613469016478,1.2298537397766012,null,0,10.596510610548551,15,null,1,null,1]
["Efficient Exhaust Hood",2.2733010648582894,11551.613469016478,1.2298537397766012,null,0,10.596510610548551,15,null,1,null,1]
["Efficient Exhaust Hood",2.2733010648582894,11551.613469016478,1.2298537397766012,null,0,10.596510610548551,15,null,1,null,1]
["Efficient Exhaust Hood",2.2733010648582894,11551.613469016478,1.2298537397766012,null,0,10.596510610548551,15,null,1,null,1]
["Efficient Exhaust Hood",2.2733010648582894,11551.613469016478,1.2298537397766012,null,0,10.596510610548551,15,null,1,null,1]
["Energy Star Commercial Oven",2.1678234958624998,6645.2566072262589,1.2635865445941363,null,0,10.089947659629354,12,null,1,null,1]
["Energy Star Commercial Oven",2.1678234958624998,6645.2566072262589,1.2635865445941363,null,0,10.089947659629354,12,null,1,null,1]
["Energy Star Commercial Oven",2.1678234958624998,6645.2566072262589,1.2635865445941363,null,0,10.089947659629354,12,null,1,null,1]
["Energy Star Commercial Oven",2.1678234958624998,6645.2566072262589,1.2635865445941363,null,0,10.089947659629354,12,null,1,null,1]
["Energy Star Commercial Oven",2.1678234958624998,6645.2566072262589,1.2635865445941363,null,0,10.089947659629354,12,null,1,null,1]
["Energy Star Commercial Oven",2.1678234958624998,6645.2566072262589,1.2635865445941363,null,0,10.089947659629354,12,null,1,null,1]
["Energy Star Commercial Oven",2.1678234958624998,6645.2566072262589,1.2635865445941363,null,0,10.089947659629354,12,null,1,null,1]
["Energy Star Commercial Oven",2.1678234958624998,6645.2566072262589,1.2635865445941363,null,0,10.089947659629354,12,null,1,null,1]
["Energy Star Commercial Oven",2.1678234958624998,6645.2566072262589,1.2635865445941363,null,0,10.089947659629354,12,null,1,null,1]
["Energy Star Commercial Oven",2.1678234958624998,6645.2566072262589,1.2635865445941363,null,0,10.089947659629354,12,null,1,null,1]
["Energy Star Commercial Oven",2.1678234958624998,6645.2566072262589,1.2635865445941363,null,0,10.089947659629354,12,null,1,null,1]
["Energy Star Commercial Oven",2.1678234958624998,6645.2566072262589,1.2635865445941363,null,0,10.089947659629354,12,null,1,null,1]
["Energy Star Commercial Oven",2.1678234958624998,6645.2566072262589,1.2635865445941363,null,0,10.089947659629354,12,null,1,null,1]
["Energy Star Commercial Oven",2.1678234958624998,6645.2566072262589,1.2635865445941363,null,0,10.089947659629354,12,null,1,null,1]
["Energy Star Commercial Oven",2.1678234958624998,6645.2566072262589,1.2635865445941363,null,0,10.089947659629354,12,null,1,null,1]
["Energy Star Commercial Oven",2.1678234958624998,6645.2566072262589,1.2635865445941363,null,0,10.089947659629354,12,null,1,null,1]
["Energy Star Commercial Oven",2.1678234958624998,6645.2566072262589,1.2635865445941363,null,0,10.089947659629354,12,null,1,null,1]
["Energy Star Commercial Oven",2.1678234958624998,6645.2566072262589,1.2635865445941363,null,0,10.089947659629354,12,null,1,null,1]
["Energy Star Commercial Oven",2.1678234958624998,6645.2566072262589,1.2635865445941363,null,0,10.089947659629354,12,null,1,null,1]
["Energy Star Commercial Oven",2.1678234958624998,6645.2566072262589,1.2635865445941363,null,0,10.089947659629354,12,null,1,null,1]
["Energy Star Commercial Oven",2.1678234958624998,6645.2566072262589,1.2635865445941363,null,0,10.089947659629354,12,null,1,null,1]
["Energy Star Commercial Oven",2.1678234958624998,6645.2566072262589,1.2635865445941363,null,0,10.089947659629354,12,null,1,null,1]
["Energy Star Commercial Oven",2.1678234958624998,6645.2566072262589,1.2635865445941363,null,0,10.089947659629354,12,null,1,null,1]
["Energy Star Commercial Oven",2.1678234958624998,6645.2566072262589,1.2635865445941363,null,0,10.089947659629354,12,null,1,null,1]
["Energy Star Commercial Oven",2.1678234958624998,6645.2566072262589,1.2635865445941363,null,0,10.089947659629354,12,null,1,null,1]
["Energy Star Commercial Oven",2.1678234958624998,6645.2566072262589,1.2635865445941363,null,0,10.089947659629354,12,null,1,null,1]
["Energy Star Fryer",0.1667552376420873,-4810.8977573408174,1.2518802823215198,null,0,146.34459995376383,12,null,0,null,1]
["Energy Star Fryer",0.1667552376420873,-4810.8977573408174,1.2518802823215198,null,0,146.34459995376383,12,null,0,null,1]
["Energy Star Fryer",0.1667552376420873,-4810.8977573408174,1.2518802823215198,null,0,146.34459995376383,12,null,0,null,1]
["Energy Star Fryer",0.1667552376420873,-4810.8977573408174,1.2518802823215198,null,0,146.34459995376383,12,null,0,null,1]
["Energy Star Fryer",0.1667552376420873,-4810.8977573408174,1.2518802823215198,null,0,146.34459995376383,12,null,0,null,1]
["Energy Star Fryer",0.1667552376420873,-4810.8977573408174,1.2518802823215198,null,0,146.34459995376383,12,null,0,null,1]
["Energy Star Fryer",0.1667552376420873,-4810.8977573408174,1.2518802823215198,null,0,146.34459995376383,12,null,0,null,1]
["Energy Star Fryer",0.1667552376420873,-4810.8977573408174,1.2518802823215198,null,0,146.34459995376383,12,null,0,null,1]
["Energy Star Fryer",0.1667552376420873,-4810.8977573408174,1.2518802823215198,null,0,146.34459995376383,12,null,0,null,1]
["Energy Star Fryer",0.1667552376420873,-4810.8977573408174,1.2518802823215198,null,0,146.34459995376383,12,null,0,null,1]
["Energy Star Fryer",0.1667552376420873,-4810.8977573408174,1.2518802823215198,null,0,146.34459995376383,12,null,0,null,1]
["Energy Star Fryer",0.1667552376420873,-4810.8977573408174,1.2518802823215198,null,0,146.34459995376383,12,null,0,null,1]
["Energy Star Fryer",0.1667552376420873,-4810.8977573408174,1.2518802823215198,null,0,146.34459995376383,12,null,0,null,1]
["Energy Star Fryer",0.1667552376420873,-4810.8977573408174,1.2518802823215198,null,0,146.34459995376383,12,null,{"$f":"IF(B75<1.01,0,1)","v":0},null,{"$f":"IF(D75<1.01,0,1)","v":1}]
["Energy Star Fryer",0.1667552376420873,-4810.8977573408174,1.2518802823215198,null,0,146.34459995376383,12,null,0,null,1]
["Energy Star Fryer",0.1667552376420873,-4810.8977573408174,1.2518802823215198,null,0,146.34459995376383,12,null,0,null,1]
["Energy Star Fryer",0.1667552376420873,-4810.8977573408174,1.2518802823215198,null,0,146.34459995376383,12,null,0,null,1]
["Energy Star Fryer",0.1667552376420873,-4810.8977573408174,1.2518802823215198,null,0,146.34459995376383,12,null,0,null,1]
["Energy Star Fryer",0.1667552376420873,-4810.8977573408174,1.2518802823215198,null,0,146.34459995376383,12,null,0,null,1]
["Energy Star Fryer",0.1667552376420873,-4810.8977573408174,1.2518802823215198,null,0,146.34459995376383,12,null,0,null,1]
["Energy Star Fryer",0.1667552376420873,-4810.8977573408174,1.2518802823215198,null,0,146.34459995376383,12,null,0,null,1]
["Energy Star Fryer",0.1667552376420873,-4810.8977573408174,1.2518802823215198,null,0,146.34459995376383,12,null,0,null,1]
["Energy Star Fryer",0.1667552376420873,-4810.8977573408174,1.2518802823215198,null,0,146.34459995376383,12,null,0,null,1]
["Energy Star Fryer",0.1667552376420873,-4810.8977573408174,1.2518802823215198,null,0,146.34459995376383,12,null,0,null,1]
["Energy Star Fryer",0.1667552376420873,-4810.8977573408174,1.2518802823215198,null,0,146.34459995376383,12,null,0,null,1]
["Energy Star Fryer",0.1667552376420873,-4810.8977573408174,1.2518802823215198,null,0,146.34459995376383,12,null,0,null,1]
["Energy Star Griddle",{"$error":"#DIV/0!"},3034.9721758860755,1.2421742186233455,null,0,0,12,null,{"$error":"#DIV/0!"},null,1]
["Energy Star Griddle",{"$error":"#DIV/0!"},3034.9721758860755,1.2421742186233455,null,0,0,12,null,{"$error":"#DIV/0!"},null,1]
["Energy Star Griddle",{"$error":"#DIV/0!"},3034.9721758860755,1.2421742186233455,null,0,0,12,null,{"$error":"#DIV/0!"},null,1]
["Energy Star Griddle",{"$error":"#DIV/0!"},3034.9721758860755,1.2421742186233455,null,0,0,12,null,{"$error":"#DIV/0!"},null,1]
["Energy Star Griddle",{"$error":"#DIV/0!"},3034.9721758860755,1.2421742186233455,null,0,0,12,null,{"$error":"#DIV/0!"},null,1]
["Energy Star Griddle",{"$error":"#DIV/0!"},3034.9721758860755,1.2421742186233455,null,0,0,12,null,{"$error":"#DIV/0!"},null,1]
["Energy Star Griddle",{"$error":"#DIV/0!"},3034.9721758860755,1.2421742186233455,null,0,0,12,null,{"$error":"#DIV/0!"},null,1]
["Energy Star Griddle",{"$error":"#DIV/0!"},3034.9721758860755,1.2421742186233455,null,0,0,12,null,{"$error":"#DIV/0!"},null,1]
["Energy Star Griddle",{"$error":"#DIV/0!"},3034.9721758860755,1.2421742186233455,null,0,0,12,null,{"$error":"#DIV/0!"},null,1]
["Energy Star Griddle",{"$error":"#DIV/0!"},3034.9721758860755,1.2421742186233455,null,0,0,12,null,{"$error":"#DIV/0!"},null,1]
["Energy Star Griddle",{"$error":"#DIV/0!"},3034.9721758860755,1.2421742186233455,null,0,0,12,null,{"$error":"#DIV/0!"},null,1]
["Energy Star Griddle",{"$error":"#DIV/0!"},3034.9721758860755,1.2421742186233455,null,0,0,12,null,{"$error":"#DIV/0!"},null,1]
["Energy Star Griddle",{"$error":"#DIV/0!"},3034.9721758860755,1.2421742186233455,null,0,0,12,null,{"$error":"#DIV/0!"},null,1]
["Energy Star Griddle",{"$error":"#DIV/0!"},3034.9721758860755,1.2421742186233455,null,0,0,12,null,{"$error":"#DIV/0!"},null,1]
["Energy Star Griddle",{"$error":"#DIV/0!"},3034.9721758860755,1.2421742186233455,null,0,0,12,null,{"$error":"#DIV/0!"},null,1]
["Energy Star Griddle",{"$error":"#DIV/0!"},3034.9721758860755,1.2421742186233455,null,0,0,12,null,{"$error":"#DIV/0!"},null,1]
["Energy Star Griddle",{"$error":"#DIV/0!"},3034.9721758860755,1.2421742186233455,null,0,0,12,null,{"$error":"#DIV/0!"},null,1]
["Energy Star Griddle",{"$error":"#DIV/0!"},3034.9721758860755,1.2421742186233455,null,0,0,12,null,{"$error":"#DIV/0!"},null,1]
["Energy Star Griddle",{"$error":"#DIV/0!"},3034.9721758860755,1.2421742186233455,null,0,0,12,null,{"$error":"#DIV/0!"},null,1]
["Energy Star Griddle",{"$error":"#DIV/0!"},3034.9721758860755,1.2421742186233455,null,0,0,12,null,{"$error":"#DIV/0!"},null,1]
["Energy Star Griddle",{"$error":"#DIV/0!"},3034.9721758860755,1.2421742186233455,null,0,0,12,null,{"$error":"#DIV/0!"},null,1]
["Energy Star Griddle",{"$error":"#DIV/0!"},3034.9721758860755,1.2421742186233455,null,0,0,12,null,{"$error":"#DIV/0!"},null,1]
["Energy Star Griddle",{"$error":"#DIV/0!"},3034.9721758860755,1.2421742186233455,null,0,0,12,null,{"$error":"#DIV/0!"},null,1]
["Energy Star Griddle",{"$error":"#DIV/0!"},3034.9721758860755,1.2421742186233455,null,0,0,12,null,{"$error":"#DIV/0!"},null,1]
["Energy Star Griddle",{"$error":"#DIV/0!"},3034.9721758860755,1.2421742186233455,null,0,0,12,null,{"$error":"#DIV/0!"},null,1]
["Energy Star Griddle",{"$error":"#DIV/0!"},3034.9721758860755,1.2421742186233455,null,0,0,12,null,{"$error":"#DIV/0!"},null,1]
["Energy Star Hot Food Holding Cabinet",0.89754261704211935,527.00269997667442,1.2196557787853364,null,0,22.765520807658604,12,null,0,null,1]
["Energy Star Hot Food Holding Cabinet",0.89754261704211935,527.00269997667442,1.2196557787853364,null,0,22.765520807658604,12,null,0,null,1]
["Energy Star Hot Food Holding Cabinet",0.89754261704211935,527.00269997667442,1.2196557787853364,null,0,22.765520807658604,12,null,0,null,1]
["Energy Star Hot Food Holding Cabinet",0.89754261704211935,527.00269997667442,1.2196557787853364,null,0,22.765520807658604,12,null,0,null,1]
["Energy Star Hot Food Holding Cabinet",0.89754261704211935,527.00269997667442,1.2196557787853364,null,0,22.765520807658604,12,null,0,null,1]
["Energy Star Hot Food Holding Cabinet",0.89754261704211935,527.00269997667442,1.2196557787853364,null,0,22.765520807658604,12,null,0,null,1]
["Energy Star Hot Food Holding Cabinet",0.89754261704211935,527.00269997667442,1.2196557787853364,null,0,22.765520807658604,12,null,0,null,1]
["Energy Star Hot Food Holding Cabinet",0.89754261704211935,527.00269997667442,1.2196557787853364,null,0,22.765520807658604,12,null,0,null,1]
["Energy Star Hot Food Holding Cabinet",0.89754261704211935,527.00269997667442,1.2196557787853364,null,0,22.765520807658604,12,null,0,null,1]
["Energy Star Hot Food Holding Cabinet",0.89754261704211935,527.00269997667442,1.2196557787853364,null,0,22.765520807658604,12,null,0,null,1]
["Energy Star Hot Food Holding Cabinet",0.89754261704211935,527.00269997667442,1.2196557787853364,null,0,22.765520807658604,12,null,0,null,1]
["Energy Star Hot Food Holding Cabinet",0.89754261704211935,527.00269997667442,1.2196557787853364,null,0,22.765520807658604,12,null,0,null,1]
["Energy Star Hot Food Holding Cabinet",0.89754261704211935,527.00269997667442,1.2196557787853364,null,0,22.765520807658604,12,null,0,null,1]
["Energy Star Hot Food Holding Cabinet",0.89754261704211935,527.00269997667442,1.2196557787853364,null,0,22.765520807658604,12,null,0,null,1]
["Energy Star Hot Food Holding Cabinet",0.89754261704211935,527.00269997667442,1.2196557787853364,null,0,22.765520807658604,12,null,0,null,1]
["Energy Star Hot Food Holding Cabinet",0.89754261704211935,527.00269997667442,1.2196557787853364,null,0,22.765520807658604,12,null,0,null,1]
["Energy Star Hot Food Holding Cabinet",0.89754261704211935,527.00269997667442,1.2196557787853364,null,0,22.765520807658604,12,null,0,null,1]
["Energy Star Hot Food Holding Cabinet",0.89754261704211935,527.00269997667442,1.2196557787853364,null,0,22.765520807658604,12,null,0,null,1]
["Energy Star Hot Food Holding Cabinet",0.89754261704211935,527.00269997667442,1.2196557787853364,null,0,22.765520807658604,12,null,0,null,1]
["Energy Star Hot Food Holding Cabinet",0.89754261704211935,527.00269997667442,1.2196557787853364,null,0,22.765520807658604,12,null,0,null,1]
["Energy Star Hot Food Holding Cabinet",0.89754261704211935,527.00269997667442,1.2196557787853364,null,0,22.765520807658604,12,null,0,null,1]
["Energy Star Hot Food Holding Cabinet",0.89754261704211935,527.00269997667442,1.2196557787853364,null,0,22.765520807658604,12,null,0,null,1]
["Energy Star Hot Food Holding Cabinet",0.89754261704211935,527.00269997667442,1.2196557787853364,null,0,22.765520807658604,12,null,0,null,1]
["Energy Star Hot Food Holding Cabinet",0.89754261704211935,527.00269997667442,1.2196557787853364,null,0,22.765520807658604,12,null,0,null,1]
["Energy Star Hot Food Holding Cabinet",0.89754261704211935,527.00269997667442,1.2196557787853364,null,0,22.765520807658604,12,null,0,null,1]
["Energy Star Hot Food Holding Cabinet",0.89754261704211935,527.00269997667442,1.2196557787853364,null,0,22.765520807658604,12,null,{"$f":"IF(B139<1.01,0,1)","v":0},null,{"$f":"IF(D139<1.01,0,1)","v":1}]
["Energy Star Steamer",4.7676366312398333,12890.515072510589,1.3002263628794135,null,0,4.796311288309842,12,null,1,null,1]
["Energy Star Steamer",4.7676366312398333,12890.515072510589,1.3002263628794135,null,0,4.796311288309842,12,null,1,null,1]
["Energy Star Steamer",4.7676366312398333,12890.515072510589,1.3002263628794135,null,0,4.796311288309842,12,null,1,null,1]
["Energy Star Steamer",4.7676366312398333,12890.515072510589,1.3002263628794135,null,0,4.796311288309842,12,null,1,null,1]
["Energy Star Steamer",4.7676366312398333,12890.515072510589,1.3002263628794135,null,0,4.796311288309842,12,null,1,null,1]
["Energy Star Steamer",4.7676366312398333,12890.515072510589,1.3002263628794135,null,0,4.796311288309842,12,null,1,null,1]
["Energy Star Steamer",4.7676366312398333,12890.515072510589,1.3002263628794135,null,0,4.796311288309842,12,null,1,null,1]
["Energy Star Steamer",4.7676366312398333,12890.515072510589,1.3002263628794135,null,0,4.796311288309842,12,null,1,null,1]
["Energy Star Steamer",4.7676366312398333,12890.515072510589,1.3002263628794135,null,0,4.796311288309842,12,null,1,null,1]
["Energy Star Steamer",4.7676366312398333,12890.515072510589,1.3002263628794135,null,0,4.796311288309842,12,null,1,null,1]
["Energy Star Steamer",4.7676366312398333,12890.515072510589,1.3002263628794135,null,0,4.796311288309842,12,null,1,null,1]
["Energy Star Steamer",4.7676366312398333,12890.515072510589,1.3002263628794135,null,0,4.796311288309842,12,null,1,null,1]
["Energy Star Steamer",4.7676366312398333,12890.515072510589,1.3002263628794135,null,0,4.796311288309842,12,null,1,null,1]
["Energy Star Steamer",4.7676366312398333,12890.515072510589,1.3002263628794135,null,0,4.796311288309842,12,null,1,null,1]
["Energy Star Steamer",4.7676366312398333,12890.515072510589,1.3002263628794135,null,0,4.796311288309842,12,null,1,null,1]
["Energy Star Steamer",4.7676366312398333,12890.515072510589,1.3002263628794135,null,0,4.796311288309842,12,null,1,null,1]
["Energy Star Steamer",4.7676366312398333,12890.515072510589,1.3002263628794135,null,0,4.796311288309842,12,null,1,null,1]
["Energy Star Steamer",4.7676366312398333,12890.515072510589,1.3002263628794135,null,0,4.796311288309842,12,null,1,null,1]
["Energy Star Steamer",4.7676366312398333,12890.515072510589,1.3002263628794135,null,0,4.796311288309842,12,null,1,null,1]
["Energy Star Steamer",4.7676366312398333,12890.515072510589,1.3002263628794135,null,0,4.796311288309842,12,null,1,null,1]
["Energy Star Steamer",4.7676366312398333,12890.515072510589,1.3002263628794135,null,0,4.796311288309842,12,null,1,null,1]
["Energy Star Steamer",4.7676366312398333,12890.515072510589,1.3002263628794135,null,0,4.796311288309842,12,null,1,null,1]
["Energy Star Steamer",4.7676366312398333,12890.515072510589,1.3002263628794135,null,0,4.796311288309842,12,null,1,null,1]
["Energy Star Steamer",4.7676366312398333,12890.515072510589,1.3002263628794135,null,0,4.796311288309842,12,null,1,null,1]
["Energy Star Steamer",4.7676366312398333,12890.515072510589,1.3002263628794135,null,0,4.796311288309842,12,null,1,null,1]
["Energy Star Steamer",4.7676366312398333,12890.515072510589,1.3002263628794135,null,0,4.796311288309842,12,null,1,null,1]
["Induction Cooktops",0.26431103513918869,-4825.3797815455982,1.11173975062522,null,0,58.845925099027838,10,null,0,null,1]
["Induction Cooktops",0.26431103513918869,-4825.3797815455982,1.11173975062522,null,0,58.845925099027838,10,null,0,null,1]
["Induction Cooktops",0.26431103513918869,-4825.3797815455982,1.11173975062522,null,0,58.845925099027838,10,null,0,null,1]
["Induction Cooktops",0.26431103513918869,-4825.3797815455982,1.11173975062522,null,0,58.845925099027838,10,null,0,null,1]
["Induction Cooktops",0.26431103513918869,-4825.3797815455982,1.11173975062522,null,0,58.845925099027838,10,null,0,null,1]
["Induction Cooktops",0.26431103513918869,-4825.3797815455982,1.11173975062522,null,0,58.845925099027838,10,null,0,null,1]
["Induction Cooktops",0.26431103513918869,-4825.3797815455982,1.11173975062522,null,0,58.845925099027838,10,null,0,null,1]
["Induction Cooktops",0.26431103513918869,-4825.3797815455982,1.11173975062522,null,0,58.845925099027838,10,null,0,null,1]
["Induction Cooktops",0.26431103513918869,-4825.3797815455982,1.11173975062522,null,0,58.845925099027838,10,null,0,null,1]
["Induction Cooktops",0.26431103513918869,-4825.3797815455982,1.11173975062522,null,0,58.845925099027838,10,null,0,null,1]
["Induction Cooktops",0.26431103513918869,-4825.3797815455982,1.11173975062522,null,0,58.845925099027838,10,null,0,null,1]
["Induction Cooktops",0.26431103513918869,-4825.3797815455982,1.11173975062522,null,0,58.845925099027838,10,null,0,null,1]
["Induction Cooktops",0.26431103513918869,-4825.3797815455982,1.11173975062522,null,0,58.845925099027838,10,null,0,null,1]
["Induction Cooktops",0.26431103513918869,-4825.3797815455982,1.11173975062522,null,0,58.845925099027838,10,null,0,null,1]
["Induction Cooktops",0.26431103513918869,-4825.3797815455982,1.11173975062522,null,0,58.845925099027838,10,null,0,null,1]
["Induction Cooktops",0.26431103513918869,-4825.3797815455982,1.11173975062522,null,0,58.845925099027838,10,null,0,null,1]
["Induction Cooktops",0.26431103513918869,-4825.3797815455982,1.11173975062522,null,0,58.845925099027838,10,null,0,null,1]
["Induction Cooktops",0.26431103513918869,-4825.3797815455982,1.11173975062522,null,0,58.845925099027838,10,null,0,null,1]
["Induction Cooktops",0.26431103513918869,-4825.3797815455982,1.11173975062522,null,0,58.845925099027838,10,null,0,null,1]
["Induction Cooktops",0.26431103513918869,-4825.3797815455982,1.11173975062522,null,0,58.845925099027838,10,null,0,null,1]
["Induction Cooktops",0.26431103513918869,-4825.3797815455982,1.11173975062522,null,0,58.845925099027838,10,null,0,null,1]
["Induction Cooktops",0.26431103513918869,-4825.3797815455982,1.11173975062522,null,0,58.845925099027838,10,null,0,null,1]
["Induction Cooktops",0.26431103513918869,-4825.3797815455982,1.11173975062522,null,0,58.845925099027838,10,null,0,null,1]
["Induction Cooktops",0.26431103513918869,-4825.3797815455982,1.11173975062522,null,0,58.845925099027838,10,null,0,null,1]
["Induction Cooktops",0.26431103513918869,-4825.3797815455982,1.11173975062522,null,0,58.845925099027838,10,null,0,null,1]
["Induction Cooktops",0.26431103513918869,-4825.3797815455982,1.11173975062522,null,0,58.845925099027838,10,null,0,null,1]
["Energy Star Commercial Dishwasher",10.781718199657787,27606.880731484205,1.6132892282633966,null,0,6.5372651440067182,15,null,1,null,1]
["Energy Star Commercial Dishwasher",10.781718199657787,27606.880731484205,1.6132892282633966,null,0,6.5372651440067182,15,null,1,null,1]
["Energy Star Commercial Dishwasher",10.781718199657787,27606.880731484205,1.6132892282633966,null,0,6.5372651440067182,15,null,1,null,1]
["Energy Star Commercial Dishwasher",10.781718199657787,27606.880731484205,1.6132892282633966,null,0,6.5372651440067182,15,null,1,null,1]
["Energy Star Commercial Dishwasher",10.781718199657787,27606.880731484205,1.6132892282633966,null,0,6.5372651440067182,15,null,1,null,1]
["Energy Star Commercial Dishwasher",10.781718199657787,27606.880731484205,1.6132892282633966,null,0,6.5372651440067182,15,null,1,null,1]
["Energy Star Commercial Dishwasher",10.781718199657787,27606.880731484205,1.6132892282633966,null,0,6.5372651440067182,15,null,1,null,1]
["Energy Star Commercial Dishwasher",10.781718199657787,27606.880731484205,1.6132892282633966,null,0,6.5372651440067182,15,null,1,null,1]
["Energy Star Commercial Dishwasher",10.781718199657787,27606.880731484205,1.6132892282633966,null,0,6.5372651440067182,15,null,1,null,1]
["Energy Star Commercial Dishwasher",10.781718199657787,27606.880731484205,1.6132892282633966,null,0,6.5372651440067182,15,null,1,null,1]
["Energy Star Commercial Dishwasher",10.781718199657787,27606.880731484205,1.6132892282633966,null,0,6.5372651440067182,15,null,1,null,1]
["Energy Star Commercial Dishwasher",10.781718199657787,27606.880731484205,1.6132892282633966,null,0,6.5372651440067182,15,null,{"$f":"IF(B203<1.01,0,1)","v":1},null,{"$f":"IF(D203<1.01,0,1)","v":1}]
["Energy Star Commercial Dishwasher",10.781718199657787,27606.880731484205,1.6132892282633966,null,0,6.5372651440067182,15,null,1,null,1]
["Energy Star Commercial Dishwasher",10.781718199657787,27606.880731484205,1.6132892282633966,null,0,6.5372651440067182,15,null,1,null,1]
["Energy Star Commercial Dishwasher",10.781718199657787,27606.880731484205,1.6132892282633966,null,0,6.5372651440067182,15,null,1,null,1]
["Energy Star Commercial Dishwasher",10.781718199657787,27606.880731484205,1.6132892282633966,null,0,6.5372651440067182,15,null,1,null,1]
["Energy Star Commercial Dishwasher",10.781718199657787,27606.880731484205,1.6132892282633966,null,0,6.5372651440067182,15,null,1,null,1]
["Energy Star Commercial Dishwasher",10.781718199657787,27606.880731484205,1.6132892282633966,null,0,6.5372651440067182,15,null,1,null,1]
["Energy Star Commercial Dishwasher",10.781718199657787,27606.880731484205,1.6132892282633966,null,0,6.5372651440067182,15,null,1,null,1]
["Energy Star Commercial Dishwasher",10.781718199657787,27606.880731484205,1.6132892282633966,null,0,6.5372651440067182,15,null,1,null,1]
["Energy Star Commercial Dishwasher",10.781718199657787,27606.880731484205,1.6132892282633966,null,0,6.5372651440067182,15,null,1,null,1]
["Energy Star Commercial Dishwasher",10.781718199657787,27606.880731484205,1.6132892282633966,null,0,6.5372651440067182,15,null,1,null,1]
["Energy Star Commercial Dishwasher",10.781718199657787,27606.880731484205,1.6132892282633966,null,0,6.5372651440067182,15,null,1,null,1]
["Energy Star Commercial Dishwasher",10.781718199657787,27606.880731484205,1.6132892282633966,null,0,6.5372651440067182,15,null,1,null,1]
["Energy Star Commercial Dishwasher",10.781718199657787,27606.880731484205,1.6132892282633966,null,0,6.5372651440067182,15,null,1,null,1]
["Energy Star Commercial Dishwasher",10.781718199657787,27606.880731484205,1.6132892282633966,null,0,6.5372651440067182,15,null,1,null,1]
["Heat Pump Water Heater",1.4707301212584003,3015.8128207087998,1.2009238612553124,null,0,11.050629194762184,10,null,1,null,1]
["Heat Pump Water Heater",3.2431112129558737,139404.44085729518,0.82223803852189437,null,0,4.6294510428303637,10,null,1,null,0]
["Heat Pump Water Heater",3.0511424016955044,13659.884112033205,0.7454205428339612,null,0,4.1353411462021601,10,null,1,null,0]
["Heat Pump Water Heater",1.9610492966065542,4982.8446163053668,1.2009702830681588,null,0,8.2879718960716406,10,null,1,null,1]
["Heat Pump Water Heater",3.7914657672746417,251780.6056927084,0.82223856265626249,null,0,3.959902338288781,10,null,1,null,0]
["Heat Pump Water Heater",4.7065137637600101,399955.56679115369,1.2009691225228374,null,0,3.4533216233631836,10,null,1,null,1]
["Heat Pump Water Heater",4.881820262553271,70760.95235670502,0.74541938539727581,null,0,2.5845882163763507,10,null,1,null,0]
["Heat Pump Water Heater",4.412355232245095,296360.07188576413,1.200968735674397,null,0,3.683543064920729,10,null,1,null,1]
["Heat Pump Water Heater",4.0855004175314837,40519.947191671483,1.2009647124506171,null,0,3.9782265101143865,10,null,1,null,1]
["Heat Pump Water Heater",2.5426376184784254,21804.712664695046,0.74542609853004971,null,0,4.9624093754425926,10,null,1,null,0]
["Heat Pump Water Heater",3.0206450009736896,40483.297335756186,0.74542400345273674,null,0,4.1771122688910722,10,null,1,null,0]
["Heat Pump Water Heater",0.6127962828501986,-426.43893030312336,1.2008819914783813,null,0,26.520928786798308,10,null,0,null,1]
["Heat Pump Water Heater",2.9415739449098322,8916.9082074985035,1.2009702830681583,null,0,5.525314597381092,10,null,1,null,1]
["Heat Pump Water Heater",1.4707301212584003,3015.8128207087998,1.2009238612553124,null,0,11.050629194762184,10,null,1,null,1]
["Heat Pump Water Heater",3.2431112129558737,139404.44085729518,0.82223803852189437,null,0,4.6294510428303637,10,null,1,null,0]
["Heat Pump Water Heater",3.0511424016955044,13659.884112033205,0.7454205428339612,null,0,4.1353411462021601,10,null,1,null,0]
["Heat Pump Water Heater",1.9610492966065542,4982.8446163053668,1.2009702830681588,null,0,8.2879718960716406,10,null,1,null,1]
["Heat Pump Water Heater",3.7914657672746417,251780.6056927084,0.82223856265626249,null,0,3.959902338288781,10,null,1,null,0]
["Heat Pump Water Heater",4.7065137637600101,399955.56679115369,1.2009691225228374,null,0,3.4533216233631836,10,null,1,null,1]
["Heat Pump Water Heater",4.881820262553271,70760.95235670502,0.74541938539727581,null,0,2.5845882163763507,10,null,1,null,0]
["Heat Pump Water Heater",4.412355232245095,296360.07188576413,1.200968735674397,null,0,3.683543064920729,10,null,1,null,1]
["Heat Pump Water Heater",4.0855004175314837,40519.947191671483,1.2009647124506171,null,0,3.9782265101143865,10,null,1,null,1]
["Heat Pump Water Heater",2.5426376184784254,21804.712664695046,0.74542609853004971,null,0,4.9624093754425926,10,null,1,null,0]
["Heat Pump Water Heater",3.0206450009736896,40483.297335756186,0.74542400345273674,null,0,4.1771122688910722,10,null,1,null,0]
["Heat Pump Water Heater",0.6127962828501986,-426.43893030312336,1.2008819914783813,null,0,26.520928786798308,10,null,0,null,1]
["Heat Pump Water Heater",2.9415739449098322,8916.9082074985035,1.2009702830681583,null,0,5.525314597381092,10,null,1,null,1]
["Instantaneous Hot Water System",7.4778982139530187E-2,-7714.8343003632363,1.550105089601604,null,0,502.15048111700901,20,null,0,null,1]
["Instantaneous Hot Water System",0.18041145725426289,-63108.032678837466,1.1674310420163987,null,0,171.36923372768598,20,null,0,null,1]
["Instantaneous Hot Water System",0.14844971136873364,-6957.3055588209236,1.6116671809749887,null,0,261.15901818175524,20,null,0,null,1]
["Instantaneous Hot Water System",9.9730521781678211E-2,-7449.9204277997414,1.5504970612659719,null,0,376.6128608377565,20,null,0,null,1]
["Instantaneous Hot Water System",0.21091237521610939,-89085.451717100455,1.1674120306784637,null,0,146.58442719682228,20,null,0,null,1]
["Instantaneous Hot Water System",0.23927459001763662,-149160.06853610469,1.5499874981022939,null,0,156.92202534906582,20,null,0,null,1]
["Instantaneous Hot Water System",0.23748928347520798,-18077.83002984375,1.6114618903650928,null,0,163.22438636359729,20,null,0,null,1]
["Instantaneous Hot Water System",0.22432181906120743,-122507.0212996456,1.5500005638244385,null,0,167.38349370566993,20,null,0,null,1]
["Instantaneous Hot Water System",0.20770258665715824,-18905.880940073825,1.549979658669006,null,0,180.77417320212348,20,null,0,null,1]
["Instantaneous Hot Water System",0.12370809280727782,-14432.03457071945,1.6116671809749892,null,0,313.39082181810693,20,null,0,null,1]
["Instantaneous Hot Water System",0.14693798501175728,-20918.484787239751,1.6113685764515029,null,0,263.79698806237906,20,null,0,null,1]
["Instantaneous Hot Water System",3.1171105708949074E-2,-8178.4263194350369,1.5507276257583309,null,0,1205.1347407686994,20,null,0,null,1]
["Instantaneous Hot Water System",0.14955796427906037,-6920.0926826727591,1.550105089601604,null,0,251.0752405585045,20,null,0,null,1]
["Instantaneous Hot Water System",7.4778982139530187E-2,-7714.8343003632363,1.550105089601604,null,0,502.15048111700901,20,null,0,null,1]
["Instantaneous Hot Water System",0.18041145725426289,-63108.032678837466,1.1674310420163987,null,0,171.36923372768598,20,null,0,null,1]
["Instantaneous Hot Water System",0.14844971136873364,-6957.3055588209236,1.6116671809749887,null,0,261.15901818175524,20,null,0,null,1]
["Instantaneous Hot Water System",9.9730521781678211E-2,-7449.9204277997414,1.5504970612659719,null,0,376.6128608377565,20,null,0,null,1]
["Instantaneous Hot Water System",0.21091237521610939,-89085.451717100455,1.1674120306784637,null,0,146.58442719682228,20,null,0,null,1]
["Instantaneous Hot Water System",0.23927459001763662,-149160.06853610469,1.5499874981022939,null,0,156.92202534906582,20,null,0,null,1]
["Instantaneous Hot Water System",0.23748928347520798,-18077.83002984375,1.6114618903650928,null,0,163.22438636359729,20,null,0,null,1]
["Instantaneous Hot Water System",0.22432181906120743,-122507.0212996456,1.5500005638244385,null,0,167.38349370566993,20,null,0,null,1]
["Instantaneous Hot Water System",0.20770258665715824,-18905.880940073825,1.549979658669006,null,0,180.77417320212348,20,null,0,null,1]
["Instantaneous Hot Water System",0.12370809280727782,-14432.03457071945,1.6116671809749892,null,0,313.39082181810693,20,null,0,null,1]
["Instantaneous Hot Water System",0.14693798501175728,-20918.484787239751,1.6113685764515029,null,0,263.79698806237906,20,null,{"$f":"IF(B267<1.01,0,1)","v":0},null,{"$f":"IF(D267<1.01,0,1)","v":1}]
["Instantaneous Hot Water System",3.1171105708949074E-2,-8178.4263194350369,1.5507276257583309,null,0,1205.1347407686994,20,null,0,null,1]
["Instantaneous Hot Water System",0.14955796427906037,-6920.0926826727591,1.550105089601604,null,0,251.0752405585045,20,null,0,null,1]
["Solar Water Heater",0.32648462686005236,-11175.302197376299,1.6085433704507295,null,0,191.97792997987023,15,null,0,null,1]
["Solar Water Heater",0.75088870406588593,-4724.6020101288523,1.6084878089624619,null,0,83.468665208639209,15,null,0,null,1]
["Solar Water Heater",0.65294331600787026,-2942.3468155582882,1.6084794747392213,null,0,95.988964989935113,15,null,0,null,1]
["Solar Water Heater",0.43528689810116855,-8430.9837367703003,1.608447526883467,null,0,143.98344748490268,15,null,0,null,1]
["Solar Water Heater",0.87784976030234807,40938.670045411782,1.60848633956773,null,0,71.396750818959987,15,null,0,null,1]
["Solar Water Heater",1.0447134556465498,173429.99106558302,1.6084858643103717,null,0,59.993103118709449,15,null,1,null,1]
["Solar Water Heater",1.0447093056125925,20811.598927869964,1.6084794747392215,null,0,59.993103118709442,15,null,1,null,1]
["Solar Water Heater",0.97941886466864048,105812.17132519427,1.6084858643103725,null,0,63.992643326623408,15,null,0,null,1]
["Solar Water Heater",0.90686715766161041,10383.188777567135,1.6084820305676819,null,0,69.112054792753284,15,null,0,null,1]
["Solar Water Heater",0.54411510705451949,-11373.330552328585,1.6084666955969193,null,0,115.18675798792209,15,null,0,null,1]
["Solar Water Heater",0.64641345055258759,-9321.0177695839593,1.6084783990538423,null,0,96.958550494883937,15,null,0,null,1]
["Solar Water Heater",0.13603150182376239,-15977.784316629668,1.6084636639606542,null,0,460.73693360793823,15,null,0,null,1]
["Solar Water Heater",0.65294331600787026,-2942.3468155582882,1.6084794747392213,null,0,95.988964989935113,15,null,0,null,1]
["Solar Water Heater",0.32648462686005236,-11175.302197376299,1.6085433704507295,null,0,191.97792997987023,15,null,0,null,1]
["Solar Water Heater",0.75088870406588593,-4724.6020101288523,1.6084878089624619,null,0,83.468665208639209,15,null,0,null,1]
["Solar Water Heater",0.65294331600787026,-2942.3468155582882,1.6084794747392213,null,0,95.988964989935113,15,null,0,null,1]
["Solar Water Heater",0.43528689810116855,-8430.9837367703003,1.608447526883467,null,0,143.98344748490268,15,null,0,null,1]
["Solar Water Heater",0.87784976030234807,40938.670045411782,1.60848633956773,null,0,71.396750818959987,15,null,0,null,1]
["Solar Water Heater",1.0447134556465498,173429.99106558302,1.6084858643103717,null,0,59.993103118709449,15,null,1,null,1]
["Solar Water Heater",1.0447093056125925,20811.598927869964,1.6084794747392215,null,0,59.993103118709442,15,null,1,null,1]
["Solar Water Heater",0.97941886466864048,105812.17132519427,1.6084858643103725,null,0,63.992643326623408,15,null,0,null,1]
["Solar Water Heater",0.90686715766161041,10383.188777567135,1.6084820305676819,null,0,69.112054792753284,15,null,0,null,1]
["Solar Water Heater",0.54411510705451949,-11373.330552328585,1.6084666955969193,null,0,115.18675798792209,15,null,0,null,1]
["Solar Water Heater",0.64641345055258759,-9321.0177695839593,1.6084783990538423,null,0,96.958550494883937,15,null,0,null,1]
["Solar Water Heater",0.13603150182376239,-15977.784316629668,1.6084636639606542,null,0,460.73693360793823,15,null,0,null,1]
["Solar Water Heater",0.65294331600787026,-2942.3468155582882,1.6084794747392213,null,0,95.988964989935113,15,null,0,null,1]
["CFL - 15W Flood",9.105000542764639,128.60436863265986,1.8228362478562599,null,0,0,7.8,null,1,null,1]
["CFL - 15W Flood",9.105000542764639,128.60436863265986,1.8228362478562599,null,0,0,7.8,null,1,null,1]
["CFL - 15W Flood",9.105000542764639,128.60436863265986,1.8228362478562599,null,0,0,7.8,null,1,null,1]
["CFL - 15W Flood",9.105000542764639,128.60436863265986,1.8228362478562599,null,0,0,7.8,null,1,null,1]
["CFL - 15W Flood",9.105000542764639,128.60436863265986,1.8228362478562599,null,0,0,7.8,null,1,null,1]
["CFL - 15W Flood",9.105000542764639,128.60436863265986,1.8228362478562599,null,0,0,7.8,null,1,null,1]
["CFL - 15W Flood",9.105000542764639,128.60436863265986,1.8228362478562599,null,0,0,7.8,null,1,null,1]
["CFL - 15W Flood",9.105000542764639,128.60436863265986,1.8228362478562599,null,0,0,7.8,null,1,null,1]
["CFL - 15W Flood",9.105000542764639,128.60436863265986,1.8228362478562599,null,0,0,7.8,null,1,null,1]
["CFL - 15W Flood",9.105000542764639,128.60436863265986,1.8228362478562599,null,0,0,7.8,null,1,null,1]
["CFL - 15W Flood",9.105000542764639,128.60436863265986,1.8228362478562599,null,0,0,7.8,null,1,null,1]
["CFL - 15W Flood",9.105000542764639,128.60436863265986,1.8228362478562599,null,0,0,7.8,null,1,null,1]
["CFL - 15W Flood",9.105000542764639,128.60436863265986,1.8228362478562599,null,0,0,7.8,null,1,null,1]
["CFL - 15W Flood",9.105000542764639,128.60436863265986,1.8228362478562599,null,0,0,7.8,null,1,null,1]
["CFL - 15W Flood",9.105000542764639,128.60436863265986,1.8228362478562599,null,0,0,7.8,null,1,null,1]
["CFL - 15W Flood",9.105000542764639,128.60436863265986,1.8228362478562599,null,0,0,7.8,null,1,null,1]
["CFL - 15W Flood",9.105000542764639,128.60436863265986,1.8228362478562599,null,0,0,7.8,null,1,null,1]
["CFL - 15W Flood",9.105000542764639,128.60436863265986,1.8228362478562599,null,0,0,7.8,null,1,null,1]
["CFL - 15W Flood",9.105000542764639,128.60436863265986,1.8228362478562599,null,0,0,7.8,null,1,null,1]
["CFL - 15W Flood",9.105000542764639,128.60436863265986,1.8228362478562599,null,0,0,7.8,null,1,null,1]
["CFL - 15W Flood",9.105000542764639,128.60436863265986,1.8228362478562599,null,0,0,7.8,null,1,null,1]
["CFL - 15W Flood",9.105000542764639,128.60436863265986,1.8228362478562599,null,0,0,7.8,null,1,null,1]
["CFL - 15W Flood",9.105000542764639,128.60436863265986,1.8228362478562599,null,0,0,7.8,null,1,null,1]
["CFL - 15W Flood",9.105000542764639,128.60436863265986,1.8228362478562599,null,0,0,7.8,null,1,null,1]
["CFL - 15W Flood",9.105000542764639,128.60436863265986,1.8228362478562599,null,0,0,7.8,null,1,null,1]
["CFL - 15W Flood",9.105000542764639,128.60436863265986,1.8228362478562599,null,0,0,7.8,null,1,null,1]
["High Efficiency HID Lighting",0.77993498074585932,2.575328027330329,2.0685875881623419,null,0,0,13,null,0,null,1]
["High Efficiency HID Lighting",0.77993498074585932,2.575328027330329,2.0685875881623419,null,0,0,13,null,0,null,1]
["High Efficiency HID Lighting",0.77993498074585932,2.575328027330329,2.0685875881623419,null,0,0,13,null,0,null,1]
["High Efficiency HID Lighting",0.77993498074585932,2.575328027330329,2.0685875881623419,null,0,0,13,null,0,null,1]
["High Efficiency HID Lighting",0.77993498074585932,2.575328027330329,2.0685875881623419,null,0,0,13,null,0,null,1]
["High Efficiency HID Lighting",0.77993498074585932,2.575328027330329,2.0685875881623419,null,0,0,13,null,0,null,1]
["High Efficiency HID Lighting",0.77993498074585932,2.575328027330329,2.0685875881623419,null,0,0,13,null,0,null,1]
["High Efficiency HID Lighting",0.77993498074585932,2.575328027330329,2.0685875881623419,null,0,0,13,null,0,null,1]
["High Efficiency HID Lighting",0.77993498074585932,2.575328027330329,2.0685875881623419,null,0,0,13,null,0,null,1]
["High Efficiency HID Lighting",0.77993498074585932,2.575328027330329,2.0685875881623419,null,0,0,13,null,{"$f":"IF(B331<1.01,0,1)","v":0},null,{"$f":"IF(D331<1.01,0,1)","v":1}]
["High Efficiency HID Lighting",0.77993498074585932,2.575328027330329,2.0685875881623419,null,0,0,13,null,0,null,1]
["High Efficiency HID Lighting",0.77993498074585932,2.575328027330329,2.0685875881623419,null,0,0,13,null,0,null,1]
["High Efficiency HID Lighting",0.77993498074585932,2.575328027330329,2.0685875881623419,null,0,0,13,null,0,null,1]
["High Efficiency HID Lighting",0.77993498074585932,2.575328027330329,2.0685875881623419,null,0,0,13,null,0,null,1]
["High Efficiency HID Lighting",0.77993498074585932,2.575328027330329,2.0685875881623419,null,0,0,13,null,0,null,1]
["High Efficiency HID Lighting",0.77993498074585932,2.575328027330329,2.0685875881623419,null,0,0,13,null,0,null,1]
["High Efficiency HID Lighting",0.77993498074585932,2.575328027330329,2.0685875881623419,null,0,0,13,null,0,null,1]
["High Efficiency HID Lighting",0.77993498074585932,2.575328027330329,2.0685875881623419,null,0,0,13,null,0,null,1]
["High Efficiency HID Lighting",0.77993498074585932,2.575328027330329,2.0685875881623419,null,0,0,13,null,0,null,1]
["High Efficiency HID Lighting",0.77993498074585932,2.575328027330329,2.0685875881623419,null,0,0,13,null,0,null,1]
["High Efficiency HID Lighting",0.77993498074585932,2.575328027330329,2.0685875881623419,null,0,0,13,null,0,null,1]
["High Efficiency HID Lighting",0.77993498074585932,2.575328027330329,2.0685875881623419,null,0,0,13,null,0,null,1]
["High Efficiency HID Lighting",0.77993498074585932,2.575328027330329,2.0685875881623419,null,0,0,13,null,0,null,1]
["High Efficiency HID Lighting",0.77993498074585932,2.575328027330329,2.0685875881623419,null,0,0,13,null,0,null,1]
["High Efficiency HID Lighting",0.77993498074585932,2.575328027330329,2.0685875881623419,null,0,0,13,null,0,null,1]
["High Efficiency HID Lighting",0.77993498074585932,2.575328027330329,2.0685875881623419,null,0,0,13,null,0,null,1]
["LED - 9W Flood",26.071296102569413,286.64354305055508,2.1666577140925956,null,0,0,15,null,1,null,1]
["LED - 9W Flood",26.071296102569413,286.64354305055508,2.1666577140925956,null,0,0,15,null,1,null,1]
["LED - 9W Flood",26.071296102569413,286.64354305055508,2.1666577140925956,null,0,0,15,null,1,null,1]
["LED - 9W Flood",26.071296102569413,286.64354305055508,2.1666577140925956,null,0,0,15,null,1,null,1]
["LED - 9W Flood",26.071296102569413,286.64354305055508,2.1666577140925956,null,0,0,15,null,1,null,1]
["LED - 9W Flood",26.071296102569413,286.64354305055508,2.1666577140925956,null,0,0,15,null,1,null,1]
["LED - 9W Flood",26.071296102569413,286.64354305055508,2.1666577140925956,null,0,0,15,null,1,null,1]
["LED - 9W Flood",26.071296102569413,286.64354305055508,2.1666577140925956,null,0,0,15,null,1,null,1]
["LED - 9W Flood",26.071296102569413,286.64354305055508,2.1666577140925956,null,0,0,15,null,1,null,1]
["LED - 9W Flood",26.071296102569413,286.64354305055508,2.1666577140925956,null,0,0,15,null,1,null,1]
["LED - 9W Flood",26.071296102569413,286.64354305055508,2.1666577140925956,null,0,0,15,null,1,null,1]
["LED - 9W Flood",26.071296102569413,286.64354305055508,2.1666577140925956,null,0,0,15,null,1,null,1]
["LED - 9W Flood",26.071296102569413,286.64354305055508,2.1666577140925956,null,0,0,15,null,1,null,1]
["LED - 9W Flood",26.071296102569413,286.64354305055508,2.1666577140925956,null,0,0,15,null,1,null,1]
["LED - 9W Flood",26.071296102569413,286.64354305055508,2.1666577140925956,null,0,0,15,null,1,null,1]
["LED - 9W Flood",26.071296102569413,286.64354305055508,2.1666577140925956,null,0,0,15,null,1,null,1]
["LED - 9W Flood",26.071296102569413,286.64354305055508,2.1666577140925956,null,0,0,15,null,1,null,1]
["LED - 9W Flood",26.071296102569413,286.64354305055508,2.1666577140925956,null,0,0,15,null,1,null,1]
["LED - 9W Flood",26.071296102569413,286.64354305055508,2.1666577140925956,null,0,0,15,null,1,null,1]
["LED - 9W Flood",26.071296102569413,286.64354305055508,2.1666577140925956,null,0,0,15,null,1,null,1]
["LED - 9W Flood",26.071296102569413,286.64354305055508,2.1666577140925956,null,0,0,15,null,1,null,1]
["LED - 9W Flood",26.071296102569413,286.64354305055508,2.1666577140925956,null,0,0,15,null,1,null,1]
["LED - 9W Flood",26.071296102569413,286.64354305055508,2.1666577140925956,null,0,0,15,null,1,null,1]
["LED - 9W Flood",26.071296102569413,286.64354305055508,2.1666577140925956,null,0,0,15,null,1,null,1]
["LED - 9W Flood",26.071296102569413,286.64354305055508,2.1666577140925956,null,0,0,15,null,1,null,1]
["LED - 9W Flood",26.071296102569413,286.64354305055508,2.1666577140925956,null,0,0,15,null,1,null,1]
["LED Display Lighting (Exterior)",3.9261243661399905,395.88586654570003,2.1666577140925929,null,0,0,15,null,1,null,1]
["LED Display Lighting (Exterior)",3.9261243661399905,395.88586654570003,2.1666577140925929,null,0,0,15,null,1,null,1]
["LED Display Lighting (Exterior)",3.9261243661399905,395.88586654570003,2.1666577140925929,null,0,0,15,null,1,null,1]
["LED Display Lighting (Exterior)",3.9261243661399905,395.88586654570003,2.1666577140925929,null,0,0,15,null,1,null,1]
["LED Display Lighting (Exterior)",3.9261243661399905,395.88586654570003,2.1666577140925929,null,0,0,15,null,1,null,1]
["LED Display Lighting (Exterior)",3.9261243661399905,395.88586654570003,2.1666577140925929,null,0,0,15,null,1,null,1]
["LED Display Lighting (Exterior)",3.9261243661399905,395.88586654570003,2.1666577140925929,null,0,0,15,null,1,null,1]
["LED Display Lighting (Exterior)",3.9261243661399905,395.88586654570003,2.1666577140925929,null,0,0,15,null,1,null,1]
["LED Display Lighting (Exterior)",3.9261243661399905,395.88586654570003,2.1666577140925929,null,0,0,15,null,1,null,1]
["LED Display Lighting (Exterior)",3.9261243661399905,395.88586654570003,2.1666577140925929,null,0,0,15,null,1,null,1]
["LED Display Lighting (Exterior)",3.9261243661399905,395.88586654570003,2.1666577140925929,null,0,0,15,null,1,null,1]
["LED Display Lighting (Exterior)",3.9261243661399905,395.88586654570003,2.1666577140925929,null,0,0,15,null,1,null,1]
["LED Display Lighting (Exterior)",3.9261243661399905,395.88586654570003,2.1666577140925929,null,0,0,15,null,1,null,1]
["LED Display Lighting (Exterior)",3.9261243661399905,395.88586654570003,2.1666577140925929,null,0,0,15,null,1,null,1]
["LED Display Lighting (Exterior)",3.9261243661399905,395.88586654570003,2.1666577140925929,null,0,0,15,null,1,null,1]
["LED Display Lighting (Exterior)",3.9261243661399905,395.88586654570003,2.1666577140925929,null,0,0,15,null,1,null,1]
["LED Display Lighting (Exterior)",3.9261243661399905,395.88586654570003,2.1666577140925929,null,0,0,15,null,1,null,1]
["LED Display Lighting (Exterior)",3.9261243661399905,395.88586654570003,2.1666577140925929,null,0,0,15,null,1,null,1]
["LED Display Lighting (Exterior)",3.9261243661399905,395.88586654570003,2.1666577140925929,null,0,0,15,null,1,null,1]
["LED Display Lighting (Exterior)",3.9261243661399905,395.88586654570003,2.1666577140925929,null,0,0,15,null,1,null,1]
["LED Display Lighting (Exterior)",3.9261243661399905,395.88586654570003,2.1666577140925929,null,0,0,15,null,1,null,1]
["LED Display Lighting (Exterior)",3.9261243661399905,395.88586654570003,2.1666577140925929,null,0,0,15,null,{"$f":"IF(B395<1.01,0,1)","v":1},null,{"$f":"IF(D395<1.01,0,1)","v":1}]
["LED Display Lighting (Exterior)",3.9261243661399905,395.88586654570003,2.1666577140925929,null,0,0,15,null,1,null,1]
["LED Display Lighting (Exterior)",3.9261243661399905,395.88586654570003,2.1666577140925929,null,0,0,15,null,1,null,1]
["LED Display Lighting (Exterior)",3.9261243661399905,395.88586654570003,2.1666577140925929,null,0,0,15,null,1,null,1]
["LED Display Lighting (Exterior)",3.9261243661399905,395.88586654570003,2.1666577140925929,null,0,0,15,null,1,null,1]
["LED Exterior Lighting",0.82887557096132647,55.712198970460236,2.0685875881623423,null,0,0,13,null,0,null,1]
["LED Exterior Lighting",0.82887557096132647,55.712198970460236,2.0685875881623423,null,0,0,13,null,0,null,1]
["LED Exterior Lighting",0.82887557096132647,55.712198970460236,2.0685875881623423,null,0,0,13,null,0,null,1]
["LED Exterior Lighting",0.82887557096132647,55.712198970460236,2.0685875881623423,null,0,0,13,null,0,null,1]
["LED Exterior Lighting",0.82887557096132647,55.712198970460236,2.0685875881623423,null,0,0,13,null,0,null,1]
["LED Exterior Lighting",0.82887557096132647,55.712198970460236,2.0685875881623423,null,0,0,13,null,0,null,1]
["LED Exterior Lighting",0.82887557096132647,55.712198970460236,2.0685875881623423,null,0,0,13,null,0,null,1]
["LED Exterior Lighting",0.82887557096132647,55.712198970460236,2.0685875881623423,null,0,0,13,null,0,null,1]
["LED Exterior Lighting",0.82887557096132647,55.712198970460236,2.0685875881623423,null,0,0,13,null,0,null,1]
["LED Exterior Lighting",0.82887557096132647,55.712198970460236,2.0685875881623423,null,0,0,13,null,0,null,1]
["LED Exterior Lighting",0.82887557096132647,55.712198970460236,2.0685875881623423,null,0,0,13,null,0,null,1]
["LED Exterior Lighting",0.82887557096132647,55.712198970460236,2.0685875881623423,null,0,0,13,null,0,null,1]
["LED Exterior Lighting",0.82887557096132647,55.712198970460236,2.0685875881623423,null,0,0,13,null,0,null,1]
["LED Exterior Lighting",0.82887557096132647,55.712198970460236,2.0685875881623423,null,0,0,13,null,0,null,1]
["LED Exterior Lighting",0.82887557096132647,55.712198970460236,2.0685875881623423,null,0,0,13,null,0,null,1]
["LED Exterior Lighting",0.82887557096132647,55.712198970460236,2.0685875881623423,null,0,0,13,null,0,null,1]
["LED Exterior Lighting",0.82887557096132647,55.712198970460236,2.0685875881623423,null,0,0,13,null,0,null,1]
["LED Exterior Lighting",0.82887557096132647,55.712198970460236,2.0685875881623423,null,0,0,13,null,0,null,1]
["LED Exterior Lighting",0.82887557096132647,55.712198970460236,2.0685875881623423,null,0,0,13,null,0,null,1]
["LED Exterior Lighting",0.82887557096132647,55.712198970460236,2.0685875881623423,null,0,0,13,null,0,null,1]
["LED Exterior Lighting",0.82887557096132647,55.712198970460236,2.0685875881623423,null,0,0,13,null,0,null,1]
["LED Exterior Lighting",0.82887557096132647,55.712198970460236,2.0685875881623423,null,0,0,13,null,0,null,1]
["LED Exterior Lighting",0.82887557096132647,55.712198970460236,2.0685875881623423,null,0,0,13,null,0,null,1]
["LED Exterior Lighting",0.82887557096132647,55.712198970460236,2.0685875881623423,null,0,0,13,null,0,null,1]
["LED Exterior Lighting",0.82887557096132647,55.712198970460236,2.0685875881623423,null,0,0,13,null,0,null,1]
["LED Exterior Lighting",0.82887557096132647,55.712198970460236,2.0685875881623423,null,0,0,13,null,0,null,1]
["LED Parking Lighting",9.1602135027217351,4728.8050217098953,2.3078514821213068,null,0,0,18,null,1,null,1]
["LED Parking Lighting",9.1602135027217351,4728.8050217098953,2.3078514821213068,null,0,0,18,null,1,null,1]
["LED Parking Lighting",9.1602135027217351,4728.8050217098953,2.3078514821213068,null,0,0,18,null,1,null,1]
["LED Parking Lighting",9.1602135027217351,4728.8050217098953,2.3078514821213068,null,0,0,18,null,1,null,1]
["LED Parking Lighting",9.1602135027217351,4728.8050217098953,2.3078514821213068,null,0,0,18,null,1,null,1]
["LED Parking Lighting",9.1602135027217351,4728.8050217098953,2.3078514821213068,null,0,0,18,null,1,null,1]
["LED Parking Lighting",9.1602135027217351,4728.8050217098953,2.3078514821213068,null,0,0,18,null,1,null,1]
["LED Parking Lighting",9.1602135027217351,4728.8050217098953,2.3078514821213068,null,0,0,18,null,1,null,1]
["LED Parking Lighting",9.1602135027217351,4728.8050217098953,2.3078514821213068,null,0,0,18,null,1,null,1]
["LED Parking Lighting",9.1602135027217351,4728.8050217098953,2.3078514821213068,null,0,0,18,null,1,null,1]
["LED Parking Lighting",9.1602135027217351,4728.8050217098953,2.3078514821213068,null,0,0,18,null,1,null,1]
["LED Parking Lighting",9.1602135027217351,4728.8050217098953,2.3078514821213068,null,0,0,18,null,1,null,1]
["LED Parking Lighting",9.1602135027217351,4728.8050217098953,2.3078514821213068,null,0,0,18,null,1,null,1]
["LED Parking Lighting",9.1602135027217351,4728.8050217098953,2.3078514821213068,null,0,0,18,null,1,null,1]
["LED Parking Lighting",9.1602135027217351,4728.8050217098953,2.3078514821213068,null,0,0,18,null,1,null,1]
["LED Parking Lighting",9.1602135027217351,4728.8050217098953,2.3078514821213068,null,0,0,18,null,1,null,1]
["LED Parking Lighting",9.1602135027217351,4728.8050217098953,2.3078514821213068,null,0,0,18,null,1,null,1]
["LED Parking Lighting",9.1602135027217351,4728.8050217098953,2.3078514821213068,null,0,0,18,null,1,null,1]
["LED Parking Lighting",9.1602135027217351,4728.8050217098953,2.3078514821213068,null,0,0,18,null,1,null,1]
["LED Parking Lighting",9.1602135027217351,4728.8050217098953,2.3078514821213068,null,0,0,18,null,1,null,1]
["LED Parking Lighting",9.1602135027217351,4728.8050217098953,2.3078514821213068,null,0,0,18,null,1,null,1]
["LED Parking Lighting",9.1602135027217351,4728.8050217098953,2.3078514821213068,null,0,0,18,null,1,null,1]
["LED Parking Lighting",9.1602135027217351,4728.8050217098953,2.3078514821213068,null,0,0,18,null,1,null,1]
["LED Parking Lighting",9.1602135027217351,4728.8050217098953,2.3078514821213068,null,0,0,18,null,1,null,1]
["LED Parking Lighting",9.1602135027217351,4728.8050217098953,2.3078514821213068,null,0,0,18,null,1,null,1]
["LED Parking Lighting",9.1602135027217351,4728.8050217098953,2.3078514821213068,null,0,0,18,null,1,null,1]
["LED Street Lights",3.1137830567530855,1917.7464689691069,2.3078514821213063,null,0,0,18,null,1,null,1]
["LED Street Lights",3.1137830567530855,1917.7464689691069,2.3078514821213063,null,0,0,18,null,1,null,1]
["LED Street Lights",3.1137830567530855,1917.7464689691069,2.3078514821213063,null,0,0,18,null,1,null,1]
["LED Street Lights",3.1137830567530855,1917.7464689691069,2.3078514821213063,null,0,0,18,null,1,null,1]
["LED Street Lights",3.1137830567530855,1917.7464689691069,2.3078514821213063,null,0,0,18,null,1,null,1]
["LED Street Lights",3.1137830567530855,1917.7464689691069,2.3078514821213063,null,0,0,18,null,1,null,1]
["LED Street Lights",3.1137830567530855,1917.7464689691069,2.3078514821213063,null,0,0,18,null,1,null,1]
["LED Street Lights",3.1137830567530855,1917.7464689691069,2.3078514821213063,null,0,0,18,null,{"$f":"IF(B459<1.01,0,1)","v":1},null,{"$f":"IF(D459<1.01,0,1)","v":1}]
["LED Street Lights",3.1137830567530855,1917.7464689691069,2.3078514821213063,null,0,0,18,null,1,null,1]
["LED Street Lights",3.1137830567530855,1917.7464689691069,2.3078514821213063,null,0,0,18,null,1,null,1]
["LED Street Lights",3.1137830567530855,1917.7464689691069,2.3078514821213063,null,0,0,18,null,1,null,1]
["LED Street Lights",3.1137830567530855,1917.7464689691069,2.3078514821213063,null,0,0,18,null,1,null,1]
["LED Street Lights",3.1137830567530855,1917.7464689691069,2.3078514821213063,null,0,0,18,null,1,null,1]
["LED Street Lights",3.1137830567530855,1917.7464689691069,2.3078514821213063,null,0,0,18,null,1,null,1]
["LED Street Lights",3.1137830567530855,1917.7464689691069,2.3078514821213063,null,0,0,18,null,1,null,1]
["LED Street Lights",3.1137830567530855,1917.7464689691069,2.3078514821213063,null,0,0,18,null,1,null,1]
["LED Street Lights",3.1137830567530855,1917.7464689691069,2.3078514821213063,null,0,0,18,null,1,null,1]
["LED Street Lights",3.1137830567530855,1917.7464689691069,2.3078514821213063,null,0,0,18,null,1,null,1]
["LED Street Lights",3.1137830567530855,1917.7464689691069,2.3078514821213063,null,0,0,18,null,1,null,1]
["LED Street Lights",3.1137830567530855,1917.7464689691069,2.3078514821213063,null,0,0,18,null,1,null,1]
["LED Street Lights",3.1137830567530855,1917.7464689691069,2.3078514821213063,null,0,0,18,null,1,null,1]
["LED Street Lights",3.1137830567530855,1917.7464689691069,2.3078514821213063,null,0,0,18,null,1,null,1]
["LED Street Lights",3.1137830567530855,1917.7464689691069,2.3078514821213063,null,0,0,18,null,1,null,1]
["LED Street Lights",3.1137830567530855,1917.7464689691069,2.3078514821213063,null,0,0,18,null,1,null,1]
["LED Street Lights",3.1137830567530855,1917.7464689691069,2.3078514821213063,null,0,0,18,null,1,null,1]
["LED Street Lights",3.1137830567530855,1917.7464689691069,2.3078514821213063,null,0,0,18,null,1,null,1]
["LED Traffic and Crosswalk Lighting",0.1236027433461991,-170.05358767013422,1.9167577932651108,null,0,0,10,null,0,null,1]
["LED Traffic and Crosswalk Lighting",0.1236027433461991,-170.05358767013422,1.9167577932651108,null,0,0,10,null,0,null,1]
["LED Traffic and Crosswalk Lighting",0.1236027433461991,-170.05358767013422,1.9167577932651108,null,0,0,10,null,0,null,1]
["LED Traffic and Crosswalk Lighting",0.1236027433461991,-170.05358767013422,1.9167577932651108,null,0,0,10,null,0,null,1]
["LED Traffic and Crosswalk Lighting",0.1236027433461991,-170.05358767013422,1.9167577932651108,null,0,0,10,null,0,null,1]
["LED Traffic and Crosswalk Lighting",0.1236027433461991,-170.05358767013422,1.9167577932651108,null,0,0,10,null,0,null,1]
["LED Traffic and Crosswalk Lighting",0.1236027433461991,-170.05358767013422,1.9167577932651108,null,0,0,10,null,0,null,1]
["LED Traffic and Crosswalk Lighting",0.1236027433461991,-170.05358767013422,1.9167577932651108,null,0,0,10,null,0,null,1]
["LED Traffic and Crosswalk Lighting",0.1236027433461991,-170.05358767013422,1.9167577932651108,null,0,0,10,null,0,null,1]
["LED Traffic and Crosswalk Lighting",0.1236027433461991,-170.05358767013422,1.9167577932651108,null,0,0,10,null,0,null,1]
["LED Traffic and Crosswalk Lighting",0.1236027433461991,-170.05358767013422,1.9167577932651108,null,0,0,10,null,0,null,1]
["LED Traffic and Crosswalk Lighting",0.1236027433461991,-170.05358767013422,1.9167577932651108,null,0,0,10,null,0,null,1]
["LED Traffic and Crosswalk Lighting",0.1236027433461991,-170.05358767013422,1.9167577932651108,null,0,0,10,null,0,null,1]
["LED Traffic and Crosswalk Lighting",0.1236027433461991,-170.05358767013422,1.9167577932651108,null,0,0,10,null,0,null,1]
["LED Traffic and Crosswalk Lighting",0.1236027433461991,-170.05358767013422,1.9167577932651108,null,0,0,10,null,0,null,1]
["LED Traffic and Crosswalk Lighting",0.1236027433461991,-170.05358767013422,1.9167577932651108,null,0,0,10,null,0,null,1]
["LED Traffic and Crosswalk Lighting",0.1236027433461991,-170.05358767013422,1.9167577932651108,null,0,0,10,null,0,null,1]
["LED Traffic and Crosswalk Lighting",0.1236027433461991,-170.05358767013422,1.9167577932651108,null,0,0,10,null,0,null,1]
["LED Traffic and Crosswalk Lighting",0.1236027433461991,-170.05358767013422,1.9167577932651108,null,0,0,10,null,0,null,1]
["LED Traffic and Crosswalk Lighting",0.1236027433461991,-170.05358767013422,1.9167577932651108,null,0,0,10,null,0,null,1]
["LED Traffic and Crosswalk Lighting",0.1236027433461991,-170.05358767013422,1.9167577932651108,null,0,0,10,null,0,null,1]
["LED Traffic and Crosswalk Lighting",0.1236027433461991,-170.05358767013422,1.9167577932651108,null,0,0,10,null,0,null,1]
["LED Traffic and Crosswalk Lighting",0.1236027433461991,-170.05358767013422,1.9167577932651108,null,0,0,10,null,0,null,1]
["LED Traffic and Crosswalk Lighting",0.1236027433461991,-170.05358767013422,1.9167577932651108,null,0,0,10,null,0,null,1]
["LED Traffic and Crosswalk Lighting",0.1236027433461991,-170.05358767013422,1.9167577932651108,null,0,0,10,null,0,null,1]
["LED Traffic and Crosswalk Lighting",0.1236027433461991,-170.05358767013422,1.9167577932651108,null,0,0,10,null,0,null,1]
["Geothermal Heat Pump",4.6650571872617515E-2,-131315.2703076766,1.0543114061478283,null,0,299.65887969967258,15,null,0,null,1]
["Geothermal Heat Pump",3.581333020005649E-2,-133505.25539621298,1.3415455486558827,null,0,613.59243376100039,15,null,0,null,1]
["Geothermal Heat Pump",2.6067350778549072E-2,-135128.14683355458,1.054256386262485,null,0,536.24661390866777,15,null,0,null,1]
["Geothermal Heat Pump",0.10135384694663559,-121181.02770956032,1.0542984859464537,null,0,137.92359357956391,15,null,0,null,1]
["Geothermal Heat Pump",6.6524275653242509E-2,-127972.04424160153,1.3415185783101498,null,0,330.32072041402984,15,null,0,null,1]
["Geothermal Heat Pump",2.5282777428495062E-2,-135273.52059295625,1.0542610343129137,null,0,552.88981826591578,15,null,0,null,1]
["Geothermal Heat Pump",7.6906323122101827E-2,-125709.84827379379,1.0542805880281607,null,0,181.76463150981996,15,null,0,null,1]
["Geothermal Heat Pump",2.6053713726204079E-2,-135130.84982528558,1.0542949466078431,null,0,536.54692042471117,15,null,0,null,1]
["Geothermal Heat Pump",5.2363781078349103E-2,-130256.50268398611,1.0542710296324866,null,0,266.95403691498439,15,null,0,null,1]
["Geothermal Heat Pump",7.6123222277418051E-2,-125854.82561000556,1.0542731391962372,null,0,183.63319759437977,15,null,0,null,1]
["Geothermal Heat Pump",5.9514389785236696E-2,-128931.80445023632,1.0542741783988676,null,0,234.8804137514052,15,null,0,null,1]
["Geothermal Heat Pump",5.1764394104262618E-2,-130367.51446978851,1.0542675741060112,null,0,270.04424897831245,15,null,0,null,1]
["Geothermal Heat Pump",1.1393980022473771E-2,-137846.74661310035,1.0543333432985105,null,0,1226.9241252647339,15,null,0,null,1]
["Geothermal Heat Pump",4.6650571872617515E-2,-131315.2703076766,1.0543114061478283,null,0,299.65887969967258,15,null,0,null,1]
["Geothermal Heat Pump",3.581333020005649E-2,-133505.25539621298,1.3415455486558827,null,0,613.59243376100039,15,null,0,null,1]
["Geothermal Heat Pump",2.6067350778549072E-2,-135128.14683355458,1.054256386262485,null,0,536.24661390866777,15,null,0,null,1]
["Geothermal Heat Pump",0.10135384694663559,-121181.02770956032,1.0542984859464537,null,0,137.92359357956391,15,null,0,null,1]
["Geothermal Heat Pump",6.6524275653242509E-2,-127972.04424160153,1.3415185783101498,null,0,330.32072041402984,15,null,0,null,1]
["Geothermal Heat Pump",2.5282777428495062E-2,-135273.52059295625,1.0542610343129137,null,0,552.88981826591578,15,null,0,null,1]
["Geothermal Heat Pump",7.6906323122101827E-2,-125709.84827379379,1.0542805880281607,null,0,181.76463150981996,15,null,{"$f":"IF(B523<1.01,0,1)","v":0},null,{"$f":"IF(D523<1.01,0,1)","v":1}]
["Geothermal Heat Pump",2.6053713726204079E-2,-135130.84982528558,1.0542949466078431,null,0,536.54692042471117,15,null,0,null,1]
["Geothermal Heat Pump",5.2363781078349103E-2,-130256.50268398611,1.0542710296324866,null,0,266.95403691498439,15,null,0,null,1]
["Geothermal Heat Pump",7.6123222277418051E-2,-125854.82561000556,1.0542731391962372,null,0,183.63319759437977,15,null,0,null,1]
["Geothermal Heat Pump",5.9514389785236696E-2,-128931.80445023632,1.0542741783988676,null,0,234.8804137514052,15,null,0,null,1]
["Geothermal Heat Pump",5.1764394104262618E-2,-130367.51446978851,1.0542675741060112,null,0,270.04424897831245,15,null,0,null,1]
["Geothermal Heat Pump",1.1393980022473771E-2,-137846.74661310035,1.0543333432985105,null,0,1226.9241252647339,15,null,0,null,1]
["High Efficiency Chiller (Air Cooled, 50 tons)",1.6084408478905559,19341.68737464388,1.2708752439817588,null,0,12.845786335826713,20,null,1,null,1]
["High Efficiency Chiller (Air Cooled, 50 tons)",1.7844153633569411,23591.707703777429,1.270870694184443,null,0,11.578926028224485,20,null,1,null,1]
["High Efficiency Chiller (Air Cooled, 50 tons)",0.88851210069098052,1955.2405736431047,1.2708654203689274,null,0,23.254075818456354,20,null,0,null,1]
["High Efficiency Chiller (Air Cooled, 50 tons)",3.499912552500362,65021.975807358838,1.2708696693842239,null,0,5.9034608793690238,20,null,1,null,1]
["High Efficiency Chiller (Air Cooled, 50 tons)",3.3153315157847385,60563.912525050931,1.2708748471322959,null,0,6.2321613737659654,20,null,1,null,1]
["High Efficiency Chiller (Air Cooled, 50 tons)",0.86883533753418152,1479.7138235302164,1.2708848100746604,null,0,23.781080369582892,20,null,0,null,1]
["High Efficiency Chiller (Air Cooled, 50 tons)",2.6569297808237038,44663.486818152734,1.2708691809393498,null,0,7.7764903848659177,20,null,1,null,1]
["High Efficiency Chiller (Air Cooled, 50 tons)",0.8983669833242891,2193.0039486995274,1.2708793875515696,null,0,22.999236631404774,20,null,0,null,1]
["High Efficiency Chiller (Air Cooled, 50 tons)",1.8102679292144659,24215.836563300516,1.2708772293674198,null,0,11.413625248759697,20,null,1,null,1]
["High Efficiency Chiller (Air Cooled, 50 tons)",2.6064730104927261,43444.949520988608,1.2708687188476049,null,0,7.9270267898609577,20,null,1,null,1]
["High Efficiency Chiller (Air Cooled, 50 tons)",2.0428420156027389,29832.996299008526,1.2708670127897961,null,0,10.114122133087646,20,null,1,null,1]
["High Efficiency Chiller (Air Cooled, 50 tons)",1.7758088421077052,23383.664750603035,1.2708763462899511,null,0,11.635095454556835,20,null,1,null,1]
["High Efficiency Chiller (Air Cooled, 50 tons)",0.3901202000819311,-10081.530288588268,1.2709035408720843,null,0,52.963541769481139,20,null,0,null,1]
["High Efficiency Chiller (Air Cooled, 50 tons)",1.6084408478905559,19341.68737464388,1.2708752439817588,null,0,12.845786335826713,20,null,1,null,1]
["High Efficiency Chiller (Air Cooled, 50 tons)",1.7844153633569411,23591.707703777429,1.270870694184443,null,0,11.578926028224485,20,null,1,null,1]
["High Efficiency Chiller (Air Cooled, 50 tons)",0.88851210069098052,1955.2405736431047,1.2708654203689274,null,0,23.254075818456354,20,null,0,null,1]
["High Efficiency Chiller (Air Cooled, 50 tons)",3.499912552500362,65021.975807358838,1.2708696693842239,null,0,5.9034608793690238,20,null,1,null,1]
["High Efficiency Chiller (Air Cooled, 50 tons)",3.3153315157847385,60563.912525050931,1.2708748471322959,null,0,6.2321613737659654,20,null,1,null,1]
["High Efficiency Chiller (Air Cooled, 50 tons)",0.86883533753418152,1479.7138235302164,1.2708848100746604,null,0,23.781080369582892,20,null,0,null,1]
["High Efficiency Chiller (Air Cooled, 50 tons)",2.6569297808237038,44663.486818152734,1.2708691809393498,null,0,7.7764903848659177,20,null,1,null,1]
["High Efficiency Chiller (Air Cooled, 50 tons)",0.8983669833242891,2193.0039486995274,1.2708793875515696,null,0,22.999236631404774,20,null,0,null,1]
["High Efficiency Chiller (Air Cooled, 50 tons)",1.8102679292144659,24215.836563300516,1.2708772293674198,null,0,11.413625248759697,20,null,1,null,1]
["High Efficiency Chiller (Air Cooled, 50 tons)",2.6064730104927261,43444.949520988608,1.2708687188476049,null,0,7.9270267898609577,20,null,1,null,1]
["High Efficiency Chiller (Air Cooled, 50 tons)",2.0428420156027389,29832.996299008526,1.2708670127897961,null,0,10.114122133087646,20,null,1,null,1]
["High Efficiency Chiller (Air Cooled, 50 tons)",1.7758088421077052,23383.664750603035,1.2708763462899511,null,0,11.635095454556835,20,null,1,null,1]
["High Efficiency Chiller (Air Cooled, 50 tons)",0.3901202000819311,-10081.530288588268,1.2709035408720843,null,0,52.963541769481139,20,null,0,null,1]
["High Efficiency Chiller (Water cooled-centrifugal, 200 tons)",1.5289529870721565,28388.310163318998,1.0939239571268897,null,0,17.61178983160454,20,null,1,null,1]
["High Efficiency Chiller (Water cooled-centrifugal, 200 tons)",1.6962440974609843,34485.845129290043,1.0939284987134541,null,0,15.87490297234975,20,null,1,null,1]
["High Efficiency Chiller (Water cooled-centrifugal, 200 tons)",0.84462092269626432,3443.8489388920025,1.0939393063902354,null,0,31.881730346131754,20,null,0,null,1]
["High Efficiency Chiller (Water cooled-centrifugal, 200 tons)",3.3269769091734189,93926.151021343554,1.0939281143789892,null,0,8.0937444830897061,20,null,1,null,1]
["High Efficiency Chiller (Water cooled-centrifugal, 200 tons)",3.1514968880660241,87530.135322772636,1.09392583890211,null,0,8.5443984075378996,20,null,1,null,1]
["High Efficiency Chiller (Water cooled-centrifugal, 200 tons)",0.8258933239253422,2761.6072643776188,1.0939257463125296,null,0,32.60426247862214,20,null,0,null,1]
["High Efficiency Chiller (Water cooled-centrifugal, 200 tons)",2.5256503174037777,64717.679331202402,1.0939290823357524,null,0,10.661699541411371,20,null,1,null,1]
["High Efficiency Chiller (Water cooled-centrifugal, 200 tons)",0.85397295209850022,3784.969776149037,1.0939307862932479,null,0,31.532341520420804,20,null,0,null,1]
["High Efficiency Chiller (Water cooled-centrifugal, 200 tons)",1.720810829616688,35381.287327089849,1.0939287773624735,null,0,15.648272814348871,20,null,1,null,1]
["High Efficiency Chiller (Water cooled-centrifugal, 200 tons)",2.4776799717760376,62969.435040259821,1.0939257463125283,null,0,10.868087492873986,20,null,1,null,1]
["High Efficiency Chiller (Water cooled-centrifugal, 200 tons)",1.9419114190180491,43440.267107289372,1.0939309679466271,null,0,13.866632114401911,20,null,1,null,1]
["High Efficiency Chiller (Water cooled-centrifugal, 200 tons)",1.6880551867424132,34187.364396689969,1.0939284040281447,null,0,15.951912203677875,20,null,1,null,1]
["High Efficiency Chiller (Water cooled-centrifugal, 200 tons)",0.37082721970293625,-13825.393447249833,1.0939083369154097,null,0,72.613909494975402,20,null,0,null,1]
["High Efficiency Chiller (Water cooled-centrifugal, 200 tons)",1.5289529870721565,28388.310163318998,1.0939239571268897,null,0,17.61178983160454,20,null,1,null,1]
["High Efficiency Chiller (Water cooled-centrifugal, 200 tons)",1.6962440974609843,34485.845129290043,1.0939284987134541,null,0,15.87490297234975,20,null,1,null,1]
["High Efficiency Chiller (Water cooled-centrifugal, 200 tons)",0.84462092269626432,3443.8489388920025,1.0939393063902354,null,0,31.881730346131754,20,null,0,null,1]
["High Efficiency Chiller (Water cooled-centrifugal, 200 tons)",3.3269769091734189,93926.151021343554,1.0939281143789892,null,0,8.0937444830897061,20,null,1,null,1]
["High Efficiency Chiller (Water cooled-centrifugal, 200 tons)",3.1514968880660241,87530.135322772636,1.09392583890211,null,0,8.5443984075378996,20,null,1,null,1]
["High Efficiency Chiller (Water cooled-centrifugal, 200 tons)",0.8258933239253422,2761.6072643776188,1.0939257463125296,null,0,32.60426247862214,20,null,0,null,1]
["High Efficiency Chiller (Water cooled-centrifugal, 200 tons)",2.5256503174037777,64717.679331202402,1.0939290823357524,null,0,10.661699541411371,20,null,1,null,1]
["High Efficiency Chiller (Water cooled-centrifugal, 200 tons)",0.85397295209850022,3784.969776149037,1.0939307862932479,null,0,31.532341520420804,20,null,0,null,1]
["High Efficiency Chiller (Water cooled-centrifugal, 200 tons)",1.720810829616688,35381.287327089849,1.0939287773624735,null,0,15.648272814348871,20,null,1,null,1]
["High Efficiency Chiller (Water cooled-centrifugal, 200 tons)",2.4776799717760376,62969.435040259821,1.0939257463125283,null,0,10.868087492873986,20,null,1,null,1]
["High Efficiency Chiller (Water cooled-centrifugal, 200 tons)",1.9419114190180491,43440.267107289372,1.0939309679466271,null,0,13.866632114401911,20,null,1,null,1]
["High Efficiency Chiller (Water cooled-centrifugal, 200 tons)",1.6880551867424132,34187.364396689969,1.0939284040281447,null,0,15.951912203677875,20,null,1,null,1]
["High Efficiency Chiller (Water cooled-centrifugal, 200 tons)",0.37082721970293625,-13825.393447249833,1.0939083369154097,null,0,72.613909494975402,20,null,0,null,1]
["High Efficiency Chiller (Water cooled-positive displacement, 100 tons)",0.88942115369080854,2769.767972495456,1.0939020112288589,null,0,30.274812272510271,20,null,0,null,1]
["High Efficiency Chiller (Water cooled-positive displacement, 100 tons)",0.98674451963105714,4704.5627213131875,1.0939142375755146,null,0,27.289089407014437,20,null,0,null,1]
["High Efficiency Chiller (Water cooled-positive displacement, 100 tons)",0.49131542115764021,-5145.3014544861726,1.0938801770183844,null,0,54.804957950375119,20,null,0,null,1]
["High Efficiency Chiller (Water cooled-positive displacement, 100 tons)",1.9353824283491772,23565.429013984165,1.0939154488114029,null,0,13.913213656881425,20,null,1,null,1]
["High Efficiency Chiller (Water cooled-positive displacement, 100 tons)",1.8333173143473789,21535.924032706673,1.0939226200112639,null,0,14.687891477420534,20,null,1,null,1]
["High Efficiency Chiller (Water cooled-positive displacement, 100 tons)",0.48044631372757629,-5361.7819858224448,1.0939229118087346,null,0,56.046996657465897,20,null,{"$f":"IF(B587<1.01,0,1)","v":0},null,{"$f":"IF(D587<1.01,0,1)","v":1}]
["High Efficiency Chiller (Water cooled-positive displacement, 100 tons)",1.4692476720165275,14297.356266150913,1.0939284644077973,null,0,18.327549624905405,20,null,1,null,1]
["High Efficiency Chiller (Water cooled-positive displacement, 100 tons)",0.49677155317524452,-5037.0611888180847,1.0939070282331365,null,0,54.204355671467106,20,null,0,null,1]
["High Efficiency Chiller (Water cooled-positive displacement, 100 tons)",1.0010560770259878,4988.6934186920789,1.0939369398084753,null,0,26.899510292434272,20,null,0,null,1]
["High Efficiency Chiller (Water cooled-positive displacement, 100 tons)",1.4413389411827289,13742.624904601653,1.0939229118087346,null,0,18.682332219155295,20,null,1,null,1]
["High Efficiency Chiller (Water cooled-positive displacement, 100 tons)",1.1296443105545964,7545.869695101479,1.09390645574976,null,0,23.836855204922241,20,null,1,null,1]
["High Efficiency Chiller (Water cooled-positive displacement, 100 tons)",0.98200277156951143,4609.8524888535248,1.0939385739318015,null,0,27.42146891210745,20,null,0,null,1]
["High Efficiency Chiller (Water cooled-positive displacement, 100 tons)",0.2157137193897104,-10624.964903935035,1.0938683558072149,null,0,124.8239105368168,20,null,0,null,1]
["High Efficiency Chiller (Water cooled-positive displacement, 100 tons)",0.88942115369080854,2769.767972495456,1.0939020112288589,null,0,30.274812272510271,20,null,0,null,1]
["High Efficiency Chiller (Water cooled-positive displacement, 100 tons)",0.98674451963105714,4704.5627213131875,1.0939142375755146,null,0,27.289089407014437,20,null,0,null,1]
["High Efficiency Chiller (Water cooled-positive displacement, 100 tons)",0.49131542115764021,-5145.3014544861726,1.0938801770183844,null,0,54.804957950375119,20,null,0,null,1]
["High Efficiency Chiller (Water cooled-positive displacement, 100 tons)",1.9353824283491772,23565.429013984165,1.0939154488114029,null,0,13.913213656881425,20,null,1,null,1]
["High Efficiency Chiller (Water cooled-positive displacement, 100 tons)",1.8333173143473789,21535.924032706673,1.0939226200112639,null,0,14.687891477420534,20,null,1,null,1]
["High Efficiency Chiller (Water cooled-positive displacement, 100 tons)",0.48044631372757629,-5361.7819858224448,1.0939229118087346,null,0,56.046996657465897,20,null,0,null,1]
["High Efficiency Chiller (Water cooled-positive displacement, 100 tons)",1.4692476720165275,14297.356266150913,1.0939284644077973,null,0,18.327549624905405,20,null,1,null,1]
["High Efficiency Chiller (Water cooled-positive displacement, 100 tons)",0.49677155317524452,-5037.0611888180847,1.0939070282331365,null,0,54.204355671467106,20,null,0,null,1]
["High Efficiency Chiller (Water cooled-positive displacement, 100 tons)",1.0010560770259878,4988.6934186920789,1.0939369398084753,null,0,26.899510292434272,20,null,0,null,1]
["High Efficiency Chiller (Water cooled-positive displacement, 100 tons)",1.4413389411827289,13742.624904601653,1.0939229118087346,null,0,18.682332219155295,20,null,1,null,1]
["High Efficiency Chiller (Water cooled-positive displacement, 100 tons)",1.1296443105545964,7545.869695101479,1.09390645574976,null,0,23.836855204922241,20,null,1,null,1]
["High Efficiency Chiller (Water cooled-positive displacement, 100 tons)",0.98200277156951143,4609.8524888535248,1.0939385739318015,null,0,27.42146891210745,20,null,0,null,1]
["High Efficiency Chiller (Water cooled-positive displacement, 100 tons)",0.2157137193897104,-10624.964903935035,1.0938683558072149,null,0,124.8239105368168,20,null,0,null,1]
["High Efficiency Data Center Cooling",0.45915373990844066,-257700.43919664773,1.3258550264524065,null,0,60.987464698046786,20,null,0,null,1]
["High Efficiency Data Center Cooling",0.45915373990844066,-257700.43919664773,1.3258550264524065,null,0,60.987464698046786,20,null,0,null,1]
["High Efficiency Data Center Cooling",0.45915373990844066,-257700.43919664773,1.3258550264524065,null,0,60.987464698046786,20,null,0,null,1]
["High Efficiency Data Center Cooling",0.45915373990844066,-257700.43919664773,1.3258550264524065,null,0,60.987464698046786,20,null,0,null,1]
["High Efficiency Data Center Cooling",0.45915373990844066,-257700.43919664773,1.3258550264524065,null,0,60.987464698046786,20,null,0,null,1]
["High Efficiency Data Center Cooling",0.45915373990844066,-257700.43919664773,1.3258550264524065,null,0,60.987464698046786,20,null,0,null,1]
["High Efficiency Data Center Cooling",0.45915373990844066,-257700.43919664773,1.3258550264524065,null,0,60.987464698046786,20,null,0,null,1]
["High Efficiency Data Center Cooling",0.45915373990844066,-257700.43919664773,1.3258550264524065,null,0,60.987464698046786,20,null,0,null,1]
["High Efficiency Data Center Cooling",0.45915373990844066,-257700.43919664773,1.3258550264524065,null,0,60.987464698046786,20,null,0,null,1]
["High Efficiency Data Center Cooling",0.45915373990844066,-257700.43919664773,1.3258550264524065,null,0,60.987464698046786,20,null,0,null,1]
["High Efficiency Data Center Cooling",0.45915373990844066,-257700.43919664773,1.3258550264524065,null,0,60.987464698046786,20,null,0,null,1]
["High Efficiency Data Center Cooling",0.45915373990844066,-257700.43919664773,1.3258550264524065,null,0,60.987464698046786,20,null,0,null,1]
["High Efficiency Data Center Cooling",0.45915373990844066,-257700.43919664773,1.3258550264524065,null,0,60.987464698046786,20,null,0,null,1]
["High Efficiency Data Center Cooling",0.45915373990844066,-257700.43919664773,1.3258550264524065,null,0,60.987464698046786,20,null,0,null,1]
["High Efficiency Data Center Cooling",0.45915373990844066,-257700.43919664773,1.3258550264524065,null,0,60.987464698046786,20,null,0,null,1]
["High Efficiency Data Center Cooling",0.45915373990844066,-257700.43919664773,1.3258550264524065,null,0,60.987464698046786,20,null,0,null,1]
["High Efficiency Data Center Cooling",0.45915373990844066,-257700.43919664773,1.3258550264524065,null,0,60.987464698046786,20,null,0,null,1]
["High Efficiency Data Center Cooling",0.45915373990844066,-257700.43919664773,1.3258550264524065,null,0,60.987464698046786,20,null,0,null,1]
["High Efficiency Data Center Cooling",0.45915373990844066,-257700.43919664773,1.3258550264524065,null,0,60.987464698046786,20,null,0,null,1]
["High Efficiency Data Center Cooling",0.45915373990844066,-257700.43919664773,1.3258550264524065,null,0,60.987464698046786,20,null,0,null,1]
["High Efficiency Data Center Cooling",0.45915373990844066,-257700.43919664773,1.3258550264524065,null,0,60.987464698046786,20,null,0,null,1]
["High Efficiency Data Center Cooling",0.45915373990844066,-257700.43919664773,1.3258550264524065,null,0,60.987464698046786,20,null,0,null,1]
["High Efficiency Data Center Cooling",0.45915373990844066,-257700.43919664773,1.3258550264524065,null,0,60.987464698046786,20,null,0,null,1]
["High Efficiency Data Center Cooling",0.45915373990844066,-257700.43919664773,1.3258550264524065,null,0,60.987464698046786,20,null,0,null,1]
["High Efficiency Data Center Cooling",0.45915373990844066,-257700.43919664773,1.3258550264524065,null,0,60.987464698046786,20,null,0,null,1]
["High Efficiency Data Center Cooling",0.45915373990844066,-257700.43919664773,1.3258550264524065,null,0,60.987464698046786,20,null,0,null,1]
["High Efficiency DX 135k- less than 240k BTU",0.39965880551940031,-4177.501525477991,1.0000385394255826,null,0,51.849607645297567,15,null,0,null,0]
["High Efficiency DX 135k- less than 240k BTU",0.44338102135752644,-3589.7390578346244,1.000027714104484,null,0,46.736163580968231,15,null,0,null,0]
["High Efficiency DX 135k- less than 240k BTU",0.22079040299685776,-6581.984347655407,1.0001057708711287,null,0,93.860716332969261,15,null,0,null,0]
["High Efficiency DX 135k- less than 240k BTU",0.86964374245902354,2139.9174449265984,1.0000339014096529,null,0,23.828212796203935,15,null,0,null,0]
["High Efficiency DX 135k- less than 240k BTU",0.82374220281467136,1523.3833879580488,0.99999231875618211,null,0,25.154950702451323,15,null,0,null,0]
["High Efficiency DX 135k- less than 240k BTU",0.21588439862876407,-6647.7479803987262,1.0000448917993565,null,0,95.987871377342699,15,null,0,null,0]
["High Efficiency DX 135k- less than 240k BTU",0.66019188518434546,-675.58808189651836,1.0000471538903353,null,0,31.388345156277861,15,null,0,null,0]
["High Efficiency DX 135k- less than 240k BTU",0.22324340518090408,-6549.1025312837555,1.0001352096551515,null,0,92.83210574301917,15,null,0,null,0]
["High Efficiency DX 135k- less than 240k BTU",0.44981356271161166,-3503.4242898590201,1.0000525280095369,null,0,46.068957982599521,15,null,0,null,0]
["High Efficiency DX 135k- less than 240k BTU",0.647653195886293,-844.10739080125586,1.0000448917993556,null,0,31.995957125780855,15,null,0,null,0]
["High Efficiency DX 135k- less than 240k BTU",0.50760100483378212,-2726.5913780786332,1.0000398902616927,null,0,40.823757344821679,15,null,0,null,0]
["High Efficiency DX 135k- less than 240k BTU",0.44125441258359721,-3618.5106471598251,1.0000591067602587,null,0,46.962880937216866,15,null,0,null,0]
["High Efficiency DX 135k- less than 240k BTU",9.6930047002321107E-2,-8246.6263014705473,1.0000048349491868,null,0,213.7774043924415,15,null,0,null,0]
["High Efficiency DX 135k- less than 240k BTU",0.39965880551940031,-4177.501525477991,1.0000385394255826,null,0,51.849607645297567,15,null,0,null,0]
["High Efficiency DX 135k- less than 240k BTU",0.44338102135752644,-3589.7390578346244,1.000027714104484,null,0,46.736163580968231,15,null,0,null,0]
["High Efficiency DX 135k- less than 240k BTU",0.22079040299685776,-6581.984347655407,1.0001057708711287,null,0,93.860716332969261,15,null,0,null,0]
["High Efficiency DX 135k- less than 240k BTU",0.86964374245902354,2139.9174449265984,1.0000339014096529,null,0,23.828212796203935,15,null,0,null,0]
["High Efficiency DX 135k- less than 240k BTU",0.82374220281467136,1523.3833879580488,0.99999231875618211,null,0,25.154950702451323,15,null,{"$f":"IF(B651<1.01,0,1)","v":0},null,{"$f":"IF(D651<1.01,0,1)","v":0}]
["High Efficiency DX 135k- less than 240k BTU",0.21588439862876407,-6647.7479803987262,1.0000448917993565,null,0,95.987871377342699,15,null,0,null,0]
["High Efficiency DX 135k- less than 240k BTU",0.66019188518434546,-675.58808189651836,1.0000471538903353,null,0,31.388345156277861,15,null,0,null,0]
["High Efficiency DX 135k- less than 240k BTU",0.22324340518090408,-6549.1025312837555,1.0001352096551515,null,0,92.83210574301917,15,null,0,null,0]
["High Efficiency DX 135k- less than 240k BTU",0.44981356271161166,-3503.4242898590201,1.0000525280095369,null,0,46.068957982599521,15,null,0,null,0]
["High Efficiency DX 135k- less than 240k BTU",0.647653195886293,-844.10739080125586,1.0000448917993556,null,0,31.995957125780855,15,null,0,null,0]
["High Efficiency DX 135k- less than 240k BTU",0.50760100483378212,-2726.5913780786332,1.0000398902616927,null,0,40.823757344821679,15,null,0,null,0]
["High Efficiency DX 135k- less than 240k BTU",0.44125441258359721,-3618.5106471598251,1.0000591067602587,null,0,46.962880937216866,15,null,0,null,0]
["High Efficiency DX 135k- less than 240k BTU",9.6930047002321107E-2,-8246.6263014705473,1.0000048349491868,null,0,213.7774043924415,15,null,0,null,0]
["High Efficiency PTAC",4.8554862216559833,2133.1537856570294,0.951598147486585,null,0,3.8993375795982548,15,null,1,null,0]
["High Efficiency PTAC",4.1592050241719285,1712.725345781173,1.1114727051007791,null,0,6.1221803746323431,15,null,1,null,1]
["High Efficiency PTAC",2.6829859474323032,1016.6268475588828,0.95187002284929301,null,0,7.0587731530954594,15,null,1,null,0]
["High Efficiency PTAC",10.56516547488131,5066.6613136174537,0.95157530067890661,null,0,1.7919951534932907,15,null,1,null,0]
["High Efficiency PTAC",7.7271740827995696,3492.162408008136,1.1114235126818464,null,0,3.2951601867917235,15,null,1,null,1]
["High Efficiency PTAC",2.6234790309855995,986.08935865363412,0.95185182227055465,null,0,7.2187453491996063,15,null,1,null,0]
["High Efficiency PTAC",8.0210952278234462,3759.2750698615046,0.95165049859239126,null,0,2.3605531341060315,15,null,1,null,0]
["High Efficiency PTAC",2.4686830088004164,894.29377064109576,0.99982769206316258,null,0,8.3899724632447885,15,null,1,null,0]
["High Efficiency PTAC",4.9739890602143682,2168.8859520921601,0.99971186463789674,null,0,4.1636165181296354,15,null,1,null,0]
["High Efficiency PTAC",7.8690440731259201,3681.0227545418061,0.95168335024685125,null,0,2.4062484497332015,15,null,1,null,0]
["High Efficiency PTAC",6.1672257371487795,2806.8871346290707,0.95165209158221187,null,0,3.070141094298144,15,null,1,null,0]
["High Efficiency PTAC",5.3605985015375195,2392.7224413516392,0.95157582236477878,null,0,3.5318324438911435,15,null,1,null,0]
["High Efficiency PTAC",1.1781972084454375,243.64665964478263,0.95203995822131504,null,0,16.077079547428774,15,null,1,null,0]
["High Efficiency PTAC",4.8554862216559833,2133.1537856570294,0.951598147486585,null,0,3.8993375795982548,15,null,1,null,0]
["High Efficiency PTAC",4.1592050241719285,1712.725345781173,1.1114727051007791,null,0,6.1221803746323431,15,null,1,null,1]
["High Efficiency PTAC",2.6829859474323032,1016.6268475588828,0.95187002284929301,null,0,7.0587731530954594,15,null,1,null,0]
["High Efficiency PTAC",10.56516547488131,5066.6613136174537,0.95157530067890661,null,0,1.7919951534932907,15,null,1,null,0]
["High Efficiency PTAC",7.7271740827995696,3492.162408008136,1.1114235126818464,null,0,3.2951601867917235,15,null,1,null,1]
["High Efficiency PTAC",2.6234790309855995,986.08935865363412,0.95185182227055465,null,0,7.2187453491996063,15,null,1,null,0]
["High Efficiency PTAC",8.0210952278234462,3759.2750698615046,0.95165049859239126,null,0,2.3605531341060315,15,null,1,null,0]
["High Efficiency PTAC",2.4686830088004164,894.29377064109576,0.99982769206316258,null,0,8.3899724632447885,15,null,1,null,0]
["High Efficiency PTAC",4.9739890602143682,2168.8859520921601,0.99971186463789674,null,0,4.1636165181296354,15,null,1,null,0]
["High Efficiency PTAC",7.8690440731259201,3681.0227545418061,0.95168335024685125,null,0,2.4062484497332015,15,null,1,null,0]
["High Efficiency PTAC",6.1672257371487795,2806.8871346290707,0.95165209158221187,null,0,3.070141094298144,15,null,1,null,0]
["High Efficiency PTAC",5.3605985015375195,2392.7224413516392,0.95157582236477878,null,0,3.5318324438911435,15,null,1,null,0]
["High Efficiency PTAC",1.1781972084454375,243.64665964478263,0.95203995822131504,null,0,16.077079547428774,15,null,1,null,0]
["High Efficiency PTHP",4.9098667565453145,2160.7188696576932,0.95179665945984426,null,0,3.8561753788269164,15,null,1,null,0]
["High Efficiency PTHP",4.2813269050701015,1729.9969246084065,1.135734999433015,null,0,5.0040282176864723,15,null,1,null,1]
["High Efficiency PTHP",2.7759653027898223,1064.5391412705098,0.95182271309966526,null,0,6.8206276009604947,15,null,1,null,0]
["High Efficiency PTHP",10.650515319098311,5109.6228285772495,0.95178753406213124,null,0,1.7776722729966703,15,null,1,null,0]
["High Efficiency PTHP",7.9505947421177936,3522.7032107925174,1.1356428420971596,null,0,2.694407516875418,15,null,1,null,1]
["High Efficiency PTHP",2.6703480927609102,1010.2683122787817,0.95183586634679829,null,0,7.0904940301833079,15,null,1,null,0]
["High Efficiency PTHP",8.0774132993470129,3788.1284474722015,0.95172625371477582,null,0,2.3438081072219115,15,null,1,null,0]
["High Efficiency PTHP",2.7411898251290321,1047.1087196452204,0.95153042095641138,null,0,6.9050348367152248,15,null,1,null,0]
["High Efficiency PTHP",5.4966749554017271,2462.0290154463528,0.95183744774173495,null,0,3.44464950560939,15,null,1,null,0]
["High Efficiency PTHP",8.0684454723356733,3783.568771398328,0.95171540446557268,null,0,2.3463864292224539,15,null,1,null,0]
["High Efficiency PTHP",6.2922172899735305,2871.0641027552065,0.95171993176707903,null,0,3.0087614821024089,15,null,1,null,0]
["High Efficiency PTHP",5.4758686068686142,2451.8197329111135,0.95167570185726247,null,0,3.4571503717538712,15,null,1,null,0]
["High Efficiency PTHP",1.2074351708349398,258.99519934645576,0.95158453656429542,null,0,15.677104801169788,15,null,1,null,0]
["High Efficiency PTHP",4.9098667565453145,2160.7188696576932,0.95179665945984426,null,0,3.8561753788269164,15,null,1,null,0]
["High Efficiency PTHP",4.2813269050701015,1729.9969246084065,1.135734999433015,null,0,5.0040282176864723,15,null,1,null,1]
["High Efficiency PTHP",2.7759653027898223,1064.5391412705098,0.95182271309966526,null,0,6.8206276009604947,15,null,1,null,0]
["High Efficiency PTHP",10.650515319098311,5109.6228285772495,0.95178753406213124,null,0,1.7776722729966703,15,null,1,null,0]
["High Efficiency PTHP",7.9505947421177936,3522.7032107925174,1.1356428420971596,null,0,2.694407516875418,15,null,1,null,1]
["High Efficiency PTHP",2.6703480927609102,1010.2683122787817,0.95183586634679829,null,0,7.0904940301833079,15,null,1,null,0]
["High Efficiency PTHP",8.0774132993470129,3788.1284474722015,0.95172625371477582,null,0,2.3438081072219115,15,null,1,null,0]
["High Efficiency PTHP",2.7411898251290321,1047.1087196452204,0.95153042095641138,null,0,6.9050348367152248,15,null,1,null,0]
["High Efficiency PTHP",5.4966749554017271,2462.0290154463528,0.95183744774173495,null,0,3.44464950560939,15,null,1,null,0]
["High Efficiency PTHP",8.0684454723356733,3783.568771398328,0.95171540446557268,null,0,2.3463864292224539,15,null,1,null,0]
["High Efficiency PTHP",6.2922172899735305,2871.0641027552065,0.95171993176707903,null,0,3.0087614821024089,15,null,1,null,0]
["High Efficiency PTHP",5.4758686068686142,2451.8197329111135,0.95167570185726247,null,0,3.4571503717538712,15,null,1,null,0]
["High Efficiency PTHP",1.2074351708349398,258.99519934645576,0.95158453656429542,null,0,15.677104801169788,15,null,1,null,0]
["Variable Refrigerant Flow (VRF) HVAC Systems",0.56950561822087553,-2468.4660403876787,1.1615742087506202,null,0,26.823228902749413,15,null,0,null,1]
["Variable Refrigerant Flow (VRF) HVAC Systems",0.53448656883044654,-2858.3575636920559,1.2636572289459658,null,0,39.321138577011894,15,null,0,null,1]
["Variable Refrigerant Flow (VRF) HVAC Systems",0.34215062953836811,-5255.6678868731105,1.1615602866679429,null,0,44.646407603684068,15,null,0,null,1]
["Variable Refrigerant Flow (VRF) HVAC Systems",1.2248720810233995,5566.1097817752134,1.1615642292588511,null,0,12.471382566638718,15,null,{"$f":"IF(B715<1.01,0,1)","v":1},null,{"$f":"IF(D715<1.01,0,1)","v":1}]
["Variable Refrigerant Flow (VRF) HVAC Systems",1.1672828168066682,4860.5226048341474,1.1615290952449118,null,0,13.086276990237993,15,null,1,null,1]
["Variable Refrigerant Flow (VRF) HVAC Systems",0.31543806563313559,-5582.9333247334125,1.1614940847121593,null,0,48.424484879372898,15,null,0,null,1]
["Variable Refrigerant Flow (VRF) HVAC Systems",0.78716751016318209,257.83595951767484,1.2636805361471353,null,0,26.699537017011775,15,null,0,null,1]
["Variable Refrigerant Flow (VRF) HVAC Systems",0.31793869505012862,-5552.6207513834252,1.1615971727921706,null,0,48.047884070726411,15,null,0,null,1]
["Variable Refrigerant Flow (VRF) HVAC Systems",0.62818587327358322,-1749.0540296912818,1.1615707297230129,null,0,24.317537938718623,15,null,0,null,1]
["Variable Refrigerant Flow (VRF) HVAC Systems",0.97163253475641176,2461.9515417006628,1.1615201972961109,null,0,15.721241006698902,15,null,0,null,1]
["Variable Refrigerant Flow (VRF) HVAC Systems",0.74790872194580527,-281.34279191244968,1.1615747926677895,null,0,20.424935275993302,15,null,0,null,1]
["Variable Refrigerant Flow (VRF) HVAC Systems",0.65293764386406561,-1445.730137242211,1.1615882384195257,null,0,23.396053525306165,15,null,0,null,1]
["Variable Refrigerant Flow (VRF) HVAC Systems",0.14544910585950727,-7667.3974063985052,1.1617191163940783,null,0,105.03938930178128,15,null,0,null,1]
["Variable Refrigerant Flow (VRF) HVAC Systems",0.56950561822087553,-2468.4660403876787,1.1615742087506202,null,0,26.823228902749413,15,null,0,null,1]
["Variable Refrigerant Flow (VRF) HVAC Systems",0.53448656883044654,-2858.3575636920559,1.2636572289459658,null,0,39.321138577011894,15,null,0,null,1]
["Variable Refrigerant Flow (VRF) HVAC Systems",0.34215062953836811,-5255.6678868731105,1.1615602866679429,null,0,44.646407603684068,15,null,0,null,1]
["Variable Refrigerant Flow (VRF) HVAC Systems",1.2248720810233995,5566.1097817752134,1.1615642292588511,null,0,12.471382566638718,15,null,1,null,1]
["Variable Refrigerant Flow (VRF) HVAC Systems",1.1672828168066682,4860.5226048341474,1.1615290952449118,null,0,13.086276990237993,15,null,1,null,1]
["Variable Refrigerant Flow (VRF) HVAC Systems",0.31543806563313559,-5582.9333247334125,1.1614940847121593,null,0,48.424484879372898,15,null,0,null,1]
["Variable Refrigerant Flow (VRF) HVAC Systems",0.78716751016318209,257.83595951767484,1.2636805361471353,null,0,26.699537017011775,15,null,0,null,1]
["Variable Refrigerant Flow (VRF) HVAC Systems",0.31793869505012862,-5552.6207513834252,1.1615971727921706,null,0,48.047884070726411,15,null,0,null,1]
["Variable Refrigerant Flow (VRF) HVAC Systems",0.62818587327358322,-1749.0540296912818,1.1615707297230129,null,0,24.317537938718623,15,null,0,null,1]
["Variable Refrigerant Flow (VRF) HVAC Systems",0.97163253475641176,2461.9515417006628,1.1615201972961109,null,0,15.721241006698902,15,null,0,null,1]
["Variable Refrigerant Flow (VRF) HVAC Systems",0.74790872194580527,-281.34279191244968,1.1615747926677895,null,0,20.424935275993302,15,null,0,null,1]
["Variable Refrigerant Flow (VRF) HVAC Systems",0.65293764386406561,-1445.730137242211,1.1615882384195257,null,0,23.396053525306165,15,null,0,null,1]
["Variable Refrigerant Flow (VRF) HVAC Systems",0.14544910585950727,-7667.3974063985052,1.1617191163940783,null,0,105.03938930178128,15,null,0,null,1]
["CFL-23W",6.7660639152447803,22.155194887760342,1.0177788141764161,null,0,1.8176362964109523,7.8,null,1,null,1]
["CFL-23W",8.2508114446427214,25.909895028739985,1.2982049131021398,null,0,1.9192498148631081,7.8,null,1,null,1]
["CFL-23W",12.805717017403069,45.047295965908972,0.99680077857131988,null,0,1.0942560002380977,7.8,null,1,null,0]
["CFL-23W",11.780812857901307,40.557232642015805,1.0136456950949928,null,0,1.0396821775015712,7.8,null,1,null,1]
["CFL-23W",12.789314282008135,41.305660166749121,1.304063694176119,null,0,1.243759656559333,7.8,null,1,null,1]
["CFL-23W",7.7552423143527651,25.772324055999213,1.0169960089877896,null,0,1.5845777473409819,7.8,null,1,null,1]
["CFL-23W",8.6783648824073261,29.71568800151228,0.99763419690736144,null,0,1.616024311486417,7.8,null,1,null,0]
["CFL-23W",10.324029738514758,35.2555303150463,1.0132435624929277,null,0,1.1859169665330986,7.8,null,1,null,1]
["CFL-23W",7.6696363800996901,25.378971947869221,1.0199923235639323,null,0,1.6069849334392563,7.8,null,1,null,1]
["CFL-23W",7.7401760833349922,26.315325788179592,0.99500941251282649,null,0,1.8071359146023278,7.8,null,1,null,0]
["CFL-23W",11.565254450958722,40.250815261963659,1.001393684859559,null,0,1.2172061126244003,7.8,null,1,null,0]
["CFL-23W",5.5381836200566674,17.905281893399298,1.0071150847056654,null,0,2.1973610712391332,7.8,null,1,null,0]
["CFL-23W",8.9342425676740884,30.261668768352433,1.0107553484599674,null,0,1.3670298087023798,7.8,null,1,null,1]
["CFL-23W",6.7660639152447803,22.155194887760342,1.0177788141764161,null,0,1.8176362964109523,7.8,null,1,null,1]
["CFL-23W",8.2508114446427214,25.909895028739985,1.2982049131021398,null,0,1.9192498148631081,7.8,null,1,null,1]
["CFL-23W",12.805717017403069,45.047295965908972,0.99680077857131988,null,0,1.0942560002380977,7.8,null,1,null,0]
["CFL-23W",11.780812857901307,40.557232642015805,1.0136456950949928,null,0,1.0396821775015712,7.8,null,1,null,1]
["CFL-23W",12.789314282008135,41.305660166749121,1.304063694176119,null,0,1.243759656559333,7.8,null,1,null,1]
["CFL-23W",7.7552423143527651,25.772324055999213,1.0169960089877896,null,0,1.5845777473409819,7.8,null,1,null,1]
["CFL-23W",8.6783648824073261,29.71568800151228,0.99763419690736144,null,0,1.616024311486417,7.8,null,1,null,0]
["CFL-23W",10.324029738514758,35.2555303150463,1.0132435624929277,null,0,1.1859169665330986,7.8,null,1,null,1]
["CFL-23W",7.6696363800996901,25.378971947869221,1.0199923235639323,null,0,1.6069849334392563,7.8,null,1,null,1]
["CFL-23W",7.7401760833349922,26.315325788179592,0.99500941251282649,null,0,1.8071359146023278,7.8,null,1,null,0]
["CFL-23W",11.565254450958722,40.250815261963659,1.001393684859559,null,0,1.2172061126244003,7.8,null,1,null,0]
["CFL-23W",5.5381836200566674,17.905281893399298,1.0071150847056654,null,0,2.1973610712391332,7.8,null,1,null,0]
["CFL-23W",8.9342425676740884,30.261668768352433,1.0107553484599674,null,0,1.3670298087023798,7.8,null,1,null,1]
["High Bay Fluorescent (T5)",3.144842081513513,872.28805339419682,1.3273258065072027,null,0,6.641245301433794,15,null,1,null,1]
["High Bay Fluorescent (T5)",4.8181141811867514,1489.719991221441,1.3267927194566775,null,0,4.3330810995743185,15,null,1,null,1]
["High Bay Fluorescent (T5)",6.0599143457930538,1947.5546396364221,1.3268164331674421,null,0,3.4452058959097394,15,null,1,null,1]
["High Bay Fluorescent (T5)",5.4968955190451227,1739.5945352507442,1.3270576535077543,null,0,3.798771178783531,15,null,1,null,1]
["High Bay Fluorescent (T5)",7.4367702540152152,2454.5581499410382,1.3271356487038231,null,0,2.8080302097800058,15,null,1,null,1]
["High Bay Fluorescent (T5)",3.6070090703254891,1042.7669761754787,1.3271881538183439,null,0,5.7897003597828434,15,null,1,null,1]
["High Bay Fluorescent (T5)",4.1042552302523969,1226.1426496163378,1.3271122860293698,null,0,5.0879652335971235,15,null,1,null,1]
["High Bay Fluorescent (T5)",4.8181141811867514,1489.719991221441,1.3267927194566775,null,0,4.3330810995743185,15,null,1,null,1]
["High Bay Fluorescent (T5)",3.556143960601045,1024.227897102337,1.326975328236965,null,0,5.871571314762865,15,null,1,null,1]
["High Bay Fluorescent (T5)",3.6701512667245768,1066.142336745962,1.3270894624591421,null,0,5.6896697905640732,15,null,1,null,1]
["High Bay Fluorescent (T5)",5.4477840562686364,1721.8615030938256,1.3268121151718602,null,0,3.8323076819670137,15,null,1,null,1]
["High Bay Fluorescent (T5)",2.6002381057580757,671.98539471264257,1.3267413174687601,null,0,8.0286765392701103,15,null,1,null,1]
["High Bay Fluorescent (T5)",4.1796745133261313,1254.3542916841623,1.3267593507112014,null,0,4.9948277946975947,15,null,1,null,1]
["High Bay Fluorescent (T5)",3.144842081513513,872.28805339419682,1.3273258065072027,null,0,6.641245301433794,15,null,1,null,1]
["High Bay Fluorescent (T5)",4.8181141811867514,1489.719991221441,1.3267927194566775,null,0,4.3330810995743185,15,null,1,null,1]
["High Bay Fluorescent (T5)",6.0599143457930538,1947.5546396364221,1.3268164331674421,null,0,3.4452058959097394,15,null,{"$f":"IF(B779<1.01,0,1)","v":1},null,{"$f":"IF(D779<1.01,0,1)","v":1}]
["High Bay Fluorescent (T5)",5.4968955190451227,1739.5945352507442,1.3270576535077543,null,0,3.798771178783531,15,null,1,null,1]
["High Bay Fluorescent (T5)",7.4367702540152152,2454.5581499410382,1.3271356487038231,null,0,2.8080302097800058,15,null,1,null,1]
["High Bay Fluorescent (T5)",3.6070090703254891,1042.7669761754787,1.3271881538183439,null,0,5.7897003597828434,15,null,1,null,1]
["High Bay Fluorescent (T5)",4.1042552302523969,1226.1426496163378,1.3271122860293698,null,0,5.0879652335971235,15,null,1,null,1]
["High Bay Fluorescent (T5)",4.8181141811867514,1489.719991221441,1.3267927194566775,null,0,4.3330810995743185,15,null,1,null,1]
["High Bay Fluorescent (T5)",3.556143960601045,1024.227897102337,1.326975328236965,null,0,5.871571314762865,15,null,1,null,1]
["High Bay Fluorescent (T5)",3.6701512667245768,1066.142336745962,1.3270894624591421,null,0,5.6896697905640732,15,null,1,null,1]
["High Bay Fluorescent (T5)",5.4477840562686364,1721.8615030938256,1.3268121151718602,null,0,3.8323076819670137,15,null,1,null,1]
["High Bay Fluorescent (T5)",2.6002381057580757,671.98539471264257,1.3267413174687601,null,0,8.0286765392701103,15,null,1,null,1]
["High Bay Fluorescent (T5)",4.1796745133261313,1254.3542916841623,1.3267593507112014,null,0,4.9948277946975947,15,null,1,null,1]
["High Bay LED",2.1310625372120118,743.32408998896926,1.3269267213261084,null,0,9.7976421004628502,15,null,1,null,1]
["High Bay LED",3.2665983085414712,1366.9200737845397,1.3270698244737771,null,0,6.3924724775252182,15,null,1,null,1]
["High Bay LED",4.1078731479301362,1829.3254508026644,1.3268854428464247,null,0,5.0826152021881601,15,null,1,null,1]
["High Bay LED",3.7257987098592751,1619.2892056078122,1.3269780712395176,null,0,5.6042201036060364,15,null,1,null,1]
["High Bay LED",5.040506167416944,2341.3905602118198,1.3270190272254914,null,0,4.1426078625303084,15,null,1,null,1]
["High Bay LED",2.4449048095434551,915.5049654103309,1.3271477234207796,null,0,8.5413818372025343,15,null,1,null,1]
["High Bay LED",2.7813001575652461,1100.7113444096681,1.3267625953436104,null,0,7.5061317743556639,15,null,1,null,1]
["High Bay LED",3.2665983085414712,1366.9200737845397,1.3270698244737771,null,0,6.3924724775252182,15,null,1,null,1]
["High Bay LED",2.410496905241668,896.78080401699151,1.3269731702308885,null,0,8.6621637506705067,15,null,1,null,1]
["High Bay LED",2.4876228684886117,939.11369064541179,1.3270058164208161,null,0,8.3938095564287014,15,null,1,null,1]
["High Bay LED",3.6937574896014644,1601.3791381880958,1.3271804394836475,null,0,5.6536955619845823,15,null,1,null,1]
["High Bay LED",1.7626366731281899,541.02173754353998,1.3268077108524285,null,0,11.844480319853364,15,null,1,null,1]
["High Bay LED",2.8335063610778675,1129.2046334864892,1.3269236523435513,null,0,7.3687287345531276,15,null,1,null,1]
["High Bay LED",2.1310625372120118,743.32408998896926,1.3269267213261084,null,0,9.7976421004628502,15,null,1,null,1]
["High Bay LED",3.2665983085414712,1366.9200737845397,1.3270698244737771,null,0,6.3924724775252182,15,null,1,null,1]
["High Bay LED",4.1078731479301362,1829.3254508026644,1.3268854428464247,null,0,5.0826152021881601,15,null,1,null,1]
["High Bay LED",3.7257987098592751,1619.2892056078122,1.3269780712395176,null,0,5.6042201036060364,15,null,1,null,1]
["High Bay LED",5.040506167416944,2341.3905602118198,1.3270190272254914,null,0,4.1426078625303084,15,null,1,null,1]
["High Bay LED",2.4449048095434551,915.5049654103309,1.3271477234207796,null,0,8.5413818372025343,15,null,1,null,1]
["High Bay LED",2.7813001575652461,1100.7113444096681,1.3267625953436104,null,0,7.5061317743556639,15,null,1,null,1]
["High Bay LED",3.2665983085414712,1366.9200737845397,1.3270698244737771,null,0,6.3924724775252182,15,null,1,null,1]
["High Bay LED",2.410496905241668,896.78080401699151,1.3269731702308885,null,0,8.6621637506705067,15,null,1,null,1]
["High Bay LED",2.4876228684886117,939.11369064541179,1.3270058164208161,null,0,8.3938095564287014,15,null,1,null,1]
["High Bay LED",3.6937574896014644,1601.3791381880958,1.3271804394836475,null,0,5.6536955619845823,15,null,1,null,1]
["High Bay LED",1.7626366731281899,541.02173754353998,1.3268077108524285,null,0,11.844480319853364,15,null,1,null,1]
["High Bay LED",2.8335063610778675,1129.2046334864892,1.3269236523435513,null,0,7.3687287345531276,15,null,1,null,1]
["LED - 14W",14.081083229722015,96.732375565000851,1.1896105408057061,null,0,1.7588304162329518,15,null,1,null,1]
["LED - 14W",17.412195364579098,114.32830403751903,1.5386914660950728,null,0,1.8571564384998906,15,null,1,null,1]
["LED - 14W",26.722095308571255,191.77673186116181,1.1682247539044983,null,0,1.0588536002303943,15,null,1,null,1]
["LED - 14W",24.529247348961984,173.14809593116436,1.1853499166068888,null,0,1.0060454011706381,15,null,1,null,1]
["LED - 14W",26.865599330949177,179.34880277283554,1.5385071025845571,null,0,1.2035203735530016,15,null,1,null,1]
["LED - 14W",16.086155096355753,111.75275182656553,1.184752287877006,null,0,1.5333119966917157,15,null,1,null,1]
["LED - 14W",18.068760650399579,128.11655995195261,1.1665764745319338,null,0,1.563741171997151,15,null,1,null,1]
["LED - 14W",21.484207955045033,151.1324144130318,1.1842281530829277,null,0,1.1475490646746755,15,null,1,null,1]
["LED - 14W",15.908720808257323,110.11933029457504,1.188252719256579,null,0,1.5549942444162217,15,null,1,null,1]
["LED - 14W",16.169533708620641,113.99751623801063,1.1674150079655932,null,0,1.7486697526593111,15,null,1,null,1]
["LED - 14W",24.009691059791933,171.86070042587852,1.167582711193754,null,0,1.1778259148630228,15,null,1,null,1]
["LED - 14W",11.603849660500414,79.084321186755886,1.1851280337416137,null,0,2.1262699777578682,15,null,1,null,1]
["LED - 14W",18.671392145289442,130.3950627895004,1.1863598395229653,null,0,1.3228023737149504,15,null,1,null,1]
["LED - 14W",14.081083229722015,96.732375565000851,1.1896105408057061,null,0,1.7588304162329518,15,null,1,null,1]
["LED - 14W",17.412195364579098,114.32830403751903,1.5386914660950728,null,0,1.8571564384998906,15,null,1,null,1]
["LED - 14W",26.722095308571255,191.77673186116181,1.1682247539044983,null,0,1.0588536002303943,15,null,1,null,1]
["LED - 14W",24.529247348961984,173.14809593116436,1.1853499166068888,null,0,1.0060454011706381,15,null,1,null,1]
["LED - 14W",26.865599330949177,179.34880277283554,1.5385071025845571,null,0,1.2035203735530016,15,null,1,null,1]
["LED - 14W",16.086155096355753,111.75275182656553,1.184752287877006,null,0,1.5333119966917157,15,null,1,null,1]
["LED - 14W",18.068760650399579,128.11655995195261,1.1665764745319338,null,0,1.563741171997151,15,null,1,null,1]
["LED - 14W",21.484207955045033,151.1324144130318,1.1842281530829277,null,0,1.1475490646746755,15,null,1,null,1]
["LED - 14W",15.908720808257323,110.11933029457504,1.188252719256579,null,0,1.5549942444162217,15,null,1,null,1]
["LED - 14W",16.169533708620641,113.99751623801063,1.1674150079655932,null,0,1.7486697526593111,15,null,1,null,1]
["LED - 14W",24.009691059791933,171.86070042587852,1.167582711193754,null,0,1.1778259148630228,15,null,1,null,1]
["LED - 14W",11.603849660500414,79.084321186755886,1.1851280337416137,null,0,2.1262699777578682,15,null,1,null,1]
["LED - 14W",18.671392145289442,130.3950627895004,1.1863598395229653,null,0,1.3228023737149504,15,null,1,null,1]
["LED Display Lighting (Interior)",4.4694648610333818,505.34238731052159,1.1784839557840645,null,0,5.4634484800686165,15,null,1,null,1]
["LED Display Lighting (Interior)",5.5239635413088326,608.26298522253387,1.5243699837556699,null,0,5.7978407707700539,15,null,{"$f":"IF(B843<1.01,0,1)","v":1},null,{"$f":"IF(D843<1.01,0,1)","v":1}]
["LED Display Lighting (Interior)",8.4582051447508952,1061.3191679359461,1.1663847232815971,null,0,3.3323604480228384,15,null,1,null,1]
["LED Display Lighting (Interior)",7.8129423032117353,958.58305501307166,1.1783556186017787,null,0,3.1250751449238945,15,null,1,null,1]
["LED Display Lighting (Interior)",8.5230096291456299,993.1308430380725,1.5241844351925531,null,0,3.757259940834226,15,null,1,null,1]
["LED Display Lighting (Interior)",5.1271060244189615,594.43197952157107,1.1785472847968936,null,0,4.7629214394293253,15,null,1,null,1]
["LED Display Lighting (Interior)",5.7276312599274792,686.23869277214828,1.1664539887834207,null,0,4.9213122865846062,15,null,1,null,1]
["LED Display Lighting (Interior)",6.8492253564377226,828.00256524746715,1.1783027703421101,null,0,3.5646274565964933,15,null,1,null,1]
["LED Display Lighting (Interior)",5.0558147455553586,584.74374963573609,1.1785937065722307,null,0,4.8302729261227606,15,null,1,null,1]
["LED Display Lighting (Interior)",5.1201100367793995,603.05045330844564,1.1660435834744876,null,0,5.5033084074586283,15,null,1,null,1]
["LED Display Lighting (Interior)",7.602574607051019,943.97555559419936,1.1661904677429253,null,0,3.7067829702725956,15,null,1,null,1]
["LED Display Lighting (Interior)",3.6962655757557172,400.66738180486755,1.1782182742308984,null,0,6.6048246442527692,15,null,1,null,1]
["LED Display Lighting (Interior)",5.9445721527251099,705.0041684359943,1.178853257491844,null,0,4.1090161685871704,15,null,1,null,1]
["LED Display Lighting (Interior)",4.4694648610333818,505.34238731052159,1.1784839557840645,null,0,5.4634484800686165,15,null,1,null,1]
["LED Display Lighting (Interior)",5.5239635413088326,608.26298522253387,1.5243699837556699,null,0,5.7978407707700539,15,null,1,null,1]
["LED Display Lighting (Interior)",8.4582051447508952,1061.3191679359461,1.1663847232815971,null,0,3.3323604480228384,15,null,1,null,1]
["LED Display Lighting (Interior)",7.8129423032117353,958.58305501307166,1.1783556186017787,null,0,3.1250751449238945,15,null,1,null,1]
["LED Display Lighting (Interior)",8.5230096291456299,993.1308430380725,1.5241844351925531,null,0,3.757259940834226,15,null,1,null,1]
["LED Display Lighting (Interior)",5.1271060244189615,594.43197952157107,1.1785472847968936,null,0,4.7629214394293253,15,null,1,null,1]
["LED Display Lighting (Interior)",5.7276312599274792,686.23869277214828,1.1664539887834207,null,0,4.9213122865846062,15,null,1,null,1]
["LED Display Lighting (Interior)",6.8492253564377226,828.00256524746715,1.1783027703421101,null,0,3.5646274565964933,15,null,1,null,1]
["LED Display Lighting (Interior)",5.0558147455553586,584.74374963573609,1.1785937065722307,null,0,4.8302729261227606,15,null,1,null,1]
["LED Display Lighting (Interior)",5.1201100367793995,603.05045330844564,1.1660435834744876,null,0,5.5033084074586283,15,null,1,null,1]
["LED Display Lighting (Interior)",7.602574607051019,943.97555559419936,1.1661904677429253,null,0,3.7067829702725956,15,null,1,null,1]
["LED Display Lighting (Interior)",3.6962655757557172,400.66738180486755,1.1782182742308984,null,0,6.6048246442527692,15,null,1,null,1]
["LED Display Lighting (Interior)",5.9445721527251099,705.0041684359943,1.178853257491844,null,0,4.1090161685871704,15,null,1,null,1]
["LED Linear - Fixture Replacement",7.0401117596382612,487.19462333506482,1.1836391119421146,null,0,3.4930785858046316,15,null,1,null,1]
["LED Linear - Fixture Replacement",8.7247387104624554,582.80414702314829,1.5237109415796668,null,0,3.6891531091339371,15,null,1,null,1]
["LED Linear - Fixture Replacement",13.408002925636664,994.97393298934139,1.1648001797231604,null,0,2.0953992577097544,15,null,1,null,1]
["LED Linear - Fixture Replacement",12.297385875204432,894.66497785526076,1.1826225819031022,null,0,1.9980298354761572,15,null,1,null,1]
["LED Linear - Fixture Replacement",13.471420826643476,930.4803078452419,1.5246442420229529,null,0,2.3907360930700379,15,null,1,null,1]
["LED Linear - Fixture Replacement",8.0667597660241839,567.28754153304021,1.1823483337667753,null,0,3.0451936989312278,15,null,1,null,1]
["LED Linear - Fixture Replacement",9.0794559824979633,655.20474222538962,1.1648663874250027,null,0,3.094537422680574,15,null,1,null,1]
["LED Linear - Fixture Replacement",10.785386299231641,777.27110248234203,1.1831035422414069,null,0,2.2790594402845099,15,null,1,null,1]
["LED Linear - Fixture Replacement",7.960467581956471,558.57767336021061,1.1832680838075258,null,0,3.0882551530200182,15,null,1,null,1]
["LED Linear - Fixture Replacement",8.1141767583745992,579.84811164813289,1.1641358866703742,null,0,3.4604985060300497,15,null,1,null,1]
["LED Linear - Fixture Replacement",12.050290620546976,888.67742638162474,1.1644746589027559,null,0,2.3308373765535468,15,null,1,null,1]
["LED Linear - Fixture Replacement",5.8180517355864403,393.09017807645074,1.1825289248044291,null,0,4.2228221995687774,15,null,1,null,1]
["LED Linear - Fixture Replacement",9.3516115488705864,666.69364567946343,1.1824892757271992,null,0,2.6271166351396755,15,null,1,null,1]
["LED Linear - Fixture Replacement",7.0401117596382612,487.19462333506482,1.1836391119421146,null,0,3.4930785858046316,15,null,1,null,1]
["LED Linear - Fixture Replacement",8.7247387104624554,582.80414702314829,1.5237109415796668,null,0,3.6891531091339371,15,null,1,null,1]
["LED Linear - Fixture Replacement",13.408002925636664,994.97393298934139,1.1648001797231604,null,0,2.0953992577097544,15,null,1,null,1]
["LED Linear - Fixture Replacement",12.297385875204432,894.66497785526076,1.1826225819031022,null,0,1.9980298354761572,15,null,1,null,1]
["LED Linear - Fixture Replacement",13.471420826643476,930.4803078452419,1.5246442420229529,null,0,2.3907360930700379,15,null,1,null,1]
["LED Linear - Fixture Replacement",8.0667597660241839,567.28754153304021,1.1823483337667753,null,0,3.0451936989312278,15,null,1,null,1]
["LED Linear - Fixture Replacement",9.0794559824979633,655.20474222538962,1.1648663874250027,null,0,3.094537422680574,15,null,1,null,1]
["LED Linear - Fixture Replacement",10.785386299231641,777.27110248234203,1.1831035422414069,null,0,2.2790594402845099,15,null,1,null,1]
["LED Linear - Fixture Replacement",7.960467581956471,558.57767336021061,1.1832680838075258,null,0,3.0882551530200182,15,null,1,null,1]
["LED Linear - Fixture Replacement",8.1141767583745992,579.84811164813289,1.1641358866703742,null,0,3.4604985060300497,15,null,1,null,1]
["LED Linear - Fixture Replacement",12.050290620546976,888.67742638162474,1.1644746589027559,null,0,2.3308373765535468,15,null,1,null,1]
["LED Linear - Fixture Replacement",5.8180517355864403,393.09017807645074,1.1825289248044291,null,0,4.2228221995687774,15,null,1,null,1]
["LED Linear - Fixture Replacement",9.3516115488705864,666.69364567946343,1.1824892757271992,null,0,2.6271166351396755,15,null,1,null,1]
["LED Linear - Lamp Replacement",5.4894919333356995,39.660314830420283,1.1799846242855703,null,0,4.4690414449104843,15,null,1,null,1]
["LED Linear - Lamp Replacement",6.8449326619100157,47.638311163290837,1.5329018166645403,null,0,4.6954202898734287,15,null,1,null,1]
["LED Linear - Lamp Replacement",10.462596982389398,82.122784780902109,1.1677272018146292,null,0,2.7019675277983648,15,null,1,null,1]
["LED Linear - Lamp Replacement",9.6398729840817623,73.950649621706603,1.1852477004364388,null,0,2.5562774851954169,15,null,1,null,1]
["LED Linear - Lamp Replacement",10.564550506945231,76.859813258330135,1.5332082265460134,null,0,3.0428421990241219,15,null,1,null,1]
["LED Linear - Lamp Replacement",6.2920568578100537,46.400468927406379,1.1790803499876124,null,0,3.8960179434866808,15,null,1,null,1]
["LED Linear - Lamp Replacement",7.1167409439660974,53.616729944350674,1.1730378108985089,null,0,3.9903324384960426,15,null,1,null,1]
["LED Linear - Lamp Replacement",8.4579397950264532,64.071463947637099,1.1861949816811903,null,0,2.9158264962709985,15,null,1,null,1]
["LED Linear - Lamp Replacement",6.2225359549006347,45.667497087072171,1.1825416073977175,null,0,3.9511107271941484,15,null,1,null,1]
["LED Linear - Lamp Replacement",6.3562457632288663,47.294437335350182,1.1715867773045547,null,0,4.4622305552916721,15,null,1,null,1]
["LED Linear - Lamp Replacement",9.3752580414782951,73.204689413042473,1.1639392625928644,null,0,3.0055593848543607,15,null,1,null,1]
["LED Linear - Lamp Replacement",4.5750890346157584,31.7410321207226,1.1888804537151609,null,0,5.4026747354193221,15,null,1,null,1]
["LED Linear - Lamp Replacement",7.3304142691176502,54.765908409481334,1.185069208655388,null,0,3.3611305427726363,15,null,1,null,1]
["LED Linear - Lamp Replacement",5.4894919333356995,39.660314830420283,1.1799846242855703,null,0,4.4690414449104843,15,null,{"$f":"IF(B907<1.01,0,1)","v":1},null,{"$f":"IF(D907<1.01,0,1)","v":1}]
["LED Linear - Lamp Replacement",6.8449326619100157,47.638311163290837,1.5329018166645403,null,0,4.6954202898734287,15,null,1,null,1]
["LED Linear - Lamp Replacement",10.462596982389398,82.122784780902109,1.1677272018146292,null,0,2.7019675277983648,15,null,1,null,1]
["LED Linear - Lamp Replacement",9.6398729840817623,73.950649621706603,1.1852477004364388,null,0,2.5562774851954169,15,null,1,null,1]
["LED Linear - Lamp Replacement",10.564550506945231,76.859813258330135,1.5332082265460134,null,0,3.0428421990241219,15,null,1,null,1]
["LED Linear - Lamp Replacement",6.2920568578100537,46.400468927406379,1.1790803499876124,null,0,3.8960179434866808,15,null,1,null,1]
["LED Linear - Lamp Replacement",7.1167409439660974,53.616729944350674,1.1730378108985089,null,0,3.9903324384960426,15,null,1,null,1]
["LED Linear - Lamp Replacement",8.4579397950264532,64.071463947637099,1.1861949816811903,null,0,2.9158264962709985,15,null,1,null,1]
["LED Linear - Lamp Replacement",6.2225359549006347,45.667497087072171,1.1825416073977175,null,0,3.9511107271941484,15,null,1,null,1]
["LED Linear - Lamp Replacement",6.3562457632288663,47.294437335350182,1.1715867773045547,null,0,4.4622305552916721,15,null,1,null,1]
["LED Linear - Lamp Replacement",9.3752580414782951,73.204689413042473,1.1639392625928644,null,0,3.0055593848543607,15,null,1,null,1]
["LED Linear - Lamp Replacement",4.5750890346157584,31.7410321207226,1.1888804537151609,null,0,5.4026747354193221,15,null,1,null,1]
["LED Linear - Lamp Replacement",7.3304142691176502,54.765908409481334,1.185069208655388,null,0,3.3611305427726363,15,null,1,null,1]
["Premium T8 - Fixture Replacement",0.43402527584304579,-20.096920178142248,1.0115117091065338,null,0,28.103404985791833,8,null,0,null,1]
["Premium T8 - Fixture Replacement",0.53426936489932697,-14.275769180058704,1.2933812708525305,null,0,29.68091365075939,8,null,0,null,1]
["Premium T8 - Fixture Replacement",0.82828992508376742,14.660638542224437,0.99743786383020239,null,0,16.858439482483021,8,null,0,null,0]
["Premium T8 - Fixture Replacement",0.76001936257424052,7.7867161082492693,1.0131509642112073,null,0,16.075058221785451,8,null,0,null,1]
["Premium T8 - Fixture Replacement",0.82576489620521765,9.1242302558103106,1.2954709252947978,null,0,19.234558566972588,8,null,0,null,1]
["Premium T8 - Fixture Replacement",0.49748085102092937,-14.616075313298563,1.0107385436062843,null,0,24.499967486855802,8,null,0,null,1]
["Premium T8 - Fixture Replacement",0.55910748506618191,-8.5932569366736722,0.99432356334579519,null,0,24.896960173384588,8,null,0,null,0]
["Premium T8 - Fixture Replacement",0.66442382101323916,-0.24667352816461019,1.0102954172306811,null,0,18.336069133198095,8,null,0,null,1]
["Premium T8 - Fixture Replacement",0.49198046845036136,-15.212100996000208,1.0136979607024239,null,0,24.84641645838833,8,null,0,null,1]
["Premium T8 - Fixture Replacement",0.5031969865338447,-13.750685151826049,1.0007218528412989,null,0,27.84128343487814,8,null,0,null,0]
["Premium T8 - Fixture Replacement",0.7443641554745889,7.3856768281556953,0.9970894275050316,null,0,18.752646165908093,8,null,0,null,0]
["Premium T8 - Fixture Replacement",0.35742926906010214,-26.536588967332072,1.0070254476598226,null,0,33.974524060166992,8,null,0,null,0]
["Premium T8 - Fixture Replacement",0.57742491675987184,-7.8136082824642052,1.0120976377601481,null,0,21.136347473623765,8,null,0,null,1]
["Premium T8 - Fixture Replacement",0.43402527584304579,-20.096920178142248,1.0115117091065338,null,0,28.103404985791833,8,null,0,null,1]
["Premium T8 - Fixture Replacement",0.53426936489932697,-14.275769180058704,1.2933812708525305,null,0,29.68091365075939,8,null,0,null,1]
["Premium T8 - Fixture Replacement",0.82828992508376742,14.660638542224437,0.99743786383020239,null,0,16.858439482483021,8,null,0,null,0]
["Premium T8 - Fixture Replacement",0.76001936257424052,7.7867161082492693,1.0131509642112073,null,0,16.075058221785451,8,null,0,null,1]
["Premium T8 - Fixture Replacement",0.82576489620521765,9.1242302558103106,1.2954709252947978,null,0,19.234558566972588,8,null,0,null,1]
["Premium T8 - Fixture Replacement",0.49748085102092937,-14.616075313298563,1.0107385436062843,null,0,24.499967486855802,8,null,0,null,1]
["Premium T8 - Fixture Replacement",0.55910748506618191,-8.5932569366736722,0.99432356334579519,null,0,24.896960173384588,8,null,0,null,0]
["Premium T8 - Fixture Replacement",0.66442382101323916,-0.24667352816461019,1.0102954172306811,null,0,18.336069133198095,8,null,0,null,1]
["Premium T8 - Fixture Replacement",0.49198046845036136,-15.212100996000208,1.0136979607024239,null,0,24.84641645838833,8,null,0,null,1]
["Premium T8 - Fixture Replacement",0.5031969865338447,-13.750685151826049,1.0007218528412989,null,0,27.84128343487814,8,null,0,null,0]
["Premium T8 - Fixture Replacement",0.7443641554745889,7.3856768281556953,0.9970894275050316,null,0,18.752646165908093,8,null,0,null,0]
["Premium T8 - Fixture Replacement",0.35742926906010214,-26.536588967332072,1.0070254476598226,null,0,33.974524060166992,8,null,0,null,0]
["Premium T8 - Fixture Replacement",0.57742491675987184,-7.8136082824642052,1.0120976377601481,null,0,21.136347473623765,8,null,0,null,1]
["Premium T8 - Lamp Replacement",6.5723016023204393,11.140802408662765,1.0132387969614298,null,0,1.8603684154394788,8,null,1,null,1]
["Premium T8 - Lamp Replacement",8.0228712494252807,13.058503816997199,1.2886207199403952,null,0,1.9546051904356829,8,null,1,null,1]
["Premium T8 - Lamp Replacement",12.52671050039247,22.632319470851371,1.0027416857320537,null,0,1.1247725290137378,8,null,1,null,0]
["Premium T8 - Lamp Replacement",11.443703262558273,20.421306166475251,1.0091472156441945,null,0,1.064124813604604,8,null,1,null,0]
["Premium T8 - Lamp Replacement",12.435620161766087,20.835993085227571,1.2943975850238532,null,0,1.2666715200588783,8,null,1,null,1]
["Premium T8 - Lamp Replacement",7.5331850824462672,12.964990647303392,1.0124638589493089,null,0,1.6218307253118986,8,null,1,null,1]
["Premium T8 - Lamp Replacement",8.5206890655933183,14.917538260389344,1.0072927305377164,null,0,1.6610918755599802,8,null,1,null,0]
["Premium T8 - Lamp Replacement",10.126173859651216,17.747555083834101,1.0185609011344603,null,0,1.2137975414709503,8,null,1,null,1]
["Premium T8 - Lamp Replacement",7.4499073542841536,12.766615566978411,1.0154300606238276,null,0,1.6447646980645405,8,null,1,null,1]
["Premium T8 - Lamp Replacement",7.6101869526580348,13.206494606448901,1.0060492349619161,null,0,1.8575331846446708,8,null,1,null,0]
["Premium T8 - Lamp Replacement",11.322475138751967,20.218756634058792,1.0081811952961126,null,0,1.2511514648579778,8,null,1,null,0]
["Premium T8 - Lamp Replacement",5.4774496029772815,8.9974890408036252,1.0208622762418942,null,0,2.249020413116416,8,null,1,null,1]
["Premium T8 - Lamp Replacement",8.6787278728446182,15.22905406405599,1.0062859169351022,null,0,1.3991682957123295,8,null,1,null,0]
["Premium T8 - Lamp Replacement",6.5723016023204393,11.140802408662765,1.0132387969614298,null,0,1.8603684154394788,8,null,1,null,1]
["Premium T8 - Lamp Replacement",8.0228712494252807,13.058503816997199,1.2886207199403952,null,0,1.9546051904356829,8,null,1,null,1]
["Premium T8 - Lamp Replacement",12.52671050039247,22.632319470851371,1.0027416857320537,null,0,1.1247725290137378,8,null,1,null,0]
["Premium T8 - Lamp Replacement",11.443703262558273,20.421306166475251,1.0091472156441945,null,0,1.064124813604604,8,null,1,null,0]
["Premium T8 - Lamp Replacement",12.435620161766087,20.835993085227571,1.2943975850238532,null,0,1.2666715200588783,8,null,1,null,1]
["Premium T8 - Lamp Replacement",7.5331850824462672,12.964990647303392,1.0124638589493089,null,0,1.6218307253118986,8,null,1,null,1]
["Premium T8 - Lamp Replacement",8.5206890655933183,14.917538260389344,1.0072927305377164,null,0,1.6610918755599802,8,null,1,null,0]
["Premium T8 - Lamp Replacement",10.126173859651216,17.747555083834101,1.0185609011344603,null,0,1.2137975414709503,8,null,1,null,1]
["Premium T8 - Lamp Replacement",7.4499073542841536,12.766615566978411,1.0154300606238276,null,0,1.6447646980645405,8,null,1,null,1]
["Premium T8 - Lamp Replacement",7.6101869526580348,13.206494606448901,1.0060492349619161,null,0,1.8575331846446708,8,null,1,null,0]
["Premium T8 - Lamp Replacement",11.322475138751967,20.218756634058792,1.0081811952961126,null,0,1.2511514648579778,8,null,1,null,0]
["Premium T8 - Lamp Replacement",5.4774496029772815,8.9974890408036252,1.0208622762418942,null,0,2.249020413116416,8,null,1,null,1]
["Premium T8 - Lamp Replacement",8.6787278728446182,15.22905406405599,1.0062859169351022,null,0,1.3991682957123295,8,null,{"$f":"IF(B971<1.01,0,1)","v":1},null,{"$f":"IF(D971<1.01,0,1)","v":0}]
["Efficient Battery Charger",0.97089201028317651,679.7527771871728,0.77832571582220578,null,0,7.906413449409472,7,null,0,null,0]
["Efficient Battery Charger",0.97089201028317651,679.7527771871728,0.77832571582220578,null,0,7.906413449409472,7,null,0,null,0]
["Efficient Battery Charger",0.97089201028317651,679.7527771871728,0.77832571582220578,null,0,7.906413449409472,7,null,0,null,0]
["Efficient Battery Charger",0.97089201028317651,679.7527771871728,0.77832571582220578,null,0,7.906413449409472,7,null,0,null,0]
["Efficient Battery Charger",0.97089201028317651,679.7527771871728,0.77832571582220578,null,0,7.906413449409472,7,null,0,null,0]
["Efficient Battery Charger",0.97089201028317651,679.7527771871728,0.77832571582220578,null,0,7.906413449409472,7,null,0,null,0]
["Efficient Battery Charger",0.97089201028317651,679.7527771871728,0.77832571582220578,null,0,7.906413449409472,7,null,0,null,0]
["Efficient Battery Charger",0.97089201028317651,679.7527771871728,0.77832571582220578,null,0,7.906413449409472,7,null,0,null,0]
["Efficient Battery Charger",0.97089201028317651,679.7527771871728,0.77832571582220578,null,0,7.906413449409472,7,null,0,null,0]
["Efficient Battery Charger",0.97089201028317651,679.7527771871728,0.77832571582220578,null,0,7.906413449409472,7,null,0,null,0]
["Efficient Battery Charger",0.97089201028317651,679.7527771871728,0.77832571582220578,null,0,7.906413449409472,7,null,0,null,0]
["Efficient Battery Charger",0.97089201028317651,679.7527771871728,0.77832571582220578,null,0,7.906413449409472,7,null,0,null,0]
["Efficient Battery Charger",0.97089201028317651,679.7527771871728,0.77832571582220578,null,0,7.906413449409472,7,null,0,null,0]
["Efficient Battery Charger",0.97089201028317651,679.7527771871728,0.77832571582220578,null,0,7.906413449409472,7,null,0,null,0]
["Efficient Battery Charger",0.97089201028317651,679.7527771871728,0.77832571582220578,null,0,7.906413449409472,7,null,0,null,0]
["Efficient Battery Charger",0.97089201028317651,679.7527771871728,0.77832571582220578,null,0,7.906413449409472,7,null,0,null,0]
["Efficient Battery Charger",0.97089201028317651,679.7527771871728,0.77832571582220578,null,0,7.906413449409472,7,null,0,null,0]
["Efficient Battery Charger",0.97089201028317651,679.7527771871728,0.77832571582220578,null,0,7.906413449409472,7,null,0,null,0]
["Efficient Battery Charger",0.97089201028317651,679.7527771871728,0.77832571582220578,null,0,7.906413449409472,7,null,0,null,0]
["Efficient Battery Charger",0.97089201028317651,679.7527771871728,0.77832571582220578,null,0,7.906413449409472,7,null,0,null,0]
["Efficient Battery Charger",0.97089201028317651,679.7527771871728,0.77832571582220578,null,0,7.906413449409472,7,null,0,null,0]
["Efficient Battery Charger",0.97089201028317651,679.7527771871728,0.77832571582220578,null,0,7.906413449409472,7,null,0,null,0]
["Efficient Battery Charger",0.97089201028317651,679.7527771871728,0.77832571582220578,null,0,7.906413449409472,7,null,0,null,0]
["Efficient Battery Charger",0.97089201028317651,679.7527771871728,0.77832571582220578,null,0,7.906413449409472,7,null,0,null,0]
["Efficient Battery Charger",0.97089201028317651,679.7527771871728,0.77832571582220578,null,0,7.906413449409472,7,null,0,null,0]
["Efficient Battery Charger",0.97089201028317651,679.7527771871728,0.77832571582220578,null,0,7.906413449409472,7,null,0,null,0]
["ENERGY STAR Commercial Clothes Washer",0.29261012752693144,-941.77036882087361,1.7894499573213545,null,0,0,7,null,0,null,1]
["ENERGY STAR Commercial Clothes Washer",0.3795406570238502,-705.20432646707195,1.2107029277006709,null,0,33.693625797391753,7,null,0,null,1]
["ENERGY STAR Commercial Clothes Washer",0.3605897097178874,-764.77929714586207,1.3078064858649783,null,0,47.004725520901737,7,null,0,null,1]
["ENERGY STAR Commercial Clothes Washer",0.3605897097178874,-764.77929714586207,1.3078064858649783,null,0,47.004725520901737,7,null,0,null,1]
["ENERGY STAR Commercial Clothes Washer",0.3795406570238502,-705.20432646707195,1.2107029277006709,null,0,33.693625797391753,7,null,0,null,1]
["ENERGY STAR Commercial Clothes Washer",0.29261012752693144,-941.77036882087361,1.7894499573213545,null,0,0,7,null,0,null,1]
["ENERGY STAR Commercial Clothes Washer",0.3795406570238502,-705.20432646707195,1.2107029277006709,null,0,33.693625797391753,7,null,0,null,1]
["ENERGY STAR Commercial Clothes Washer",0.29261012752693144,-941.77036882087361,1.7894499573213545,null,0,0,7,null,0,null,1]
["ENERGY STAR Commercial Clothes Washer",0.3605897097178874,-764.77929714586207,1.3078064858649783,null,0,47.004725520901737,7,null,0,null,1]
["ENERGY STAR Commercial Clothes Washer",0.29261012752693144,-941.77036882087361,1.7894499573213545,null,0,0,7,null,0,null,1]
["ENERGY STAR Commercial Clothes Washer",0.3605897097178874,-764.77929714586207,1.3078064858649783,null,0,47.004725520901737,7,null,0,null,1]
["ENERGY STAR Commercial Clothes Washer",0.3795406570238502,-705.20432646707195,1.2107029277006709,null,0,33.693625797391753,7,null,0,null,1]
["ENERGY STAR Commercial Clothes Washer",0.29261012752693144,-941.77036882087361,1.7894499573213545,null,0,0,7,null,0,null,1]
["ENERGY STAR Commercial Clothes Washer",0.29261012752693144,-941.77036882087361,1.7894499573213545,null,0,0,7,null,0,null,1]
["ENERGY STAR Commercial Clothes Washer",0.3795406570238502,-705.20432646707195,1.2107029277006709,null,0,33.693625797391753,7,null,0,null,1]
["ENERGY STAR Commercial Clothes Washer",0.3605897097178874,-764.77929714586207,1.3078064858649783,null,0,47.004725520901737,7,null,0,null,1]
["ENERGY STAR Commercial Clothes Washer",0.3605897097178874,-764.77929714586207,1.3078064858649783,null,0,47.004725520901737,7,null,0,null,1]
["ENERGY STAR Commercial Clothes Washer",0.3795406570238502,-705.20432646707195,1.2107029277006709,null,0,33.693625797391753,7,null,0,null,1]
["ENERGY STAR Commercial Clothes Washer",0.29261012752693144,-941.77036882087361,1.7894499573213545,null,0,0,7,null,0,null,1]
["ENERGY STAR Commercial Clothes Washer",0.3795406570238502,-705.20432646707195,1.2107029277006709,null,0,33.693625797391753,7,null,0,null,1]
["ENERGY STAR Commercial Clothes Washer",0.29261012752693144,-941.77036882087361,1.7894499573213545,null,0,0,7,null,0,null,1]
["ENERGY STAR Commercial Clothes Washer",0.3605897097178874,-764.77929714586207,1.3078064858649783,null,0,47.004725520901737,7,null,0,null,1]
["ENERGY STAR Commercial Clothes Washer",0.29261012752693144,-941.77036882087361,1.7894499573213545,null,0,0,7,null,0,null,1]
["ENERGY STAR Commercial Clothes Washer",0.3605897097178874,-764.77929714586207,1.3078064858649783,null,0,47.004725520901737,7,null,0,null,1]
["ENERGY STAR Commercial Clothes Washer",0.3795406570238502,-705.20432646707195,1.2107029277006709,null,0,33.693625797391753,7,null,0,null,1]
["ENERGY STAR Commercial Clothes Washer",0.29261012752693144,-941.77036882087361,1.7894499573213545,null,0,0,7,null,0,null,1]
["ENERGY STAR Water Cooler",2.2235042399296847,498.60938983687282,1.2113935475871977,null,0,6.267077975757247,10,null,1,null,1]
["ENERGY STAR Water Cooler",2.2235042399296847,498.60938983687282,1.2113935475871977,null,0,6.267077975757247,10,null,1,null,1]
["ENERGY STAR Water Cooler",2.2235042399296847,498.60938983687282,1.2113935475871977,null,0,6.267077975757247,10,null,1,null,1]
["ENERGY STAR Water Cooler",2.2235042399296847,498.60938983687282,1.2113935475871977,null,0,6.267077975757247,10,null,1,null,1]
["ENERGY STAR Water Cooler",2.2235042399296847,498.60938983687282,1.2113935475871977,null,0,6.267077975757247,10,null,1,null,1]
["ENERGY STAR Water Cooler",2.2235042399296847,498.60938983687282,1.2113935475871977,null,0,6.267077975757247,10,null,1,null,1]
["ENERGY STAR Water Cooler",2.2235042399296847,498.60938983687282,1.2113935475871977,null,0,6.267077975757247,10,null,1,null,1]
["ENERGY STAR Water Cooler",2.2235042399296847,498.60938983687282,1.2113935475871977,null,0,6.267077975757247,10,null,1,null,1]
["ENERGY STAR Water Cooler",2.2235042399296847,498.60938983687282,1.2113935475871977,null,0,6.267077975757247,10,null,1,null,1]
["ENERGY STAR Water Cooler",2.2235042399296847,498.60938983687282,1.2113935475871977,null,0,6.267077975757247,10,null,1,null,1]
["ENERGY STAR Water Cooler",2.2235042399296847,498.60938983687282,1.2113935475871977,null,0,6.267077975757247,10,null,1,null,1]
["ENERGY STAR Water Cooler",2.2235042399296847,498.60938983687282,1.2113935475871977,null,0,6.267077975757247,10,null,{"$f":"IF(B1035<1.01,0,1)","v":1},null,{"$f":"IF(D1035<1.01,0,1)","v":1}]
["ENERGY STAR Water Cooler",2.2235042399296847,498.60938983687282,1.2113935475871977,null,0,6.267077975757247,10,null,1,null,1]
["ENERGY STAR Water Cooler",2.2235042399296847,498.60938983687282,1.2113935475871977,null,0,6.267077975757247,10,null,1,null,1]
["ENERGY STAR Water Cooler",2.2235042399296847,498.60938983687282,1.2113935475871977,null,0,6.267077975757247,10,null,1,null,1]
["ENERGY STAR Water Cooler",2.2235042399296847,498.60938983687282,1.2113935475871977,null,0,6.267077975757247,10,null,1,null,1]
["ENERGY STAR Water Cooler",2.2235042399296847,498.60938983687282,1.2113935475871977,null,0,6.267077975757247,10,null,1,null,1]
["ENERGY STAR Water Cooler",2.2235042399296847,498.60938983687282,1.2113935475871977,null,0,6.267077975757247,10,null,1,null,1]
["ENERGY STAR Water Cooler",2.2235042399296847,498.60938983687282,1.2113935475871977,null,0,6.267077975757247,10,null,1,null,1]
["ENERGY STAR Water Cooler",2.2235042399296847,498.60938983687282,1.2113935475871977,null,0,6.267077975757247,10,null,1,null,1]
["ENERGY STAR Water Cooler",2.2235042399296847,498.60938983687282,1.2113935475871977,null,0,6.267077975757247,10,null,1,null,1]
["ENERGY STAR Water Cooler",2.2235042399296847,498.60938983687282,1.2113935475871977,null,0,6.267077975757247,10,null,1,null,1]
["ENERGY STAR Water Cooler",2.2235042399296847,498.60938983687282,1.2113935475871977,null,0,6.267077975757247,10,null,1,null,1]
["ENERGY STAR Water Cooler",2.2235042399296847,498.60938983687282,1.2113935475871977,null,0,6.267077975757247,10,null,1,null,1]
["ENERGY STAR Water Cooler",2.2235042399296847,498.60938983687282,1.2113935475871977,null,0,6.267077975757247,10,null,1,null,1]
["ENERGY STAR Water Cooler",2.2235042399296847,498.60938983687282,1.2113935475871977,null,0,6.267077975757247,10,null,1,null,1]
["Heat Pump Pool Heater",3.9089190315612727,11062.716642673508,1.7440272333720295,null,0,44.447331467866647,15,null,1,null,1]
["Heat Pump Pool Heater",3.9089190315612727,11062.716642673508,1.7440272333720295,null,0,44.447331467866647,15,null,1,null,1]
["Heat Pump Pool Heater",3.9089190315612727,11062.716642673508,1.7440272333720295,null,0,44.447331467866647,15,null,1,null,1]
["Heat Pump Pool Heater",3.9089190315612727,11062.716642673508,1.7440272333720295,null,0,44.447331467866647,15,null,1,null,1]
["Heat Pump Pool Heater",3.9089190315612727,11062.716642673508,1.7440272333720295,null,0,44.447331467866647,15,null,1,null,1]
["Heat Pump Pool Heater",3.9089190315612727,11062.716642673508,1.7440272333720295,null,0,44.447331467866647,15,null,1,null,1]
["Heat Pump Pool Heater",3.9089190315612727,11062.716642673508,1.7440272333720295,null,0,44.447331467866647,15,null,1,null,1]
["Heat Pump Pool Heater",3.9089190315612727,11062.716642673508,1.7440272333720295,null,0,44.447331467866647,15,null,1,null,1]
["Heat Pump Pool Heater",3.9089190315612727,11062.716642673508,1.7440272333720295,null,0,44.447331467866647,15,null,1,null,1]
["Heat Pump Pool Heater",3.9089190315612727,11062.716642673508,1.7440272333720295,null,0,44.447331467866647,15,null,1,null,1]
["Heat Pump Pool Heater",3.9089190315612727,11062.716642673508,1.7440272333720295,null,0,44.447331467866647,15,null,1,null,1]
["Heat Pump Pool Heater",3.9089190315612727,11062.716642673508,1.7440272333720295,null,0,44.447331467866647,15,null,1,null,1]
["Heat Pump Pool Heater",3.9089190315612727,11062.716642673508,1.7440272333720295,null,0,44.447331467866647,15,null,1,null,1]
["Heat Pump Pool Heater",3.9089190315612727,11062.716642673508,1.7440272333720295,null,0,44.447331467866647,15,null,1,null,1]
["Heat Pump Pool Heater",3.9089190315612727,11062.716642673508,1.7440272333720295,null,0,44.447331467866647,15,null,1,null,1]
["Heat Pump Pool Heater",3.9089190315612727,11062.716642673508,1.7440272333720295,null,0,44.447331467866647,15,null,1,null,1]
["Heat Pump Pool Heater",3.9089190315612727,11062.716642673508,1.7440272333720295,null,0,44.447331467866647,15,null,1,null,1]
["Heat Pump Pool Heater",3.9089190315612727,11062.716642673508,1.7440272333720295,null,0,44.447331467866647,15,null,1,null,1]
["Heat Pump Pool Heater",3.9089190315612727,11062.716642673508,1.7440272333720295,null,0,44.447331467866647,15,null,1,null,1]
["Heat Pump Pool Heater",3.9089190315612727,11062.716642673508,1.7440272333720295,null,0,44.447331467866647,15,null,1,null,1]
["Heat Pump Pool Heater",3.9089190315612727,11062.716642673508,1.7440272333720295,null,0,44.447331467866647,15,null,1,null,1]
["Heat Pump Pool Heater",3.9089190315612727,11062.716642673508,1.7440272333720295,null,0,44.447331467866647,15,null,1,null,1]
["Heat Pump Pool Heater",3.9089190315612727,11062.716642673508,1.7440272333720295,null,0,44.447331467866647,15,null,1,null,1]
["Heat Pump Pool Heater",3.9089190315612727,11062.716642673508,1.7440272333720295,null,0,44.447331467866647,15,null,1,null,1]
["Heat Pump Pool Heater",3.9089190315612727,11062.716642673508,1.7440272333720295,null,0,44.447331467866647,15,null,1,null,1]
["Heat Pump Pool Heater",3.9089190315612727,11062.716642673508,1.7440272333720295,null,0,44.447331467866647,15,null,1,null,1]
["Solar Pool Heater",1.0974863440507816,4735.3941438781276,1.7440055076611634,null,0,158.306166168304,15,null,1,null,1]
["Solar Pool Heater",1.0974863440507816,4735.3941438781276,1.7440055076611634,null,0,158.306166168304,15,null,1,null,1]
["Solar Pool Heater",1.0974863440507816,4735.3941438781276,1.7440055076611634,null,0,158.306166168304,15,null,1,null,1]
["Solar Pool Heater",1.0974863440507816,4735.3941438781276,1.7440055076611634,null,0,158.306166168304,15,null,1,null,1]
["Solar Pool Heater",1.0974863440507816,4735.3941438781276,1.7440055076611634,null,0,158.306166168304,15,null,1,null,1]
["Solar Pool Heater",1.0974863440507816,4735.3941438781276,1.7440055076611634,null,0,158.306166168304,15,null,1,null,1]
["Solar Pool Heater",1.0974863440507816,4735.3941438781276,1.7440055076611634,null,0,158.306166168304,15,null,1,null,1]
["Solar Pool Heater",1.0974863440507816,4735.3941438781276,1.7440055076611634,null,0,158.306166168304,15,null,1,null,1]
["Solar Pool Heater",1.0974863440507816,4735.3941438781276,1.7440055076611634,null,0,158.306166168304,15,null,1,null,1]
["Solar Pool Heater",1.0974863440507816,4735.3941438781276,1.7440055076611634,null,0,158.306166168304,15,null,1,null,1]
["Solar Pool Heater",1.0974863440507816,4735.3941438781276,1.7440055076611634,null,0,158.306166168304,15,null,1,null,1]
["Solar Pool Heater",1.0974863440507816,4735.3941438781276,1.7440055076611634,null,0,158.306166168304,15,null,1,null,1]
["Solar Pool Heater",1.0974863440507816,4735.3941438781276,1.7440055076611634,null,0,158.306166168304,15,null,1,null,1]
["Solar Pool Heater",1.0974863440507816,4735.3941438781276,1.7440055076611634,null,0,158.306166168304,15,null,1,null,1]
["Solar Pool Heater",1.0974863440507816,4735.3941438781276,1.7440055076611634,null,0,158.306166168304,15,null,1,null,1]
["Solar Pool Heater",1.0974863440507816,4735.3941438781276,1.7440055076611634,null,0,158.306166168304,15,null,1,null,1]
["Solar Pool Heater",1.0974863440507816,4735.3941438781276,1.7440055076611634,null,0,158.306166168304,15,null,1,null,1]
["Solar Pool Heater",1.0974863440507816,4735.3941438781276,1.7440055076611634,null,0,158.306166168304,15,null,1,null,1]
["Solar Pool Heater",1.0974863440507816,4735.3941438781276,1.7440055076611634,null,0,158.306166168304,15,null,1,null,1]
["Solar Pool Heater",1.0974863440507816,4735.3941438781276,1.7440055076611634,null,0,158.306166168304,15,null,1,null,1]
["Solar Pool Heater",1.0974863440507816,4735.3941438781276,1.7440055076611634,null,0,158.306166168304,15,null,1,null,1]
["Solar Pool Heater",1.0974863440507816,4735.3941438781276,1.7440055076611634,null,0,158.306166168304,15,null,1,null,1]
["Solar Pool Heater",1.0974863440507816,4735.3941438781276,1.7440055076611634,null,0,158.306166168304,15,null,1,null,1]
["Solar Pool Heater",1.0974863440507816,4735.3941438781276,1.7440055076611634,null,0,158.306166168304,15,null,{"$f":"IF(B1099<1.01,0,1)","v":1},null,{"$f":"IF(D1099<1.01,0,1)","v":1}]
["Solar Pool Heater",1.0974863440507816,4735.3941438781276,1.7440055076611634,null,0,158.306166168304,15,null,1,null,1]
["Solar Pool Heater",1.0974863440507816,4735.3941438781276,1.7440055076611634,null,0,158.306166168304,15,null,1,null,1]
["Solar Powered Pool Pump",0.66000509202936064,-289.95819546667099,1.0692552375190973,null,0,25.581806805769112,10,null,0,null,1]
["Solar Powered Pool Pump",0.66000509202936064,-289.95819546667099,1.0692552375190973,null,0,25.581806805769112,10,null,0,null,1]
["Solar Powered Pool Pump",0.66000509202936064,-289.95819546667099,1.0692552375190973,null,0,25.581806805769112,10,null,0,null,1]
["Solar Powered Pool Pump",0.66000509202936064,-289.95819546667099,1.0692552375190973,null,0,25.581806805769112,10,null,0,null,1]
["Solar Powered Pool Pump",0.66000509202936064,-289.95819546667099,1.0692552375190973,null,0,25.581806805769112,10,null,0,null,1]
["Solar Powered Pool Pump",0.66000509202936064,-289.95819546667099,1.0692552375190973,null,0,25.581806805769112,10,null,0,null,1]
["Solar Powered Pool Pump",0.66000509202936064,-289.95819546667099,1.0692552375190973,null,0,25.581806805769112,10,null,0,null,1]
["Solar Powered Pool Pump",0.66000509202936064,-289.95819546667099,1.0692552375190973,null,0,25.581806805769112,10,null,0,null,1]
["Solar Powered Pool Pump",0.66000509202936064,-289.95819546667099,1.0692552375190973,null,0,25.581806805769112,10,null,0,null,1]
["Solar Powered Pool Pump",0.66000509202936064,-289.95819546667099,1.0692552375190973,null,0,25.581806805769112,10,null,0,null,1]
["Solar Powered Pool Pump",0.66000509202936064,-289.95819546667099,1.0692552375190973,null,0,25.581806805769112,10,null,0,null,1]
["Solar Powered Pool Pump",0.66000509202936064,-289.95819546667099,1.0692552375190973,null,0,25.581806805769112,10,null,0,null,1]
["Solar Powered Pool Pump",0.66000509202936064,-289.95819546667099,1.0692552375190973,null,0,25.581806805769112,10,null,0,null,1]
["Solar Powered Pool Pump",0.66000509202936064,-289.95819546667099,1.0692552375190973,null,0,25.581806805769112,10,null,0,null,1]
["Solar Powered Pool Pump",0.66000509202936064,-289.95819546667099,1.0692552375190973,null,0,25.581806805769112,10,null,0,null,1]
["Solar Powered Pool Pump",0.66000509202936064,-289.95819546667099,1.0692552375190973,null,0,25.581806805769112,10,null,0,null,1]
["Solar Powered Pool Pump",0.66000509202936064,-289.95819546667099,1.0692552375190973,null,0,25.581806805769112,10,null,0,null,1]
["Solar Powered Pool Pump",0.66000509202936064,-289.95819546667099,1.0692552375190973,null,0,25.581806805769112,10,null,0,null,1]
["Solar Powered Pool Pump",0.66000509202936064,-289.95819546667099,1.0692552375190973,null,0,25.581806805769112,10,null,0,null,1]
["Solar Powered Pool Pump",0.66000509202936064,-289.95819546667099,1.0692552375190973,null,0,25.581806805769112,10,null,0,null,1]
["Solar Powered Pool Pump",0.66000509202936064,-289.95819546667099,1.0692552375190973,null,0,25.581806805769112,10]
["Solar Powered Pool Pump",0.66000509202936064,-289.95819546667099,1.0692552375190973,null,0,25.581806805769112,10,null,{"$f":"SUM(J10:J1122)","v":{"$error":"#DIV/0!"}},null,{"$f":"SUM(L10:L1122)","v":972}]
["Solar Powered Pool Pump",0.66000509202936064,-289.95819546667099,1.0692552375190973,null,0,25.581806805769112,10]
["Solar Powered Pool Pump",0.66000509202936064,-289.95819546667099,1.0692552375190973,null,0,25.581806805769112,10,null,{"$f":"+J1123/A1123","v":{"$error":"#DIV/0!"}},null,{"$f":"+L1123/A1123","v":{"$error":"#VALUE!"}}]
["Two Speed Pool Pump",3.1678990073791522,3691.211930422533,1.0692885506926202,null,0,5.3299201612640994,10]
["Two Speed Pool Pump",3.1678990073791522,3691.211930422533,1.0692885506926202,null,0,5.3299201612640994,10]
["Two Speed Pool Pump",3.1678990073791522,3691.211930422533,1.0692885506926202,null,0,5.3299201612640994,10]
["Two Speed Pool Pump",3.1678990073791522,3691.211930422533,1.0692885506926202,null,0,5.3299201612640994,10]
["Two Speed Pool Pump",3.1678990073791522,3691.211930422533,1.0692885506926202,null,0,5.3299201612640994,10]
["Two Speed Pool Pump",3.1678990073791522,3691.211930422533,1.0692885506926202,null,0,5.3299201612640994,10]
["Two Speed Pool Pump",3.1678990073791522,3691.211930422533,1.0692885506926202,null,0,5.3299201612640994,10]
["Two Speed Pool Pump",3.1678990073791522,3691.211930422533,1.0692885506926202,null,0,5.3299201612640994,10]
["Two Speed Pool Pump",3.1678990073791522,3691.211930422533,1.0692885506926202,null,0,5.3299201612640994,10]
["Two Speed Pool Pump",3.1678990073791522,3691.211930422533,1.0692885506926202,null,0,5.3299201612640994,10]
["Two Speed Pool Pump",3.1678990073791522,3691.211930422533,1.0692885506926202,null,0,5.3299201612640994,10]
["Two Speed Pool Pump",3.1678990073791522,3691.211930422533,1.0692885506926202,null,0,5.3299201612640994,10]
["Two Speed Pool Pump",3.1678990073791522,3691.211930422533,1.0692885506926202,null,0,5.3299201612640994,10]
["Two Speed Pool Pump",3.1678990073791522,3691.211930422533,1.0692885506926202,null,0,5.3299201612640994,10]
["Two Speed Pool Pump",3.1678990073791522,3691.211930422533,1.0692885506926202,null,0,5.3299201612640994,10]
["Two Speed Pool Pump",3.1678990073791522,3691.211930422533,1.0692885506926202,null,0,5.3299201612640994,10]
["Two Speed Pool Pump",3.1678990073791522,3691.211930422533,1.0692885506926202,null,0,5.3299201612640994,10]
["Two Speed Pool Pump",3.1678990073791522,3691.211930422533,1.0692885506926202,null,0,5.3299201612640994,10]
["Two Speed Pool Pump",3.1678990073791522,3691.211930422533,1.0692885506926202,null,0,5.3299201612640994,10]
["Two Speed Pool Pump",3.1678990073791522,3691.211930422533,1.0692885506926202,null,0,5.3299201612640994,10]
["Two Speed Pool Pump",3.1678990073791522,3691.211930422533,1.0692885506926202,null,0,5.3299201612640994,10]
["Two Speed Pool Pump",3.1678990073791522,3691.211930422533,1.0692885506926202,null,0,5.3299201612640994,10]
["Two Speed Pool Pump",3.1678990073791522,3691.211930422533,1.0692885506926202,null,0,5.3299201612640994,10]
["Two Speed Pool Pump",3.1678990073791522,3691.211930422533,1.0692885506926202,null,0,5.3299201612640994,10]
["Two Speed Pool Pump",3.1678990073791522,3691.211930422533,1.0692885506926202,null,0,5.3299201612640994,10]
["Two Speed Pool Pump",3.1678990073791522,3691.211930422533,1.0692885506926202,null,0,5.3299201612640994,10]
["Variable Speed Pool Pump",1.0918602692709634,1806.0091548195501,1.0692055316619926,null,0,15.4629107292524,10]
["Variable Speed Pool Pump",1.0918602692709634,1806.0091548195501,1.0692055316619926,null,0,15.4629107292524,10]
["Variable Speed Pool Pump",1.0918602692709634,1806.0091548195501,1.0692055316619926,null,0,15.4629107292524,10]
["Variable Speed Pool Pump",1.0918602692709634,1806.0091548195501,1.0692055316619926,null,0,15.4629107292524,10]
["Variable Speed Pool Pump",1.0918602692709634,1806.0091548195501,1.0692055316619926,null,0,15.4629107292524,10]
["Variable Speed Pool Pump",1.0918602692709634,1806.0091548195501,1.0692055316619926,null,0,15.4629107292524,10]
["Variable Speed Pool Pump",1.0918602692709634,1806.0091548195501,1.0692055316619926,null,0,15.4629107292524,10]
["Variable Speed Pool Pump",1.0918602692709634,1806.0091548195501,1.0692055316619926,null,0,15.4629107292524,10]
["Variable Speed Pool Pump",1.0918602692709634,1806.0091548195501,1.0692055316619926,null,0,15.4629107292524,10]
["Variable Speed Pool Pump",1.0918602692709634,1806.0091548195501,1.0692055316619926,null,0,15.4629107292524,10]
["Variable Speed Pool Pump",1.0918602692709634,1806.0091548195501,1.0692055316619926,null,0,15.4629107292524,10]
["Variable Speed Pool Pump",1.0918602692709634,1806.0091548195501,1.0692055316619926,null,0,15.4629107292524,10]
["Variable Speed Pool Pump",1.0918602692709634,1806.0091548195501,1.0692055316619926,null,0,15.4629107292524,10]
["Variable Speed Pool Pump",1.0918602692709634,1806.0091548195501,1.0692055316619926,null,0,15.4629107292524,10]
["Variable Speed Pool Pump",1.0918602692709634,1806.0091548195501,1.0692055316619926,null,0,15.4629107292524,10]
["Variable Speed Pool Pump",1.0918602692709634,1806.0091548195501,1.0692055316619926,null,0,15.4629107292524,10]
["Variable Speed Pool Pump",1.0918602692709634,1806.0091548195501,1.0692055316619926,null,0,15.4629107292524,10]
["Variable Speed Pool Pump",1.0918602692709634,1806.0091548195501,1.0692055316619926,null,0,15.4629107292524,10]
["Variable Speed Pool Pump",1.0918602692709634,1806.0091548195501,1.0692055316619926,null,0,15.4629107292524,10]
["Variable Speed Pool Pump",1.0918602692709634,1806.0091548195501,1.0692055316619926,null,0,15.4629107292524,10]
["Variable Speed Pool Pump",1.0918602692709634,1806.0091548195501,1.0692055316619926,null,0,15.4629107292524,10]
["Variable Speed Pool Pump",1.0918602692709634,1806.0091548195501,1.0692055316619926,null,0,15.4629107292524,10]
["Variable Speed Pool Pump",1.0918602692709634,1806.0091548195501,1.0692055316619926,null,0,15.4629107292524,10]
["Variable Speed Pool Pump",1.0918602692709634,1806.0091548195501,1.0692055316619926,null,0,15.4629107292524,10]
["ENERGY STAR Imaging Equipment",0.12093972685041905,-1376.934916239531,1.1390048630026364,null,0,82.342536379746676,6]
["ENERGY STAR Imaging Equipment",0.12093972685041905,-1376.934916239531,1.1390048630026364,null,0,82.342536379746676,6]
["ENERGY STAR Imaging Equipment",0.12093972685041905,-1376.934916239531,1.1390048630026364,null,0,82.342536379746676,6]
["ENERGY STAR Imaging Equipment",0.12093972685041905,-1376.934916239531,1.1390048630026364,null,0,82.342536379746676,6]
["ENERGY STAR Imaging Equipment",0.12093972685041905,-1376.934916239531,1.1390048630026364,null,0,82.342536379746676,6]
["ENERGY STAR Imaging Equipment",0.12093972685041905,-1376.934916239531,1.1390048630026364,null,0,82.342536379746676,6]
["ENERGY STAR Imaging Equipment",0.12093972685041905,-1376.934916239531,1.1390048630026364,null,0,82.342536379746676,6]
["ENERGY STAR Imaging Equipment",0.12093972685041905,-1376.934916239531,1.1390048630026364,null,0,82.342536379746676,6]
["ENERGY STAR Imaging Equipment",0.12093972685041905,-1376.934916239531,1.1390048630026364,null,0,82.342536379746676,6]
["ENERGY STAR Imaging Equipment",0.12093972685041905,-1376.934916239531,1.1390048630026364,null,0,82.342536379746676,6]
["ENERGY STAR Imaging Equipment",0.12093972685041905,-1376.934916239531,1.1390048630026364,null,0,82.342536379746676,6]
["ENERGY STAR Imaging Equipment",0.12093972685041905,-1376.934916239531,1.1390048630026364,null,0,82.342536379746676,6]
["ENERGY STAR Imaging Equipment",0.12093972685041905,-1376.934916239531,1.1390048630026364,null,0,82.342536379746676,6]
["ENERGY STAR Imaging Equipment",0.12093972685041905,-1376.934916239531,1.1390048630026364,null,0,82.342536379746676,6]
["ENERGY STAR Imaging Equipment",0.12093972685041905,-1376.934916239531,1.1390048630026364,null,0,82.342536379746676,6]
["ENERGY STAR Imaging Equipment",0.12093972685041905,-1376.934916239531,1.1390048630026364,null,0,82.342536379746676,6]
["ENERGY STAR Imaging Equipment",0.12093972685041905,-1376.934916239531,1.1390048630026364,null,0,82.342536379746676,6]
["ENERGY STAR Imaging Equipment",0.12093972685041905,-1376.934916239531,1.1390048630026364,null,0,82.342536379746676,6]
["ENERGY STAR Imaging Equipment",0.12093972685041905,-1376.934916239531,1.1390048630026364,null,0,82.342536379746676,6]
["ENERGY STAR Imaging Equipment",0.12093972685041905,-1376.934916239531,1.1390048630026364,null,0,82.342536379746676,6]
["ENERGY STAR Imaging Equipment",0.12093972685041905,-1376.934916239531,1.1390048630026364,null,0,82.342536379746676,6]
["ENERGY STAR Imaging Equipment",0.12093972685041905,-1376.934916239531,1.1390048630026364,null,0,82.342536379746676,6]
["ENERGY STAR Imaging Equipment",0.12093972685041905,-1376.934916239531,1.1390048630026364,null,0,82.342536379746676,6]
["ENERGY STAR Imaging Equipment",0.12093972685041905,-1376.934916239531,1.1390048630026364,null,0,82.342536379746676,6]
["ENERGY STAR Imaging Equipment",0.12093972685041905,-1376.934916239531,1.1390048630026364,null,0,82.342536379746676,6]
["ENERGY STAR Imaging Equipment",0.12093972685041905,-1376.934916239531,1.1390048630026364,null,0,82.342536379746676,6]
["Energy Star PCs",0.55936964723490723,-4.7822270948458776,1.0145618978386017,null,0,13.683406529271393,4]
["Energy Star PCs",0.61992120253261518,1.0132490724005496,0.95025233011128096,null,0,5.9236457092386274,4]
["Energy Star PCs",0.56504487133412384,-4.7822270948458776,1.0248553883081386,null,0,10.714808713412678,4]
["Energy Star PCs",0.56504487133412384,-4.7822270948458776,1.0248553883081386,null,0,10.714808713412678,4]
["Energy Star PCs",0.61992120253261518,1.0132490724005496,0.95025233011128096,null,0,5.9236457092386274,4]
["Energy Star PCs",0.55936964723490723,-4.7822270948458776,1.0145618978386017,null,0,13.683406529271393,4]
["Energy Star PCs",0.56504487133412384,-4.7822270948458776,1.0248553883081386,null,0,10.714808713412678,4]
["Energy Star PCs",0.55936964723490723,-4.7822270948458776,1.0145618978386017,null,0,13.683406529271393,4]
["Energy Star PCs",0.56504487133412384,-4.7822270948458776,1.0248553883081386,null,0,10.714808713412678,4]
["Energy Star PCs",0.55936964723490723,-4.7822270948458776,1.0145618978386017,null,0,13.683406529271393,4]
["Energy Star PCs",0.56504487133412384,-4.7822270948458776,1.0248553883081386,null,0,10.714808713412678,4]
["Energy Star PCs",0.56504487133412384,-4.7822270948458776,1.0248553883081386,null,0,10.714808713412678,4]
["Energy Star PCs",0.55936964723490723,-4.7822270948458776,1.0145618978386017,null,0,13.683406529271393,4]
["Energy Star PCs",0.55936964723490723,-4.7822270948458776,1.0145618978386017,null,0,13.683406529271393,4]
["Energy Star PCs",0.61992120253261518,1.0132490724005496,0.95025233011128096,null,0,5.9236457092386274,4]
["Energy Star PCs",0.56504487133412384,-4.7822270948458776,1.0248553883081386,null,0,10.714808713412678,4]
["Energy Star PCs",0.56504487133412384,-4.7822270948458776,1.0248553883081386,null,0,10.714808713412678,4]
["Energy Star PCs",0.61992120253261518,1.0132490724005496,0.95025233011128096,null,0,5.9236457092386274,4]
["Energy Star PCs",0.55936964723490723,-4.7822270948458776,1.0145618978386017,null,0,13.683406529271393,4]
["Energy Star PCs",0.56504487133412384,-4.7822270948458776,1.0248553883081386,null,0,10.714808713412678,4]
["Energy Star PCs",0.55936964723490723,-4.7822270948458776,1.0145618978386017,null,0,13.683406529271393,4]
["Energy Star PCs",0.56504487133412384,-4.7822270948458776,1.0248553883081386,null,0,10.714808713412678,4]
["Energy Star PCs",0.55936964723490723,-4.7822270948458776,1.0145618978386017,null,0,13.683406529271393,4]
["Energy Star PCs",0.56504487133412384,-4.7822270948458776,1.0248553883081386,null,0,10.714808713412678,4]
["Energy Star PCs",0.56504487133412384,-4.7822270948458776,1.0248553883081386,null,0,10.714808713412678,4]
["Energy Star PCs",0.55936964723490723,-4.7822270948458776,1.0145618978386017,null,0,13.683406529271393,4]
["Energy Star Servers",1.5132451164888618,290.03666581421083,1.0195931513045662,null,0,3.3267569803382648,4]
["Energy Star Servers",1.5132451164888618,290.03666581421083,1.0195931513045662,null,0,3.3267569803382648,4]
["Energy Star Servers",1.5132451164888618,290.03666581421083,1.0195931513045662,null,0,3.3267569803382648,4]
["Energy Star Servers",1.5132451164888618,290.03666581421083,1.0195931513045662,null,0,3.3267569803382648,4]
["Energy Star Servers",1.5132451164888618,290.03666581421083,1.0195931513045662,null,0,3.3267569803382648,4]
["Energy Star Servers",1.5132451164888618,290.03666581421083,1.0195931513045662,null,0,3.3267569803382648,4]
["Energy Star Servers",1.5132451164888618,290.03666581421083,1.0195931513045662,null,0,3.3267569803382648,4]
["Energy Star Servers",1.5132451164888618,290.03666581421083,1.0195931513045662,null,0,3.3267569803382648,4]
["Energy Star Servers",1.5132451164888618,290.03666581421083,1.0195931513045662,null,0,3.3267569803382648,4]
["Energy Star Servers",1.5132451164888618,290.03666581421083,1.0195931513045662,null,0,3.3267569803382648,4]
["Energy Star Servers",1.5132451164888618,290.03666581421083,1.0195931513045662,null,0,3.3267569803382648,4]
["Energy Star Servers",1.5132451164888618,290.03666581421083,1.0195931513045662,null,0,3.3267569803382648,4]
["Energy Star Servers",1.5132451164888618,290.03666581421083,1.0195931513045662,null,0,3.3267569803382648,4]
["Energy Star Servers",1.5132451164888618,290.03666581421083,1.0195931513045662,null,0,3.3267569803382648,4]
["Energy Star Servers",1.5132451164888618,290.03666581421083,1.0195931513045662,null,0,3.3267569803382648,4]
["Energy Star Servers",1.5132451164888618,290.03666581421083,1.0195931513045662,null,0,3.3267569803382648,4]
["Energy Star Servers",1.5132451164888618,290.03666581421083,1.0195931513045662,null,0,3.3267569803382648,4]
["Energy Star Servers",1.5132451164888618,290.03666581421083,1.0195931513045662,null,0,3.3267569803382648,4]
["Energy Star Servers",1.5132451164888618,290.03666581421083,1.0195931513045662,null,0,3.3267569803382648,4]
["Energy Star Servers",1.5132451164888618,290.03666581421083,1.0195931513045662,null,0,3.3267569803382648,4]
["Energy Star Servers",1.5132451164888618,290.03666581421083,1.0195931513045662,null,0,3.3267569803382648,4]
["Energy Star Servers",1.5132451164888618,290.03666581421083,1.0195931513045662,null,0,3.3267569803382648,4]
["Energy Star Servers",1.5132451164888618,290.03666581421083,1.0195931513045662,null,0,3.3267569803382648,4]
["Energy Star Servers",1.5132451164888618,290.03666581421083,1.0195931513045662,null,0,3.3267569803382648,4]
["Energy Star Servers",1.5132451164888618,290.03666581421083,1.0195931513045662,null,0,3.3267569803382648,4]
["Energy Star Servers",1.5132451164888618,290.03666581421083,1.0195931513045662,null,0,3.3267569803382648,4]
["Energy Star Uninterruptable Power Supply",1.0555438975832743,1.9526677562994568,1.3355519432062486,null,0,17.779614913996657,10]
["Energy Star Uninterruptable Power Supply",1.0555438975832743,1.9526677562994568,1.3355519432062486,null,0,17.779614913996657,10]
["Energy Star Uninterruptable Power Supply",1.0555438975832743,1.9526677562994568,1.3355519432062486,null,0,17.779614913996657,10]
["Energy Star Uninterruptable Power Supply",1.0555438975832743,1.9526677562994568,1.3355519432062486,null,0,17.779614913996657,10]
["Energy Star Uninterruptable Power Supply",1.0555438975832743,1.9526677562994568,1.3355519432062486,null,0,17.779614913996657,10]
["Energy Star Uninterruptable Power Supply",1.0555438975832743,1.9526677562994568,1.3355519432062486,null,0,17.779614913996657,10]
["Energy Star Uninterruptable Power Supply",1.0555438975832743,1.9526677562994568,1.3355519432062486,null,0,17.779614913996657,10]
["Energy Star Uninterruptable Power Supply",1.0555438975832743,1.9526677562994568,1.3355519432062486,null,0,17.779614913996657,10]
["Energy Star Uninterruptable Power Supply",1.0555438975832743,1.9526677562994568,1.3355519432062486,null,0,17.779614913996657,10]
["Energy Star Uninterruptable Power Supply",1.0555438975832743,1.9526677562994568,1.3355519432062486,null,0,17.779614913996657,10]
["Energy Star Uninterruptable Power Supply",1.0555438975832743,1.9526677562994568,1.3355519432062486,null,0,17.779614913996657,10]
["Energy Star Uninterruptable Power Supply",1.0555438975832743,1.9526677562994568,1.3355519432062486,null,0,17.779614913996657,10]
["Energy Star Uninterruptable Power Supply",1.0555438975832743,1.9526677562994568,1.3355519432062486,null,0,17.779614913996657,10]
["Energy Star Uninterruptable Power Supply",1.0555438975832743,1.9526677562994568,1.3355519432062486,null,0,17.779614913996657,10]
["Energy Star Uninterruptable Power Supply",1.0555438975832743,1.9526677562994568,1.3355519432062486,null,0,17.779614913996657,10]
["Energy Star Uninterruptable Power Supply",1.0555438975832743,1.9526677562994568,1.3355519432062486,null,0,17.779614913996657,10]
["Energy Star Uninterruptable Power Supply",1.0555438975832743,1.9526677562994568,1.3355519432062486,null,0,17.779614913996657,10]
["Energy Star Uninterruptable Power Supply",1.0555438975832743,1.9526677562994568,1.3355519432062486,null,0,17.779614913996657,10]
["Energy Star Uninterruptable Power Supply",1.0555438975832743,1.9526677562994568,1.3355519432062486,null,0,17.779614913996657,10]
["Energy Star Uninterruptable Power Supply",1.0555438975832743,1.9526677562994568,1.3355519432062486,null,0,17.779614913996657,10]
["Energy Star Uninterruptable Power Supply",1.0555438975832743,1.9526677562994568,1.3355519432062486,null,0,17.779614913996657,10]
["Energy Star Uninterruptable Power Supply",1.0555438975832743,1.9526677562994568,1.3355519432062486,null,0,17.779614913996657,10]
["Energy Star Uninterruptable Power Supply",1.0555438975832743,1.9526677562994568,1.3355519432062486,null,0,17.779614913996657,10]
["Energy Star Uninterruptable Power Supply",1.0555438975832743,1.9526677562994568,1.3355519432062486,null,0,17.779614913996657,10]
["Energy Star Uninterruptable Power Supply",1.0555438975832743,1.9526677562994568,1.3355519432062486,null,0,17.779614913996657,10]
["Energy Star Uninterruptable Power Supply",1.0555438975832743,1.9526677562994568,1.3355519432062486,null,0,17.779614913996657,10]
["Server Virtualization",6.1228900420904613E-2,-45118.82132365329,0.90704147956406656,null,0,45.480654681499594,3]
["Server Virtualization",6.1228900420904613E-2,-45118.82132365329,0.90704147956406656,null,0,45.480654681499594,3]
["Server Virtualization",6.1228900420904613E-2,-45118.82132365329,0.90704147956406656,null,0,45.480654681499594,3]
["Server Virtualization",6.1228900420904613E-2,-45118.82132365329,0.90704147956406656,null,0,45.480654681499594,3]
["Server Virtualization",6.1228900420904613E-2,-45118.82132365329,0.90704147956406656,null,0,45.480654681499594,3]
["Server Virtualization",6.1228900420904613E-2,-45118.82132365329,0.90704147956406656,null,0,45.480654681499594,3]
["Server Virtualization",6.1228900420904613E-2,-45118.82132365329,0.90704147956406656,null,0,45.480654681499594,3]
["Server Virtualization",6.1228900420904613E-2,-45118.82132365329,0.90704147956406656,null,0,45.480654681499594,3]
["Server Virtualization",6.1228900420904613E-2,-45118.82132365329,0.90704147956406656,null,0,45.480654681499594,3]
["Server Virtualization",6.1228900420904613E-2,-45118.82132365329,0.90704147956406656,null,0,45.480654681499594,3]
["Server Virtualization",6.1228900420904613E-2,-45118.82132365329,0.90704147956406656,null,0,45.480654681499594,3]
["Server Virtualization",6.1228900420904613E-2,-45118.82132365329,0.90704147956406656,null,0,45.480654681499594,3]
["Server Virtualization",6.1228900420904613E-2,-45118.82132365329,0.90704147956406656,null,0,45.480654681499594,3]
["Server Virtualization",6.1228900420904613E-2,-45118.82132365329,0.90704147956406656,null,0,45.480654681499594,3]
["Server Virtualization",6.1228900420904613E-2,-45118.82132365329,0.90704147956406656,null,0,45.480654681499594,3]
["Server Virtualization",6.1228900420904613E-2,-45118.82132365329,0.90704147956406656,null,0,45.480654681499594,3]
["Server Virtualization",6.1228900420904613E-2,-45118.82132365329,0.90704147956406656,null,0,45.480654681499594,3]
["Server Virtualization",6.1228900420904613E-2,-45118.82132365329,0.90704147956406656,null,0,45.480654681499594,3]
["Server Virtualization",6.1228900420904613E-2,-45118.82132365329,0.90704147956406656,null,0,45.480654681499594,3]
["Server Virtualization",6.1228900420904613E-2,-45118.82132365329,0.90704147956406656,null,0,45.480654681499594,3]
["Server Virtualization",6.1228900420904613E-2,-45118.82132365329,0.90704147956406656,null,0,45.480654681499594,3]
["Server Virtualization",6.1228900420904613E-2,-45118.82132365329,0.90704147956406656,null,0,45.480654681499594,3]
["Server Virtualization",6.1228900420904613E-2,-45118.82132365329,0.90704147956406656,null,0,45.480654681499594,3]
["Server Virtualization",6.1228900420904613E-2,-45118.82132365329,0.90704147956406656,null,0,45.480654681499594,3]
["Server Virtualization",6.1228900420904613E-2,-45118.82132365329,0.90704147956406656,null,0,45.480654681499594,3]
["Server Virtualization",6.1228900420904613E-2,-45118.82132365329,0.90704147956406656,null,0,45.480654681499594,3]
["Energy Star Commercial Glass Door Freezer",10.322283144241323,6232.1417920279127,1.2891096581505759,null,0,2.5015961528068287,12]
["Energy Star Commercial Glass Door Freezer",10.205602370767563,6003.8902066639048,1.3557078524174191,null,0,2.1960771039071472,12]
["Energy Star Commercial Glass Door Freezer",10.322283144241323,6232.1417920279127,1.2891096581505759,null,0,2.5015961528068287,12]
["Energy Star Commercial Glass Door Freezer",10.205602370767563,6003.8902066639048,1.3557078524174191,null,0,2.1960771039071472,12]
["Energy Star Commercial Glass Door Freezer",10.205602370767563,6003.8902066639048,1.3557078524174191,null,0,2.1960771039071472,12]
["Energy Star Commercial Glass Door Freezer",10.322283144241323,6232.1417920279127,1.2891096581505759,null,0,2.5015961528068287,12]
["Energy Star Commercial Glass Door Freezer",10.205602370767563,6003.8902066639048,1.3557078524174191,null,0,2.1960771039071472,12]
["Energy Star Commercial Glass Door Freezer",10.322283144241323,6232.1417920279127,1.2891096581505759,null,0,2.5015961528068287,12]
["Energy Star Commercial Glass Door Freezer",10.322283144241323,6232.1417920279127,1.2891096581505759,null,0,2.5015961528068287,12]
["Energy Star Commercial Glass Door Freezer",10.205602370767563,6003.8902066639048,1.3557078524174191,null,0,2.1960771039071472,12]
["Energy Star Commercial Glass Door Freezer",10.322283144241323,6232.1417920279127,1.2891096581505759,null,0,2.5015961528068287,12]
["Energy Star Commercial Glass Door Freezer",10.205602370767563,6003.8902066639048,1.3557078524174191,null,0,2.1960771039071472,12]
["Energy Star Commercial Glass Door Freezer",10.322283144241323,6232.1417920279127,1.2891096581505759,null,0,2.5015961528068287,12]
["Energy Star Commercial Glass Door Freezer",10.322283144241323,6232.1417920279127,1.2891096581505759,null,0,2.5015961528068287,12]
["Energy Star Commercial Glass Door Freezer",10.205602370767563,6003.8902066639048,1.3557078524174191,null,0,2.1960771039071472,12]
["Energy Star Commercial Glass Door Freezer",10.322283144241323,6232.1417920279127,1.2891096581505759,null,0,2.5015961528068287,12]
["Energy Star Commercial Glass Door Freezer",10.205602370767563,6003.8902066639048,1.3557078524174191,null,0,2.1960771039071472,12]
["Energy Star Commercial Glass Door Freezer",10.205602370767563,6003.8902066639048,1.3557078524174191,null,0,2.1960771039071472,12]
["Energy Star Commercial Glass Door Freezer",10.322283144241323,6232.1417920279127,1.2891096581505759,null,0,2.5015961528068287,12]
["Energy Star Commercial Glass Door Freezer",10.205602370767563,6003.8902066639048,1.3557078524174191,null,0,2.1960771039071472,12]
["Energy Star Commercial Glass Door Freezer",10.322283144241323,6232.1417920279127,1.2891096581505759,null,0,2.5015961528068287,12]
["Energy Star Commercial Glass Door Freezer",10.322283144241323,6232.1417920279127,1.2891096581505759,null,0,2.5015961528068287,12]
["Energy Star Commercial Glass Door Freezer",10.205602370767563,6003.8902066639048,1.3557078524174191,null,0,2.1960771039071472,12]
["Energy Star Commercial Glass Door Freezer",10.322283144241323,6232.1417920279127,1.2891096581505759,null,0,2.5015961528068287,12]
["Energy Star Commercial Glass Door Freezer",10.205602370767563,6003.8902066639048,1.3557078524174191,null,0,2.1960771039071472,12]
["Energy Star Commercial Glass Door Freezer",10.322283144241323,6232.1417920279127,1.2891096581505759,null,0,2.5015961528068287,12]
["Energy Star Commercial Glass Door Refrigerator",2.1960589470691749,939.84920512514918,1.2888956274402295,null,0,11.756467913771392,12]
["Energy Star Commercial Glass Door Refrigerator",2.1718976839041506,891.86592862122347,1.3558963538988487,null,0,10.32065466653523,12]
["Energy Star Commercial Glass Door Refrigerator",2.1960589470691749,939.84920512514918,1.2888956274402295,null,0,11.756467913771392,12]
["Energy Star Commercial Glass Door Refrigerator",2.1718976839041506,891.86592862122347,1.3558963538988487,null,0,10.32065466653523,12]
["Energy Star Commercial Glass Door Refrigerator",2.1718976839041506,891.86592862122347,1.3558963538988487,null,0,10.32065466653523,12]
["Energy Star Commercial Glass Door Refrigerator",2.1960589470691749,939.84920512514918,1.2888956274402295,null,0,11.756467913771392,12]
["Energy Star Commercial Glass Door Refrigerator",2.1718976839041506,891.86592862122347,1.3558963538988487,null,0,10.32065466653523,12]
["Energy Star Commercial Glass Door Refrigerator",2.1960589470691749,939.84920512514918,1.2888956274402295,null,0,11.756467913771392,12]
["Energy Star Commercial Glass Door Refrigerator",2.1960589470691749,939.84920512514918,1.2888956274402295,null,0,11.756467913771392,12]
["Energy Star Commercial Glass Door Refrigerator",2.1718976839041506,891.86592862122347,1.3558963538988487,null,0,10.32065466653523,12]
["Energy Star Commercial Glass Door Refrigerator",2.1960589470691749,939.84920512514918,1.2888956274402295,null,0,11.756467913771392,12]
["Energy Star Commercial Glass Door Refrigerator",2.1718976839041506,891.86592862122347,1.3558963538988487,null,0,10.32065466653523,12]
["Energy Star Commercial Glass Door Refrigerator",2.1960589470691749,939.84920512514918,1.2888956274402295,null,0,11.756467913771392,12]
["Energy Star Commercial Glass Door Refrigerator",2.1960589470691749,939.84920512514918,1.2888956274402295,null,0,11.756467913771392,12]
["Energy Star Commercial Glass Door Refrigerator",2.1718976839041506,891.86592862122347,1.3558963538988487,null,0,10.32065466653523,12]
["Energy Star Commercial Glass Door Refrigerator",2.1960589470691749,939.84920512514918,1.2888956274402295,null,0,11.756467913771392,12]
["Energy Star Commercial Glass Door Refrigerator",2.1718976839041506,891.86592862122347,1.3558963538988487,null,0,10.32065466653523,12]
["Energy Star Commercial Glass Door Refrigerator",2.1718976839041506,891.86592862122347,1.3558963538988487,null,0,10.32065466653523,12]
["Energy Star Commercial Glass Door Refrigerator",2.1960589470691749,939.84920512514918,1.2888956274402295,null,0,11.756467913771392,12]
["Energy Star Commercial Glass Door Refrigerator",2.1718976839041506,891.86592862122347,1.3558963538988487,null,0,10.32065466653523,12]
["Energy Star Commercial Glass Door Refrigerator",2.1960589470691749,939.84920512514918,1.2888956274402295,null,0,11.756467913771392,12]
["Energy Star Commercial Glass Door Refrigerator",2.1960589470691749,939.84920512514918,1.2888956274402295,null,0,11.756467913771392,12]
["Energy Star Commercial Glass Door Refrigerator",2.1718976839041506,891.86592862122347,1.3558963538988487,null,0,10.32065466653523,12]
["Energy Star Commercial Glass Door Refrigerator",2.1960589470691749,939.84920512514918,1.2888956274402295,null,0,11.756467913771392,12]
["Energy Star Commercial Glass Door Refrigerator",2.1718976839041506,891.86592862122347,1.3558963538988487,null,0,10.32065466653523,12]
["Energy Star Commercial Glass Door Refrigerator",2.1960589470691749,939.84920512514918,1.2888956274402295,null,0,11.756467913771392,12]
["Energy Star Commercial Solid Door Freezer",6.0195126494556517,3421.295723428188,1.2872279300915352,null,0,4.0028429571483279,12]
["Energy Star Commercial Solid Door Freezer",5.8886961774080717,3262.8943501535223,1.3557079120308733,null,0,3.8059849885188717,12]
["Energy Star Commercial Solid Door Freezer",6.0195126494556517,3421.295723428188,1.2872279300915352,null,0,4.0028429571483279,12]
["Energy Star Commercial Solid Door Freezer",5.8886961774080717,3262.8943501535223,1.3557079120308733,null,0,3.8059849885188717,12]
["Energy Star Commercial Solid Door Freezer",5.8886961774080717,3262.8943501535223,1.3557079120308733,null,0,3.8059849885188717,12]
["Energy Star Commercial Solid Door Freezer",6.0195126494556517,3421.295723428188,1.2872279300915352,null,0,4.0028429571483279,12]
["Energy Star Commercial Solid Door Freezer",5.8886961774080717,3262.8943501535223,1.3557079120308733,null,0,3.8059849885188717,12]
["Energy Star Commercial Solid Door Freezer",6.0195126494556517,3421.295723428188,1.2872279300915352,null,0,4.0028429571483279,12]
["Energy Star Commercial Solid Door Freezer",6.0195126494556517,3421.295723428188,1.2872279300915352,null,0,4.0028429571483279,12]
["Energy Star Commercial Solid Door Freezer",5.8886961774080717,3262.8943501535223,1.3557079120308733,null,0,3.8059849885188717,12]
["Energy Star Commercial Solid Door Freezer",6.0195126494556517,3421.295723428188,1.2872279300915352,null,0,4.0028429571483279,12]
["Energy Star Commercial Solid Door Freezer",5.8886961774080717,3262.8943501535223,1.3557079120308733,null,0,3.8059849885188717,12]
["Energy Star Commercial Solid Door Freezer",6.0195126494556517,3421.295723428188,1.2872279300915352,null,0,4.0028429571483279,12]
["Energy Star Commercial Solid Door Freezer",6.0195126494556517,3421.295723428188,1.2872279300915352,null,0,4.0028429571483279,12]
["Energy Star Commercial Solid Door Freezer",5.8886961774080717,3262.8943501535223,1.3557079120308733,null,0,3.8059849885188717,12]
["Energy Star Commercial Solid Door Freezer",6.0195126494556517,3421.295723428188,1.2872279300915352,null,0,4.0028429571483279,12]
["Energy Star Commercial Solid Door Freezer",5.8886961774080717,3262.8943501535223,1.3557079120308733,null,0,3.8059849885188717,12]
["Energy Star Commercial Solid Door Freezer",5.8886961774080717,3262.8943501535223,1.3557079120308733,null,0,3.8059849885188717,12]
["Energy Star Commercial Solid Door Freezer",6.0195126494556517,3421.295723428188,1.2872279300915352,null,0,4.0028429571483279,12]
["Energy Star Commercial Solid Door Freezer",5.8886961774080717,3262.8943501535223,1.3557079120308733,null,0,3.8059849885188717,12]
["Energy Star Commercial Solid Door Freezer",6.0195126494556517,3421.295723428188,1.2872279300915352,null,0,4.0028429571483279,12]
["Energy Star Commercial Solid Door Freezer",6.0195126494556517,3421.295723428188,1.2872279300915352,null,0,4.0028429571483279,12]
["Energy Star Commercial Solid Door Freezer",5.8886961774080717,3262.8943501535223,1.3557079120308733,null,0,3.8059849885188717,12]
["Energy Star Commercial Solid Door Freezer",6.0195126494556517,3421.295723428188,1.2872279300915352,null,0,4.0028429571483279,12]
["Energy Star Commercial Solid Door Freezer",5.8886961774080717,3262.8943501535223,1.3557079120308733,null,0,3.8059849885188717,12]
["Energy Star Commercial Solid Door Freezer",6.0195126494556517,3421.295723428188,1.2872279300915352,null,0,4.0028429571483279,12]
["Energy Star Commercial Solid Door Refrigerator",2.0439588985889228,837.34559201692548,1.2869605030980147,null,0,11.786028554573363,12]
["Energy Star Commercial Solid Door Refrigerator",1.9999477319798327,784.19651030966884,1.3557030265210637,null,0,11.206397111546433,12]
["Energy Star Commercial Solid Door Refrigerator",2.0439588985889228,837.34559201692548,1.2869605030980147,null,0,11.786028554573363,12]
["Energy Star Commercial Solid Door Refrigerator",1.9999477319798327,784.19651030966884,1.3557030265210637,null,0,11.206397111546433,12]
["Energy Star Commercial Solid Door Refrigerator",1.9999477319798327,784.19651030966884,1.3557030265210637,null,0,11.206397111546433,12]
["Energy Star Commercial Solid Door Refrigerator",2.0439588985889228,837.34559201692548,1.2869605030980147,null,0,11.786028554573363,12]
["Energy Star Commercial Solid Door Refrigerator",1.9999477319798327,784.19651030966884,1.3557030265210637,null,0,11.206397111546433,12]
["Energy Star Commercial Solid Door Refrigerator",2.0439588985889228,837.34559201692548,1.2869605030980147,null,0,11.786028554573363,12]
["Energy Star Commercial Solid Door Refrigerator",2.0439588985889228,837.34559201692548,1.2869605030980147,null,0,11.786028554573363,12]
["Energy Star Commercial Solid Door Refrigerator",1.9999477319798327,784.19651030966884,1.3557030265210637,null,0,11.206397111546433,12]
["Energy Star Commercial Solid Door Refrigerator",2.0439588985889228,837.34559201692548,1.2869605030980147,null,0,11.786028554573363,12]
["Energy Star Commercial Solid Door Refrigerator",1.9999477319798327,784.19651030966884,1.3557030265210637,null,0,11.206397111546433,12]
["Energy Star Commercial Solid Door Refrigerator",2.0439588985889228,837.34559201692548,1.2869605030980147,null,0,11.786028554573363,12]
["Energy Star Commercial Solid Door Refrigerator",2.0439588985889228,837.34559201692548,1.2869605030980147,null,0,11.786028554573363,12]
["Energy Star Commercial Solid Door Refrigerator",1.9999477319798327,784.19651030966884,1.3557030265210637,null,0,11.206397111546433,12]
["Energy Star Commercial Solid Door Refrigerator",2.0439588985889228,837.34559201692548,1.2869605030980147,null,0,11.786028554573363,12]
["Energy Star Commercial Solid Door Refrigerator",1.9999477319798327,784.19651030966884,1.3557030265210637,null,0,11.206397111546433,12]
["Energy Star Commercial Solid Door Refrigerator",1.9999477319798327,784.19651030966884,1.3557030265210637,null,0,11.206397111546433,12]
["Energy Star Commercial Solid Door Refrigerator",2.0439588985889228,837.34559201692548,1.2869605030980147,null,0,11.786028554573363,12]
["Energy Star Commercial Solid Door Refrigerator",1.9999477319798327,784.19651030966884,1.3557030265210637,null,0,11.206397111546433,12]
["Energy Star Commercial Solid Door Refrigerator",2.0439588985889228,837.34559201692548,1.2869605030980147,null,0,11.786028554573363,12]
["Energy Star Commercial Solid Door Refrigerator",2.0439588985889228,837.34559201692548,1.2869605030980147,null,0,11.786028554573363,12]
["Energy Star Commercial Solid Door Refrigerator",1.9999477319798327,784.19651030966884,1.3557030265210637,null,0,11.206397111546433,12]
["Energy Star Commercial Solid Door Refrigerator",2.0439588985889228,837.34559201692548,1.2869605030980147,null,0,11.786028554573363,12]
["Energy Star Commercial Solid Door Refrigerator",1.9999477319798327,784.19651030966884,1.3557030265210637,null,0,11.206397111546433,12]
["Energy Star Commercial Solid Door Refrigerator",2.0439588985889228,837.34559201692548,1.2869605030980147,null,0,11.786028554573363,12]
["Energy Star Ice Maker",0.24021413522446505,-467.84083593063349,1.1652320854712352,null,0,56.026719735737203,8]
["Energy Star Ice Maker",0.2304514643212241,-481.03163281856433,1.2278910575506461,null,0,60.796469976065666,8]
["Energy Star Ice Maker",0.24021413522446505,-467.84083593063349,1.1652320854712352,null,0,56.026719735737203,8]
["Energy Star Ice Maker",0.2304514643212241,-481.03163281856433,1.2278910575506461,null,0,60.796469976065666,8]
["Energy Star Ice Maker",0.2304514643212241,-481.03163281856433,1.2278910575506461,null,0,60.796469976065666,8]
["Energy Star Ice Maker",0.24021413522446505,-467.84083593063349,1.1652320854712352,null,0,56.026719735737203,8]
["Energy Star Ice Maker",0.2304514643212241,-481.03163281856433,1.2278910575506461,null,0,60.796469976065666,8]
["Energy Star Ice Maker",0.24021413522446505,-467.84083593063349,1.1652320854712352,null,0,56.026719735737203,8]
["Energy Star Ice Maker",0.24021413522446505,-467.84083593063349,1.1652320854712352,null,0,56.026719735737203,8]
["Energy Star Ice Maker",0.2304514643212241,-481.03163281856433,1.2278910575506461,null,0,60.796469976065666,8]
["Energy Star Ice Maker",0.24021413522446505,-467.84083593063349,1.1652320854712352,null,0,56.026719735737203,8]
["Energy Star Ice Maker",0.2304514643212241,-481.03163281856433,1.2278910575506461,null,0,60.796469976065666,8]
["Energy Star Ice Maker",0.24021413522446505,-467.84083593063349,1.1652320854712352,null,0,56.026719735737203,8]
["Energy Star Ice Maker",0.24021413522446505,-467.84083593063349,1.1652320854712352,null,0,56.026719735737203,8]
["Energy Star Ice Maker",0.2304514643212241,-481.03163281856433,1.2278910575506461,null,0,60.796469976065666,8]
["Energy Star Ice Maker",0.24021413522446505,-467.84083593063349,1.1652320854712352,null,0,56.026719735737203,8]
["Energy Star Ice Maker",0.2304514643212241,-481.03163281856433,1.2278910575506461,null,0,60.796469976065666,8]
["Energy Star Ice Maker",0.2304514643212241,-481.03163281856433,1.2278910575506461,null,0,60.796469976065666,8]
["Energy Star Ice Maker",0.24021413522446505,-467.84083593063349,1.1652320854712352,null,0,56.026719735737203,8]
["Energy Star Ice Maker",0.2304514643212241,-481.03163281856433,1.2278910575506461,null,0,60.796469976065666,8]
["Energy Star Ice Maker",0.24021413522446505,-467.84083593063349,1.1652320854712352,null,0,56.026719735737203,8]
["Energy Star Ice Maker",0.24021413522446505,-467.84083593063349,1.1652320854712352,null,0,56.026719735737203,8]
["Energy Star Ice Maker",0.2304514643212241,-481.03163281856433,1.2278910575506461,null,0,60.796469976065666,8]
["Energy Star Ice Maker",0.24021413522446505,-467.84083593063349,1.1652320854712352,null,0,56.026719735737203,8]
["Energy Star Ice Maker",0.2304514643212241,-481.03163281856433,1.2278910575506461,null,0,60.796469976065666,8]
["Energy Star Ice Maker",0.24021413522446505,-467.84083593063349,1.1652320854712352,null,0,56.026719735737203,8]
["Energy Star Refrigerator",0.42269574264045751,-151.99831558218884,1.3465348811994442,null,0,53.479003854599611,12]
["Energy Star Refrigerator",0.42269574264045751,-151.99831558218884,1.3465348811994442,null,0,53.479003854599611,12]
["Energy Star Refrigerator",0.42269574264045751,-151.99831558218884,1.3465348811994442,null,0,53.479003854599611,12]
["Energy Star Refrigerator",0.42269574264045751,-151.99831558218884,1.3465348811994442,null,0,53.479003854599611,12]
["Energy Star Refrigerator",0.42269574264045751,-151.99831558218884,1.3465348811994442,null,0,53.479003854599611,12]
["Energy Star Refrigerator",0.42269574264045751,-151.99831558218884,1.3465348811994442,null,0,53.479003854599611,12]
["Energy Star Refrigerator",0.42269574264045751,-151.99831558218884,1.3465348811994442,null,0,53.479003854599611,12]
["Energy Star Refrigerator",0.42269574264045751,-151.99831558218884,1.3465348811994442,null,0,53.479003854599611,12]
["Energy Star Refrigerator",0.42269574264045751,-151.99831558218884,1.3465348811994442,null,0,53.479003854599611,12]
["Energy Star Refrigerator",0.42269574264045751,-151.99831558218884,1.3465348811994442,null,0,53.479003854599611,12]
["Energy Star Refrigerator",0.42269574264045751,-151.99831558218884,1.3465348811994442,null,0,53.479003854599611,12]
["Energy Star Refrigerator",0.42269574264045751,-151.99831558218884,1.3465348811994442,null,0,53.479003854599611,12]
["Energy Star Refrigerator",0.42269574264045751,-151.99831558218884,1.3465348811994442,null,0,53.479003854599611,12]
["Energy Star Refrigerator",0.42269574264045751,-151.99831558218884,1.3465348811994442,null,0,53.479003854599611,12]
["Energy Star Refrigerator",0.42269574264045751,-151.99831558218884,1.3465348811994442,null,0,53.479003854599611,12]
["Energy Star Refrigerator",0.42269574264045751,-151.99831558218884,1.3465348811994442,null,0,53.479003854599611,12]
["Energy Star Refrigerator",0.42269574264045751,-151.99831558218884,1.3465348811994442,null,0,53.479003854599611,12]
["Energy Star Refrigerator",0.42269574264045751,-151.99831558218884,1.3465348811994442,null,0,53.479003854599611,12]
["Energy Star Refrigerator",0.42269574264045751,-151.99831558218884,1.3465348811994442,null,0,53.479003854599611,12]
["Energy Star Refrigerator",0.42269574264045751,-151.99831558218884,1.3465348811994442,null,0,53.479003854599611,12]
["Energy Star Refrigerator",0.42269574264045751,-151.99831558218884,1.3465348811994442,null,0,53.479003854599611,12]
["Energy Star Refrigerator",0.42269574264045751,-151.99831558218884,1.3465348811994442,null,0,53.479003854599611,12]
["Energy Star Refrigerator",0.42269574264045751,-151.99831558218884,1.3465348811994442,null,0,53.479003854599611,12]
["Energy Star Refrigerator",0.42269574264045751,-151.99831558218884,1.3465348811994442,null,0,53.479003854599611,12]
["Energy Star Refrigerator",0.42269574264045751,-151.99831558218884,1.3465348811994442,null,0,53.479003854599611,12]
["Energy Star Refrigerator",0.42269574264045751,-151.99831558218884,1.3465348811994442,null,0,53.479003854599611,12]
["Energy Star Vending Machine",0.49913341155489155,-490.81540851080797,1.3371017720480194,null,0,50.603199080644487,14]
["Energy Star Vending Machine",0.49964673952785005,-489.82048243093965,1.3359938645306202,null,0,50.512506961513154,14]
["Energy Star Vending Machine",0.49913341155489155,-490.81540851080797,1.3371017720480194,null,0,50.603199080644487,14]
["Energy Star Vending Machine",0.49964673952785005,-489.82048243093965,1.3359938645306202,null,0,50.512506961513154,14]
["Energy Star Vending Machine",0.49964673952785005,-489.82048243093965,1.3359938645306202,null,0,50.512506961513154,14]
["Energy Star Vending Machine",0.49913341155489155,-490.81540851080797,1.3371017720480194,null,0,50.603199080644487,14]
["Energy Star Vending Machine",0.49964673952785005,-489.82048243093965,1.3359938645306202,null,0,50.512506961513154,14]
["Energy Star Vending Machine",0.49913341155489155,-490.81540851080797,1.3371017720480194,null,0,50.603199080644487,14]
["Energy Star Vending Machine",0.49913341155489155,-490.81540851080797,1.3371017720480194,null,0,50.603199080644487,14]
["Energy Star Vending Machine",0.49964673952785005,-489.82048243093965,1.3359938645306202,null,0,50.512506961513154,14]
["Energy Star Vending Machine",0.49913341155489155,-490.81540851080797,1.3371017720480194,null,0,50.603199080644487,14]
["Energy Star Vending Machine",0.49964673952785005,-489.82048243093965,1.3359938645306202,null,0,50.512506961513154,14]
["Energy Star Vending Machine",0.49913341155489155,-490.81540851080797,1.3371017720480194,null,0,50.603199080644487,14]
["Energy Star Vending Machine",0.49913341155489155,-490.81540851080797,1.3371017720480194,null,0,50.603199080644487,14]
["Energy Star Vending Machine",0.49964673952785005,-489.82048243093965,1.3359938645306202,null,0,50.512506961513154,14]
["Energy Star Vending Machine",0.49913341155489155,-490.81540851080797,1.3371017720480194,null,0,50.603199080644487,14]
["Energy Star Vending Machine",0.49964673952785005,-489.82048243093965,1.3359938645306202,null,0,50.512506961513154,14]
["Energy Star Vending Machine",0.49964673952785005,-489.82048243093965,1.3359938645306202,null,0,50.512506961513154,14]
["Energy Star Vending Machine",0.49913341155489155,-490.81540851080797,1.3371017720480194,null,0,50.603199080644487,14]
["Energy Star Vending Machine",0.49964673952785005,-489.82048243093965,1.3359938645306202,null,0,50.512506961513154,14]
["Energy Star Vending Machine",0.49913341155489155,-490.81540851080797,1.3371017720480194,null,0,50.603199080644487,14]
["Energy Star Vending Machine",0.49913341155489155,-490.81540851080797,1.3371017720480194,null,0,50.603199080644487,14]
["Energy Star Vending Machine",0.49964673952785005,-489.82048243093965,1.3359938645306202,null,0,50.512506961513154,14]
["Energy Star Vending Machine",0.49913341155489155,-490.81540851080797,1.3371017720480194,null,0,50.603199080644487,14]
["Energy Star Vending Machine",0.49964673952785005,-489.82048243093965,1.3359938645306202,null,0,50.512506961513154,14]
["Energy Star Vending Machine",0.49913341155489155,-490.81540851080797,1.3371017720480194,null,0,50.603199080644487,14]
["Refrigerated Display Case LED Lighting",0.7242516908309018,6.8888737062338592,1.1709300822489666,null,0,19.853478975952587,8]
["Refrigerated Display Case LED Lighting",0.70663601091578754,3.5967669705698313E-2,1.2287534247782446,null,0,19.84115663024668,8]
["Refrigerated Display Case LED Lighting",0.7242516908309018,6.8888737062338592,1.1709300822489666,null,0,19.853478975952587,8]
["Refrigerated Display Case LED Lighting",0.70663601091578754,3.5967669705698313E-2,1.2287534247782446,null,0,19.84115663024668,8]
["Refrigerated Display Case LED Lighting",0.70663601091578754,3.5967669705698313E-2,1.2287534247782446,null,0,19.84115663024668,8]
["Refrigerated Display Case LED Lighting",0.7242516908309018,6.8888737062338592,1.1709300822489666,null,0,19.853478975952587,8]
["Refrigerated Display Case LED Lighting",0.70663601091578754,3.5967669705698313E-2,1.2287534247782446,null,0,19.84115663024668,8]
["Refrigerated Display Case LED Lighting",0.7242516908309018,6.8888737062338592,1.1709300822489666,null,0,19.853478975952587,8]
["Refrigerated Display Case LED Lighting",0.7242516908309018,6.8888737062338592,1.1709300822489666,null,0,19.853478975952587,8]
["Refrigerated Display Case LED Lighting",0.70663601091578754,3.5967669705698313E-2,1.2287534247782446,null,0,19.84115663024668,8]
["Refrigerated Display Case LED Lighting",0.7242516908309018,6.8888737062338592,1.1709300822489666,null,0,19.853478975952587,8]
["Refrigerated Display Case LED Lighting",0.70663601091578754,3.5967669705698313E-2,1.2287534247782446,null,0,19.84115663024668,8]
["Refrigerated Display Case LED Lighting",0.7242516908309018,6.8888737062338592,1.1709300822489666,null,0,19.853478975952587,8]
["Refrigerated Display Case LED Lighting",0,-157.74407667440329,{"$error":"#DIV/0!"},null,0,0,8]
["Refrigerated Display Case LED Lighting",0,-157.74407667440329,{"$error":"#DIV/0!"},null,0,0,8]
["Refrigerated Display Case LED Lighting",0,-157.74407667440329,{"$error":"#DIV/0!"},null,0,0,8]
["Refrigerated Display Case LED Lighting",0,-157.74407667440329,{"$error":"#DIV/0!"},null,0,0,8]
["Refrigerated Display Case LED Lighting",0,-157.74407667440329,{"$error":"#DIV/0!"},null,0,0,8]
["Refrigerated Display Case LED Lighting",0,-157.74407667440329,{"$error":"#DIV/0!"},null,0,0,8]
["Refrigerated Display Case LED Lighting",0,-157.74407667440329,{"$error":"#DIV/0!"},null,0,0,8]
["Refrigerated Display Case LED Lighting",0,-157.74407667440329,{"$error":"#DIV/0!"},null,0,0,8]
["Refrigerated Display Case LED Lighting",0,-157.74407667440329,{"$error":"#DIV/0!"},null,0,0,8]
["Refrigerated Display Case LED Lighting",0,-157.74407667440329,{"$error":"#DIV/0!"},null,0,0,8]
["Refrigerated Display Case LED Lighting",0,-157.74407667440329,{"$error":"#DIV/0!"},null,0,0,8]
["Refrigerated Display Case LED Lighting",0,-157.74407667440329,{"$error":"#DIV/0!"},null,0,0,8]
["Refrigerated Display Case LED Lighting",0,-157.74407667440329,{"$error":"#DIV/0!"},null,0,0,8]
["10HP Open Drip-Proof(ODP) Motor",0.14502675963408451,-1728.4297135299084,1.390231169060826,null,0,249.15981229566114,15]
["10HP Open Drip-Proof(ODP) Motor",0.14642817482910067,-1734.68759809117,1.4442030194022322,null,0,193.89524676334398,15]
["10HP Open Drip-Proof(ODP) Motor",0.14502675963408451,-1728.4297135299084,1.390231169060826,null,0,249.15981229566114,15]
["10HP Open Drip-Proof(ODP) Motor",0.14642817482910067,-1734.68759809117,1.4442030194022322,null,0,193.89524676334398,15]
["10HP Open Drip-Proof(ODP) Motor",0.14642817482910067,-1734.68759809117,1.4442030194022322,null,0,193.89524676334398,15]
["10HP Open Drip-Proof(ODP) Motor",0.14502675963408451,-1728.4297135299084,1.390231169060826,null,0,249.15981229566114,15]
["10HP Open Drip-Proof(ODP) Motor",0.14642817482910067,-1734.68759809117,1.4442030194022322,null,0,193.89524676334398,15]
["10HP Open Drip-Proof(ODP) Motor",0.14502675963408451,-1728.4297135299084,1.390231169060826,null,0,249.15981229566114,15]
["10HP Open Drip-Proof(ODP) Motor",0.14502675963408451,-1728.4297135299084,1.390231169060826,null,0,249.15981229566114,15]
["10HP Open Drip-Proof(ODP) Motor",0.14642817482910067,-1734.68759809117,1.4442030194022322,null,0,193.89524676334398,15]
["10HP Open Drip-Proof(ODP) Motor",0.14502675963408451,-1728.4297135299084,1.390231169060826,null,0,249.15981229566114,15]
["10HP Open Drip-Proof(ODP) Motor",0.14642817482910067,-1734.68759809117,1.4442030194022322,null,0,193.89524676334398,15]
["10HP Open Drip-Proof(ODP) Motor",0.14502675963408451,-1728.4297135299084,1.390231169060826,null,0,249.15981229566114,15]
["10HP Open Drip-Proof(ODP) Motor",0.14502675963408451,-1728.4297135299084,1.390231169060826,null,0,249.15981229566114,15]
["10HP Open Drip-Proof(ODP) Motor",0.14642817482910067,-1734.68759809117,1.4442030194022322,null,0,193.89524676334398,15]
["10HP Open Drip-Proof(ODP) Motor",0.14502675963408451,-1728.4297135299084,1.390231169060826,null,0,249.15981229566114,15]
["10HP Open Drip-Proof(ODP) Motor",0.14642817482910067,-1734.68759809117,1.4442030194022322,null,0,193.89524676334398,15]
["10HP Open Drip-Proof(ODP) Motor",0.14642817482910067,-1734.68759809117,1.4442030194022322,null,0,193.89524676334398,15]
["10HP Open Drip-Proof(ODP) Motor",0.14502675963408451,-1728.4297135299084,1.390231169060826,null,0,249.15981229566114,15]
["10HP Open Drip-Proof(ODP) Motor",0.14642817482910067,-1734.68759809117,1.4442030194022322,null,0,193.89524676334398,15]
["10HP Open Drip-Proof(ODP) Motor",0.14502675963408451,-1728.4297135299084,1.390231169060826,null,0,249.15981229566114,15]
["10HP Open Drip-Proof(ODP) Motor",0.14502675963408451,-1728.4297135299084,1.390231169060826,null,0,249.15981229566114,15]
["10HP Open Drip-Proof(ODP) Motor",0.14642817482910067,-1734.68759809117,1.4442030194022322,null,0,193.89524676334398,15]
["10HP Open Drip-Proof(ODP) Motor",0.14502675963408451,-1728.4297135299084,1.390231169060826,null,0,249.15981229566114,15]
["10HP Open Drip-Proof(ODP) Motor",0.14642817482910067,-1734.68759809117,1.4442030194022322,null,0,193.89524676334398,15]
["10HP Open Drip-Proof(ODP) Motor",0.14502675963408451,-1728.4297135299084,1.390231169060826,null,0,249.15981229566114,15]
["High Speed Fans",0.68760766133996354,9.6555329553868319,1.1436085929603947,null,0,23.937900760928478,7]
["High Speed Fans",0.69487305551861089,0.41861025375109762,1.1984895045605715,null,0,17.129699287096145,7]
["High Speed Fans",0.68760766133996354,9.6555329553868319,1.1436085929603947,null,0,23.937900760928478,7]
["High Speed Fans",0.69487305551861089,0.41861025375109762,1.1984895045605715,null,0,17.129699287096145,7]
["High Speed Fans",0.69487305551861089,0.41861025375109762,1.1984895045605715,null,0,17.129699287096145,7]
["High Speed Fans",0.68760766133996354,9.6555329553868319,1.1436085929603947,null,0,23.937900760928478,7]
["High Speed Fans",0.69487305551861089,0.41861025375109762,1.1984895045605715,null,0,17.129699287096145,7]
["High Speed Fans",0.68760766133996354,9.6555329553868319,1.1436085929603947,null,0,23.937900760928478,7]
["High Speed Fans",0.68760766133996354,9.6555329553868319,1.1436085929603947,null,0,23.937900760928478,7]
["High Speed Fans",0.69487305551861089,0.41861025375109762,1.1984895045605715,null,0,17.129699287096145,7]
["High Speed Fans",0.68760766133996354,9.6555329553868319,1.1436085929603947,null,0,23.937900760928478,7]
["High Speed Fans",0.69487305551861089,0.41861025375109762,1.1984895045605715,null,0,17.129699287096145,7]
["High Speed Fans",0.68760766133996354,9.6555329553868319,1.1436085929603947,null,0,23.937900760928478,7]
["High Speed Fans",0.68760766133996354,9.6555329553868319,1.1436085929603947,null,0,23.937900760928478,7]
["High Speed Fans",0.69487305551861089,0.41861025375109762,1.1984895045605715,null,0,17.129699287096145,7]
["High Speed Fans",0.68760766133996354,9.6555329553868319,1.1436085929603947,null,0,23.937900760928478,7]
["High Speed Fans",0.69487305551861089,0.41861025375109762,1.1984895045605715,null,0,17.129699287096145,7]
["High Speed Fans",0.69487305551861089,0.41861025375109762,1.1984895045605715,null,0,17.129699287096145,7]
["High Speed Fans",0.68760766133996354,9.6555329553868319,1.1436085929603947,null,0,23.937900760928478,7]
["High Speed Fans",0.69487305551861089,0.41861025375109762,1.1984895045605715,null,0,17.129699287096145,7]
["High Speed Fans",0.68760766133996354,9.6555329553868319,1.1436085929603947,null,0,23.937900760928478,7]
["High Speed Fans",0.68760766133996354,9.6555329553868319,1.1436085929603947,null,0,23.937900760928478,7]
["High Speed Fans",0.69487305551861089,0.41861025375109762,1.1984895045605715,null,0,17.129699287096145,7]
["High Speed Fans",0.68760766133996354,9.6555329553868319,1.1436085929603947,null,0,23.937900760928478,7]
["High Speed Fans",0.69487305551861089,0.41861025375109762,1.1984895045605715,null,0,17.129699287096145,7]
["High Speed Fans",0.68760766133996354,9.6555329553868319,1.1436085929603947,null,0,23.937900760928478,7]
["Drain Water Heat Recovery",6.642802043562171E-2,-19851.733434543159,1.2011712715437679,null,0,326.41621725090488,15]
["Drain Water Heat Recovery",0.13293129111271632,-174676.50626466732,1.0905299005647513,null,0,174.31444464398237,15]
["Drain Water Heat Recovery",0.12501657050653323,-16771.352046856013,0.76335217052021032,null,0,146.90082706630261,15]
["Drain Water Heat Recovery",8.8570693914162293E-2,-19210.838336287423,1.2011712715437679,null,0,244.81216293817863,15]
["Drain Water Heat Recovery",0.15540864622791434,-251091.79681732508,1.0905372676295053,null,0,149.1036778566295,15]
["Drain Water Heat Recovery",0.21256781586291795,-390545.64465138281,1.201160820364928,null,0,102.00506789090774,15]
["Drain Water Heat Recovery",0.2000295953622391,-41308.536112150236,0.7633639343237355,null,0,91.813016916439139,15]
["Drain Water Heat Recovery",0.19928290534994539,-320127.25690017513,1.2011643040912077,null,0,108.80540575030162,15]
["Drain Water Heat Recovery",0.18452227898783807,-49300.878731537741,1.2011712715437677,null,0,117.50983821032577,15]
["Drain Water Heat Recovery",0.10418047542211101,-35210.392987863481,0.76335217052021032,null,0,176.28099247956317,15]
["Drain Water Heat Recovery",0.12376609654628931,-50464.148141041682,0.76335026929943872,null,0,148.38467380434608,15]
["Drain Water Heat Recovery",2.7667255913346043E-2,-20973.282297720874,1.2006638535942158,null,0,783.38175139118198,15]
["Drain Water Heat Recovery",0.13285604087124342,-17929.048139775958,1.2011712715437679,null,0,163.20810862545244,15]
["Drain Water Heat Recovery",6.3553664552800301E-2,-19935.151526697078,1.2013169406293691,null,0,341.22049259082416,15]
["Drain Water Heat Recovery",0.12716404610456311,-176545.05115584811,1.0905311384077965,null,0,182.22029888115409,15]
["Drain Water Heat Recovery",0.1195869932003726,-16988.416315618582,0.76331656679626669,null,0,153.56336457705305,15]
["Drain Water Heat Recovery",8.4738219403733758E-2,-19322.062459159319,1.2013169406293691,null,0,255.9153694431181,15]
["Drain Water Heat Recovery",0.14866673225887167,-254368.52046707703,1.0905422805557223,null,0,155.86612342313597,15]
["Drain Water Heat Recovery",0.20334583313395915,-397219.09202369658,1.201163988089488,null,0,106.63140393463254,15]
["Drain Water Heat Recovery",0.19135460187952583,-42350.444602210569,0.76337805349057719,null,0,95.977102860658178,15]
["Drain Water Heat Recovery",0.19063671856308678,-325132.34242941038,1.201163988089488,null,0,113.74016419694136,15]
["Drain Water Heat Recovery",0.17651483795271755,-49996.029499487064,1.2011596180169204,null,0,122.8393773326967,15]
["Drain Water Heat Recovery",9.9659680856709579E-2,-35572.166769134419,0.76334608040953589,null,0,184.2760374924637,15]
["Drain Water Heat Recovery",0.11839882964783373,-51108.829019266508,0.76336625301389127,null,0,155.11450967379096,15]
["Drain Water Heat Recovery",2.6475366864219786E-2,-21008.040597927404,1.2010489664692225,null,0,818.91123347861412,15]
["Drain Water Heat Recovery",0.12708420996720615,-18095.8843240838,1.2010984370009674,null,0,170.61024629541208,15]
["Faucet Aerator",3.6203817403807377,230.29702852185432,1.1327578100481055,null,0,4.0118540540570713,10]
["Faucet Aerator",3.2967969025485409,2807.937259681938,0.940350750451033,null,0,4.5239878594925962,10]
["Faucet Aerator",3.6497125717878629,361.32229819466664,0.66106412375962498,null,0,3.1757687156403973,10]
["Faucet Aerator",3.6203817403807377,230.29702852185432,1.1327578100481055,null,0,4.0118540540570713,10]
["Faucet Aerator",3.2969022618175492,3220.8692096351629,0.94038080224694509,null,0,4.5239878594925962,10]
["Faucet Aerator",3.623292290187091,12436.039540180131,1.1336684731386595,null,0,4.0118540540570722,10]
["Faucet Aerator",3.6497125717878629,963.52612851911101,0.66106412375962487,null,0,3.1757687156403973,10]
["Faucet Aerator",3.6232922901870905,1842.3762281748345,1.1336684731386595,null,0,4.0118540540570713,10]
["Faucet Aerator",3.6203817403807377,230.29702852185432,1.1327578100481055,null,0,4.0118540540570713,10]
["Faucet Aerator",3.6497125717878629,120.44076606488888,0.66106412375962487,null,0,3.1757687156403973,10]
["Faucet Aerator",3.6497125717878629,240.88153212977775,0.66106412375962487,null,0,3.1757687156403973,10]
["Faucet Aerator",3.6145606407680315,76.76567617395142,1.1309364838669977,null,0,4.0118540540570713,10]
["Faucet Aerator",3.6145606407680315,76.76567617395142,1.1309364838669977,null,0,4.0118540540570713,10]
["Faucet Aerator",3.6203817403807377,230.29702852185432,1.1327578100481055,null,0,4.0118540540570713,10]
["Faucet Aerator",3.2967969025485409,2807.937259681938,0.940350750451033,null,0,4.5239878594925962,10]
["Faucet Aerator",3.6497125717878629,361.32229819466664,0.66106412375962498,null,0,3.1757687156403973,10]
["Faucet Aerator",3.6203817403807377,230.29702852185432,1.1327578100481055,null,0,4.0118540540570713,10]
["Faucet Aerator",3.2969022618175492,3220.8692096351629,0.94038080224694509,null,0,4.5239878594925962,10]
["Faucet Aerator",3.623292290187091,12436.039540180131,1.1336684731386595,null,0,4.0118540540570722,10]
["Faucet Aerator",3.6497125717878629,963.52612851911101,0.66106412375962487,null,0,3.1757687156403973,10]
["Faucet Aerator",3.6232922901870905,1842.3762281748345,1.1336684731386595,null,0,4.0118540540570713,10]
["Faucet Aerator",3.6203817403807377,230.29702852185432,1.1327578100481055,null,0,4.0118540540570713,10]
["Faucet Aerator",3.6497125717878629,120.44076606488888,0.66106412375962487,null,0,3.1757687156403973,10]
["Faucet Aerator",3.6497125717878629,240.88153212977775,0.66106412375962487,null,0,3.1757687156403973,10]
["Faucet Aerator",3.6145606407680315,76.76567617395142,1.1309364838669977,null,0,4.0118540540570713,10]
["Faucet Aerator",3.6145606407680315,76.76567617395142,1.1309364838669977,null,0,4.0118540540570713,10]
["Hot Water Circulation Pump Control",0.58359825900819717,-338.32947712085661,1.7610405794539008,null,0,101.93027211726778,15]
["Hot Water Circulation Pump Control",0.69018806647245912,-1551.5341244171718,1.4668050804967006,null,0,39.748248977070766,15]
["Hot Water Circulation Pump Control",0.51601534162935625,-461.06447277674249,2.1666577140925947,null,0,0,15]
["Hot Water Circulation Pump Control",0.58359825900819717,-338.32947712085661,1.7610405794539008,null,0,101.93027211726778,15]
["Hot Water Circulation Pump Control",0.69020081305914693,-2327.3011866257593,1.466832169864108,null,0,39.748248977070766,15]
["Hot Water Circulation Pump Control",0.58373592214442527,-8458.2369280214152,1.761455985712316,null,0,101.93027211726778,15]
["Hot Water Circulation Pump Control",0.51601534162935625,-1383.1934183302276,2.1666577140925947,null,0,0,15]
["Hot Water Circulation Pump Control",0.58373209816841887,-6766.589542417134,1.7614444466495829,null,0,101.93027211726778,15]
["Hot Water Circulation Pump Control",0.58372572487507501,-1014.9884313625701,1.76142521487836,null,0,101.93027211726778,15]
["Hot Water Circulation Pump Control",0.51601534162935625,-922.12894555348498,2.1666577140925947,null,0,0,15]
["Hot Water Circulation Pump Control",0.51601534162935625,-1383.1934183302276,2.1666577140925947,null,0,0,15]
["Hot Water Circulation Pump Control",0.58359825900819717,-338.32947712085661,1.7610405794539008,null,0,101.93027211726778,15]
["Hot Water Circulation Pump Control",0.58359825900819717,-338.32947712085661,1.7610405794539008,null,0,101.93027211726778,15]
["Hot Water Circulation Pump Control",0.58359825900819717,-338.32947712085661,1.7610405794539008,null,0,101.93027211726778,15]
["Hot Water Circulation Pump Control",0.69018806647245912,-1551.5341244171718,1.4668050804967006,null,0,39.748248977070766,15]
["Hot Water Circulation Pump Control",0.51601534162935625,-461.06447277674249,2.1666577140925947,null,0,0,15]
["Hot Water Circulation Pump Control",0.58359825900819717,-338.32947712085661,1.7610405794539008,null,0,101.93027211726778,15]
["Hot Water Circulation Pump Control",0.69020081305914693,-2327.3011866257593,1.466832169864108,null,0,39.748248977070766,15]
["Hot Water Circulation Pump Control",0.58373592214442527,-8458.2369280214152,1.761455985712316,null,0,101.93027211726778,15]
["Hot Water Circulation Pump Control",0.51601534162935625,-1383.1934183302276,2.1666577140925947,null,0,0,15]
["Hot Water Circulation Pump Control",0.58373209816841887,-6766.589542417134,1.7614444466495829,null,0,101.93027211726778,15]
["Hot Water Circulation Pump Control",0.58372572487507501,-1014.9884313625701,1.76142521487836,null,0,101.93027211726778,15]
["Hot Water Circulation Pump Control",0.51601534162935625,-922.12894555348498,2.1666577140925947,null,0,0,15]
["Hot Water Circulation Pump Control",0.51601534162935625,-1383.1934183302276,2.1666577140925947,null,0,0,15]
["Hot Water Circulation Pump Control",0.58359825900819717,-338.32947712085661,1.7610405794539008,null,0,101.93027211726778,15]
["Hot Water Circulation Pump Control",0.58359825900819717,-338.32947712085661,1.7610405794539008,null,0,101.93027211726778,15]
["Hot Water Pipe Insulation",3.1041225843233757,1620.4306437705241,1.3793416391725111,null,0,7.9349458069350352,13]
["Hot Water Pipe Insulation",3.0879105784191339,15681.249841916684,1.4368255732174493,null,0,8.1662110897068843,13]
["Hot Water Pipe Insulation",2.9914585221686614,1668.5565127868574,1.2764050674293521,null,0,9.086955706113006,13]
["Hot Water Pipe Insulation",3.1041225843233757,1620.4306437705241,1.3793416391725111,null,0,7.9349458069350352,13]
["Hot Water Pipe Insulation",3.0878540259766916,23521.874762875028,1.4367992589853931,null,0,8.1662110897068825,13]
["Hot Water Pipe Insulation",3.104394036047101,40510.76609426309,1.3794622609119525,null,0,7.934945806935036,13]
["Hot Water Pipe Insulation",2.9917412843808746,5005.669538360572,1.2765257173123012,null,0,9.086955706113006,13]
["Hot Water Pipe Insulation",3.1043770703143685,32408.612875410483,1.3794547220532374,null,0,7.9349458069350352,13]
["Hot Water Pipe Insulation",3.1044053465355903,4861.2919313115735,1.3794672868177618,null,0,7.934945806935036,13]
["Hot Water Pipe Insulation",2.9918826654869815,3337.1130255737148,1.2765860422537758,null,0,9.086955706113006,13]
["Hot Water Pipe Insulation",2.9917412843808746,5005.669538360572,1.2765257173123012,null,0,9.086955706113006,13]
["Hot Water Pipe Insulation",3.1041225843233757,1620.4306437705241,1.3793416391725111,null,0,7.9349458069350352,13]
["Hot Water Pipe Insulation",3.1041225843233757,1620.4306437705241,1.3793416391725111,null,0,7.9349458069350352,13]
["Hot Water Pipe Insulation",3.1041225843233757,1620.4306437705241,1.3793416391725111,null,0,7.9349458069350352,13]
["Hot Water Pipe Insulation",3.0879105784191339,15681.249841916684,1.4368255732174493,null,0,8.1662110897068843,13]
["Hot Water Pipe Insulation",2.9914585221686614,1668.5565127868574,1.2764050674293521,null,0,9.086955706113006,13]
["Hot Water Pipe Insulation",3.1041225843233757,1620.4306437705241,1.3793416391725111,null,0,7.9349458069350352,13]
["Hot Water Pipe Insulation",3.0878540259766916,23521.874762875028,1.4367992589853931,null,0,8.1662110897068825,13]
["Hot Water Pipe Insulation",3.104394036047101,40510.76609426309,1.3794622609119525,null,0,7.934945806935036,13]
["Hot Water Pipe Insulation",2.9917412843808746,5005.669538360572,1.2765257173123012,null,0,9.086955706113006,13]
["Hot Water Pipe Insulation",3.1043770703143685,32408.612875410483,1.3794547220532374,null,0,7.9349458069350352,13]
["Hot Water Pipe Insulation",3.1044053465355903,4861.2919313115735,1.3794672868177618,null,0,7.934945806935036,13]
["Hot Water Pipe Insulation",2.9918826654869815,3337.1130255737148,1.2765860422537758,null,0,9.086955706113006,13]
["Hot Water Pipe Insulation",2.9917412843808746,5005.669538360572,1.2765257173123012,null,0,9.086955706113006,13]
["Hot Water Pipe Insulation",3.1041225843233757,1620.4306437705241,1.3793416391725111,null,0,7.9349458069350352,13]
["Hot Water Pipe Insulation",3.1041225843233757,1620.4306437705241,1.3793416391725111,null,0,7.9349458069350352,13]
["Low Flow Shower Head",4.3546323604439827,174.08456723590916,1.200440914553992,null,0,3.7307299436754615,10]
["Low Flow Shower Head",4.5188795192989337,10057.147181820477,0.74542927482333998,null,0,2.7922104288436618,10]
["Low Flow Shower Head",4.5188795192989337,257.87556876462759,0.74542927482334032,null,0,2.7922104288436622,10]
["Low Flow Shower Head",4.2383862676463995,204.38965344039789,0.94018028808537069,null,0,3.5183120549308629,10]
["Low Flow Shower Head",4.2394861196405325,5314.1309894503484,0.94042426281994962,null,0,3.5183120549308611,10]
["Low Flow Shower Head",4.3563654605559456,3829.860479190002,1.2009186780277397,null,0,3.7307299436754611,10]
["Low Flow Shower Head",4.6876215874541449,3223.1498705825147,0.66180639024930632,null,0,2.4769680032648154,10]
["Low Flow Shower Head",4.3563144870232433,2959.4376430104571,1.2009046261608647,null,0,3.7307299436754606,10]
["Low Flow Shower Head",4.3546323604439827,348.16913447181832,1.200440914553992,null,0,3.7307299436754615,10]
["Low Flow Shower Head",4.5188795192989337,257.87556876462759,0.74542927482334032,null,0,2.7922104288436622,10]
["Low Flow Shower Head",4.5188795192989337,515.75113752925517,0.74542927482334032,null,0,2.7922104288436622,10]
["Low Flow Shower Head",4.3546323604439827,174.08456723590916,1.200440914553992,null,0,3.7307299436754615,10]
["Low Flow Shower Head",4.3546323604439827,174.08456723590916,1.200440914553992,null,0,3.7307299436754615,10]
["Low Flow Shower Head",4.3546323604439827,174.08456723590916,1.200440914553992,null,0,3.7307299436754615,10]
["Low Flow Shower Head",4.5188795192989337,10057.147181820477,0.74542927482333998,null,0,2.7922104288436618,10]
["Low Flow Shower Head",4.5188795192989337,257.87556876462759,0.74542927482334032,null,0,2.7922104288436622,10]
["Low Flow Shower Head",4.2383862676463995,204.38965344039789,0.94018028808537069,null,0,3.5183120549308629,10]
["Low Flow Shower Head",4.2394861196405325,5314.1309894503484,0.94042426281994962,null,0,3.5183120549308611,10]
["Low Flow Shower Head",4.3563654605559456,3829.860479190002,1.2009186780277397,null,0,3.7307299436754611,10]
["Low Flow Shower Head",4.6876215874541449,3223.1498705825147,0.66180639024930632,null,0,2.4769680032648154,10]
["Low Flow Shower Head",4.3563144870232433,2959.4376430104571,1.2009046261608647,null,0,3.7307299436754606,10]
["Low Flow Shower Head",4.3546323604439827,348.16913447181832,1.200440914553992,null,0,3.7307299436754615,10]
["Low Flow Shower Head",4.5188795192989337,257.87556876462759,0.74542927482334032,null,0,2.7922104288436622,10]
["Low Flow Shower Head",4.5188795192989337,515.75113752925517,0.74542927482334032,null,0,2.7922104288436622,10]
["Low Flow Shower Head",4.3546323604439827,174.08456723590916,1.200440914553992,null,0,3.7307299436754615,10]
["Low Flow Shower Head",4.3546323604439827,174.08456723590916,1.200440914553992,null,0,3.7307299436754615,10]
["Low-Flow Pre-Rinse Sprayers",1.663632153212713,1066.4989065511752,0.82651844502654948,null,0,3.7399224283686809,5]
["Low-Flow Pre-Rinse Sprayers",1.663632153212713,1066.4989065511752,0.82651844502654948,null,0,3.7399224283686809,5]
["Low-Flow Pre-Rinse Sprayers",1.663632153212713,1066.4989065511752,0.82651844502654948,null,0,3.7399224283686809,5]
["Low-Flow Pre-Rinse Sprayers",1.663632153212713,1066.4989065511752,0.82651844502654948,null,0,3.7399224283686809,5]
["Low-Flow Pre-Rinse Sprayers",1.663632153212713,1066.4989065511752,0.82651844502654948,null,0,3.7399224283686809,5]
["Low-Flow Pre-Rinse Sprayers",1.663632153212713,1066.4989065511752,0.82651844502654948,null,0,3.7399224283686809,5]
["Low-Flow Pre-Rinse Sprayers",1.8669769828921323,1682.9845106039152,0.58900834954331993,null,0,2.6253669746446162,5]
["Low-Flow Pre-Rinse Sprayers",1.663632153212713,1066.4989065511752,0.82651844502654948,null,0,3.7399224283686809,5]
["Low-Flow Pre-Rinse Sprayers",1.663632153212713,1066.4989065511752,0.82651844502654948,null,0,3.7399224283686809,5]
["Low-Flow Pre-Rinse Sprayers",1.6403243560279113,823.25625455737179,1.0539504199679213,null,0,4.4971368092774071,5]
["Low-Flow Pre-Rinse Sprayers",1.663632153212713,1066.4989065511752,0.82651844502654948,null,0,3.7399224283686809,5]
["Low-Flow Pre-Rinse Sprayers",1.6634279470248516,533.2494532755876,0.82641699220205944,null,0,3.7399224283686809,5]
["Low-Flow Pre-Rinse Sprayers",1.663632153212713,1066.4989065511752,0.82651844502654948,null,0,3.7399224283686809,5]
["Low-Flow Pre-Rinse Sprayers",1.663632153212713,1066.4989065511752,0.82651844502654948,null,0,3.7399224283686809,5]
["Low-Flow Pre-Rinse Sprayers",1.663632153212713,1066.4989065511752,0.82651844502654948,null,0,3.7399224283686809,5]
["Low-Flow Pre-Rinse Sprayers",1.663632153212713,1066.4989065511752,0.82651844502654948,null,0,3.7399224283686809,5]
["Low-Flow Pre-Rinse Sprayers",1.663632153212713,1066.4989065511752,0.82651844502654948,null,0,3.7399224283686809,5]
["Low-Flow Pre-Rinse Sprayers",1.663632153212713,1066.4989065511752,0.82651844502654948,null,0,3.7399224283686809,5]
["Low-Flow Pre-Rinse Sprayers",1.663632153212713,1066.4989065511752,0.82651844502654948,null,0,3.7399224283686809,5]
["Low-Flow Pre-Rinse Sprayers",1.8669769828921323,1682.9845106039152,0.58900834954331993,null,0,2.6253669746446162,5]
["Low-Flow Pre-Rinse Sprayers",1.663632153212713,1066.4989065511752,0.82651844502654948,null,0,3.7399224283686809,5]
["Low-Flow Pre-Rinse Sprayers",1.663632153212713,1066.4989065511752,0.82651844502654948,null,0,3.7399224283686809,5]
["Low-Flow Pre-Rinse Sprayers",1.6403243560279113,823.25625455737179,1.0539504199679213,null,0,4.4971368092774071,5]
["Low-Flow Pre-Rinse Sprayers",1.663632153212713,1066.4989065511752,0.82651844502654948,null,0,3.7399224283686809,5]
["Low-Flow Pre-Rinse Sprayers",1.6634279470248516,533.2494532755876,0.82641699220205944,null,0,3.7399224283686809,5]
["Low-Flow Pre-Rinse Sprayers",1.663632153212713,1066.4989065511752,0.82651844502654948,null,0,3.7399224283686809,5]
["Tank Wrap on Water Heater",0.30525001254438938,-271.92215485717799,1.2712490684344857,null,0,44.214792424373712,7]
["Tank Wrap on Water Heater",0.30508188088149357,-2719.2215485717807,1.2705488646308916,null,0,44.214792424373712,7]
["Tank Wrap on Water Heater",0.30525001254438938,-271.92215485717799,1.2712490684344857,null,0,44.214792424373712,7]
["Tank Wrap on Water Heater",0.30525001254438938,-271.92215485717799,1.2712490684344857,null,0,44.214792424373712,7]
["Tank Wrap on Water Heater",0.30508188088149352,-4078.8323228576696,1.2705488646308913,null,0,44.214792424373712,7]
["Tank Wrap on Water Heater",0.30509869404778311,-6798.0538714294489,1.2706188850112512,null,0,44.214792424373712,7]
["Tank Wrap on Water Heater",0.30510990282530953,-815.76646457153402,1.270665565264824,null,0,44.214792424373712,7]
["Tank Wrap on Water Heater",0.30508188088149357,-5438.4430971435613,1.2705488646308916,null,0,44.214792424373712,7]
["Tank Wrap on Water Heater",0.30510990282530953,-815.76646457153402,1.270665565264824,null,0,44.214792424373712,7]
["Tank Wrap on Water Heater",0.30503984796576972,-543.84430971435597,1.2703738136799938,null,0,44.214792424373712,7]
["Tank Wrap on Water Heater",0.30510990282530953,-815.76646457153402,1.270665565264824,null,0,44.214792424373712,7]
["Tank Wrap on Water Heater",0.30525001254438938,-271.92215485717799,1.2712490684344857,null,0,44.214792424373712,7]
["Tank Wrap on Water Heater",0.30525001254438938,-271.92215485717799,1.2712490684344857,null,0,44.214792424373712,7]
["Tank Wrap on Water Heater",0.29194809335505773,-281.01959286312052,1.2709953994680281,null,0,46.220109337426059,7]
["Tank Wrap on Water Heater",0.29186402752360985,-2810.1959286312053,1.2706294190507743,null,0,46.220109337426059,7]
["Tank Wrap on Water Heater",0.29194809335505773,-281.01959286312052,1.2709953994680281,null,0,46.220109337426059,7]
["Tank Wrap on Water Heater",0.29194809335505773,-281.01959286312052,1.2709953994680281,null,0,46.220109337426059,7]
["Tank Wrap on Water Heater",0.29186402752360996,-4215.2938929468073,1.2706294190507741,null,0,46.220109337426052,7]
["Tank Wrap on Water Heater",0.29184721435732036,-7025.4898215780104,1.2705562229673231,null,0,46.220109337426059,7]
["Tank Wrap on Water Heater",0.29180798363597793,-843.05877858936151,1.2703854321059376,null,0,46.220109337426052,7]
["Tank Wrap on Water Heater",0.29186402752360985,-5620.3918572624107,1.2706294190507743,null,0,46.220109337426059,7]
["Tank Wrap on Water Heater",0.29180798363597793,-843.05877858936151,1.2703854321059376,null,0,46.220109337426052,7]
["Tank Wrap on Water Heater",0.29194809335505773,-562.03918572624104,1.2709953994680281,null,0,46.220109337426059,7]
["Tank Wrap on Water Heater",0.29180798363597793,-843.05877858936151,1.2703854321059376,null,0,46.220109337426052,7]
["Tank Wrap on Water Heater",0.29194809335505773,-281.01959286312052,1.2709953994680281,null,0,46.220109337426059,7]
["Tank Wrap on Water Heater",0.29194809335505773,-281.01959286312052,1.2709953994680281,null,0,46.220109337426059,7]
["Thermostatic Shower Restriction Valve",8.5805430660907049,939.08081791217319,1.2009184172164824,null,0,1.8941015055181876,10]
["Thermostatic Shower Restriction Valve",8.9005541509688495,52688.685925368394,0.74542192974371579,null,0,1.4176126540496743,10]
["Thermostatic Shower Restriction Valve",8.902414779829261,1350.9919468043179,0.74557775751939548,null,0,1.4176126540496747,10]
["Thermostatic Shower Restriction Valve",8.3489761565167342,1088.058656127728,0.94027148292085494,null,0,1.7862563789760721,10]
["Thermostatic Shower Restriction Valve",8.3500043987817012,28289.525059320928,0.94038728477022626,null,0,1.7862563789760719,10]
["Thermostatic Shower Restriction Valve",8.580890264777576,20659.777994067808,1.2009670105624151,null,0,1.8941015055181876,10]
["Thermostatic Shower Restriction Valve",9.2329290503452359,16761.011852800708,0.66180088764960354,null,0,1.2575632369364536,10]
["Thermostatic Shower Restriction Valve",8.5809923820384206,15964.373904506943,1.2009813027229834,null,0,1.8941015055181876,10]
["Thermostatic Shower Restriction Valve",8.5805430660907049,1878.1616358243464,1.2009184172164824,null,0,1.8941015055181876,10]
["Thermostatic Shower Restriction Valve",8.902414779829261,1350.9919468043179,0.74557775751939548,null,0,1.4176126540496747,10]
["Thermostatic Shower Restriction Valve",8.9005051870514702,2701.9838936086358,0.74541782901277664,null,0,1.4176126540496747,10]
["Thermostatic Shower Restriction Valve",8.5805430660907049,939.08081791217319,1.2009184172164824,null,0,1.8941015055181876,10]
["Thermostatic Shower Restriction Valve",8.5805430660907049,939.08081791217319,1.2009184172164824,null,0,1.8941015055181876,10]
["Thermostatic Shower Restriction Valve",8.5805430660907049,939.08081791217319,1.2009184172164824,null,0,1.8941015055181876,10]
["Thermostatic Shower Restriction Valve",8.9005541509688495,52688.685925368394,0.74542192974371579,null,0,1.4176126540496743,10]
["Thermostatic Shower Restriction Valve",8.902414779829261,1350.9919468043179,0.74557775751939548,null,0,1.4176126540496747,10]
["Thermostatic Shower Restriction Valve",8.3489761565167342,1088.058656127728,0.94027148292085494,null,0,1.7862563789760721,10]
["Thermostatic Shower Restriction Valve",8.3500043987817012,28289.525059320928,0.94038728477022626,null,0,1.7862563789760719,10]
["Thermostatic Shower Restriction Valve",8.580890264777576,20659.777994067808,1.2009670105624151,null,0,1.8941015055181876,10]
["Thermostatic Shower Restriction Valve",9.2329290503452359,16761.011852800708,0.66180088764960354,null,0,1.2575632369364536,10]
["Thermostatic Shower Restriction Valve",8.5809923820384206,15964.373904506943,1.2009813027229834,null,0,1.8941015055181876,10]
["Thermostatic Shower Restriction Valve",8.5805430660907049,1878.1616358243464,1.2009184172164824,null,0,1.8941015055181876,10]
["Thermostatic Shower Restriction Valve",8.902414779829261,1350.9919468043179,0.74557775751939548,null,0,1.4176126540496747,10]
["Thermostatic Shower Restriction Valve",8.9005051870514702,2701.9838936086358,0.74541782901277664,null,0,1.4176126540496747,10]
["Thermostatic Shower Restriction Valve",8.5805430660907049,939.08081791217319,1.2009184172164824,null,0,1.8941015055181876,10]
["Thermostatic Shower Restriction Valve",8.5805430660907049,939.08081791217319,1.2009184172164824,null,0,1.8941015055181876,10]
["Bi-Level Lighting Control (Exterior)",0.69562538798583851,-69.124498746547204,1.8689204639339136,null,0,0,9]
["Bi-Level Lighting Control (Exterior)",0.69562538798583851,-69.124498746547204,1.8689204639339136,null,0,0,9]
["Bi-Level Lighting Control (Exterior)",0.69562538798583851,-69.124498746547204,1.8689204639339136,null,0,0,9]
["Bi-Level Lighting Control (Exterior)",0.69562538798583851,-69.124498746547204,1.8689204639339136,null,0,0,9]
["Bi-Level Lighting Control (Exterior)",0.69562538798583851,-69.124498746547204,1.8689204639339136,null,0,0,9]
["Bi-Level Lighting Control (Exterior)",0.69562538798583851,-69.124498746547204,1.8689204639339136,null,0,0,9]
["Bi-Level Lighting Control (Exterior)",0.69562538798583851,-69.124498746547204,1.8689204639339136,null,0,0,9]
["Bi-Level Lighting Control (Exterior)",0.69562538798583851,-69.124498746547204,1.8689204639339136,null,0,0,9]
["Bi-Level Lighting Control (Exterior)",0.69562538798583851,-69.124498746547204,1.8689204639339136,null,0,0,9]
["Bi-Level Lighting Control (Exterior)",0.69562538798583851,-69.124498746547204,1.8689204639339136,null,0,0,9]
["Bi-Level Lighting Control (Exterior)",0.69562538798583851,-69.124498746547204,1.8689204639339136,null,0,0,9]
["Bi-Level Lighting Control (Exterior)",0.69562538798583851,-69.124498746547204,1.8689204639339136,null,0,0,9]
["Bi-Level Lighting Control (Exterior)",0.69562538798583851,-69.124498746547204,1.8689204639339136,null,0,0,9]
["Bi-Level Lighting Control (Exterior)",0.69562538798583851,-69.124498746547204,1.8689204639339136,null,0,0,9]
["Bi-Level Lighting Control (Exterior)",0.69562538798583851,-69.124498746547204,1.8689204639339136,null,0,0,9]
["Bi-Level Lighting Control (Exterior)",0.69562538798583851,-69.124498746547204,1.8689204639339136,null,0,0,9]
["Bi-Level Lighting Control (Exterior)",0.69562538798583851,-69.124498746547204,1.8689204639339136,null,0,0,9]
["Bi-Level Lighting Control (Exterior)",0.69562538798583851,-69.124498746547204,1.8689204639339136,null,0,0,9]
["Bi-Level Lighting Control (Exterior)",0.69562538798583851,-69.124498746547204,1.8689204639339136,null,0,0,9]
["Bi-Level Lighting Control (Exterior)",0.69562538798583851,-69.124498746547204,1.8689204639339136,null,0,0,9]
["Bi-Level Lighting Control (Exterior)",0.69562538798583851,-69.124498746547204,1.8689204639339136,null,0,0,9]
["Bi-Level Lighting Control (Exterior)",0.69562538798583851,-69.124498746547204,1.8689204639339136,null,0,0,9]
["Bi-Level Lighting Control (Exterior)",0.69562538798583851,-69.124498746547204,1.8689204639339136,null,0,0,9]
["Bi-Level Lighting Control (Exterior)",0.69562538798583851,-69.124498746547204,1.8689204639339136,null,0,0,9]
["Bi-Level Lighting Control (Exterior)",0.69562538798583851,-69.124498746547204,1.8689204639339136,null,0,0,9]
["Bi-Level Lighting Control (Exterior)",0.69562538798583851,-69.124498746547204,1.8689204639339136,null,0,0,9]
["Outdoor Lighting Controls",0.76874219967218971,18.722577951553461,1.8228362478562601,null,0,0,8]
["Outdoor Lighting Controls",0.76874219967218971,18.722577951553461,1.8228362478562601,null,0,0,8]
["Outdoor Lighting Controls",0.76874219967218971,18.722577951553461,1.8228362478562601,null,0,0,8]
["Outdoor Lighting Controls",0.76874219967218971,18.722577951553461,1.8228362478562601,null,0,0,8]
["Outdoor Lighting Controls",0.76874219967218971,18.722577951553461,1.8228362478562601,null,0,0,8]
["Outdoor Lighting Controls",0.76874219967218971,18.722577951553461,1.8228362478562601,null,0,0,8]
["Outdoor Lighting Controls",0.76874219967218971,18.722577951553461,1.8228362478562601,null,0,0,8]
["Outdoor Lighting Controls",0.76874219967218971,18.722577951553461,1.8228362478562601,null,0,0,8]
["Outdoor Lighting Controls",0.76874219967218971,18.722577951553461,1.8228362478562601,null,0,0,8]
["Outdoor Lighting Controls",0.76874219967218971,18.722577951553461,1.8228362478562601,null,0,0,8]
["Outdoor Lighting Controls",0.76874219967218971,18.722577951553461,1.8228362478562601,null,0,0,8]
["Outdoor Lighting Controls",0.76874219967218971,18.722577951553461,1.8228362478562601,null,0,0,8]
["Outdoor Lighting Controls",0.76874219967218971,18.722577951553461,1.8228362478562601,null,0,0,8]
["Outdoor Lighting Controls",0.76874219967218971,18.722577951553461,1.8228362478562601,null,0,0,8]
["Outdoor Lighting Controls",0.76874219967218971,18.722577951553461,1.8228362478562601,null,0,0,8]
["Outdoor Lighting Controls",0.76874219967218971,18.722577951553461,1.8228362478562601,null,0,0,8]
["Outdoor Lighting Controls",0.76874219967218971,18.722577951553461,1.8228362478562601,null,0,0,8]
["Outdoor Lighting Controls",0.76874219967218971,18.722577951553461,1.8228362478562601,null,0,0,8]
["Outdoor Lighting Controls",0.76874219967218971,18.722577951553461,1.8228362478562601,null,0,0,8]
["Outdoor Lighting Controls",0.76874219967218971,18.722577951553461,1.8228362478562601,null,0,0,8]
["Outdoor Lighting Controls",0.76874219967218971,18.722577951553461,1.8228362478562601,null,0,0,8]
["Outdoor Lighting Controls",0.76874219967218971,18.722577951553461,1.8228362478562601,null,0,0,8]
["Outdoor Lighting Controls",0.76874219967218971,18.722577951553461,1.8228362478562601,null,0,0,8]
["Outdoor Lighting Controls",0.76874219967218971,18.722577951553461,1.8228362478562601,null,0,0,8]
["Outdoor Lighting Controls",0.76874219967218971,18.722577951553461,1.8228362478562601,null,0,0,8]
["Outdoor Lighting Controls",0.76874219967218971,18.722577951553461,1.8228362478562601,null,0,0,8]
["Air Curtains",5.470329290685071E-3,-10242.952320060322,1.1684622602703747,null,0,3088.4321732950439,8]
["Air Curtains",5.4313185008741955E-3,-10245.602328943321,1.2274192591220063,null,0,2578.6099924131108,8]
["Air Curtains",5.470329290685071E-3,-10242.952320060322,1.1684622602703747,null,0,3088.4321732950439,8]
["Air Curtains",5.4313185008741955E-3,-10245.602328943321,1.2274192591220063,null,0,2578.6099924131108,8]
["Air Curtains",5.4313185008741955E-3,-10245.602328943321,1.2274192591220063,null,0,2578.6099924131108,8]
["Air Curtains",5.470329290685071E-3,-10242.952320060322,1.1684622602703747,null,0,3088.4321732950439,8]
["Air Curtains",5.4313185008741955E-3,-10245.602328943321,1.2274192591220063,null,0,2578.6099924131108,8]
["Air Curtains",5.470329290685071E-3,-10242.952320060322,1.1684622602703747,null,0,3088.4321732950439,8]
["Air Curtains",5.470329290685071E-3,-10242.952320060322,1.1684622602703747,null,0,3088.4321732950439,8]
["Air Curtains",5.4313185008741955E-3,-10245.602328943321,1.2274192591220063,null,0,2578.6099924131108,8]
["Air Curtains",5.470329290685071E-3,-10242.952320060322,1.1684622602703747,null,0,3088.4321732950439,8]
["Air Curtains",5.4313185008741955E-3,-10245.602328943321,1.2274192591220063,null,0,2578.6099924131108,8]
["Air Curtains",5.470329290685071E-3,-10242.952320060322,1.1684622602703747,null,0,3088.4321732950439,8]
["Air Curtains",5.470329290685071E-3,-10242.952320060322,1.1684622602703747,null,0,3088.4321732950439,8]
["Air Curtains",5.4313185008741955E-3,-10245.602328943321,1.2274192591220063,null,0,2578.6099924131108,8]
["Air Curtains",5.470329290685071E-3,-10242.952320060322,1.1684622602703747,null,0,3088.4321732950439,8]
["Air Curtains",5.4313185008741955E-3,-10245.602328943321,1.2274192591220063,null,0,2578.6099924131108,8]
["Air Curtains",5.4313185008741955E-3,-10245.602328943321,1.2274192591220063,null,0,2578.6099924131108,8]
["Air Curtains",5.470329290685071E-3,-10242.952320060322,1.1684622602703747,null,0,3088.4321732950439,8]
["Air Curtains",5.4313185008741955E-3,-10245.602328943321,1.2274192591220063,null,0,2578.6099924131108,8]
["Air Curtains",5.470329290685071E-3,-10242.952320060322,1.1684622602703747,null,0,3088.4321732950439,8]
["Air Curtains",5.470329290685071E-3,-10242.952320060322,1.1684622602703747,null,0,3088.4321732950439,8]
["Air Curtains",5.4313185008741955E-3,-10245.602328943321,1.2274192591220063,null,0,2578.6099924131108,8]
["Air Curtains",5.470329290685071E-3,-10242.952320060322,1.1684622602703747,null,0,3088.4321732950439,8]
["Air Curtains",5.4313185008741955E-3,-10245.602328943321,1.2274192591220063,null,0,2578.6099924131108,8]
["Air Curtains",5.470329290685071E-3,-10242.952320060322,1.1684622602703747,null,0,3088.4321732950439,8]
["Airside Economizer",5.9003200552006803,1833.2306267250008,1.2114548612333502,null,0,-1.4498294887888485,10]
["Airside Economizer",8.6525225756538902,15829.259845613553,0.86736483529708752,null,0,-12.73576479393504,10]
["Airside Economizer",5.6684803240385637,4512.4985916698233,1.1056369908611794,null,0,-1.3639232050219969,10]
["Airside Economizer",5.8993997990836933,7704.0982851012732,1.2112659140684381,null,0,-1.4498294887888485,10]
["Airside Economizer",8.652548756197783,116054.68247327686,0.86736745974365026,null,0,-12.735764793935022,10]
["Airside Economizer",5.8995636793586579,8906.0196573141347,1.2112995619983662,null,0,-1.4498294887888492,10]
["Airside Economizer",5.6686579418228682,7469.3916192679617,1.1056716352069882,null,0,-1.3639232050219958,10]
["Airside Economizer",5.8994639820894381,84907.177347908175,1.211279092135658,null,0,-1.4498294887888465,10]
["Airside Economizer",5.8992882598417369,6346.8441621126221,1.2112430128095886,null,0,-1.4498294887888503,10]
["Airside Economizer",5.6680946691954697,4702.0510913502067,1.1055617688905872,null,0,-1.3639232050219954,10]
["Airside Economizer",5.6686156675457449,2053.7414125464734,1.1056633896099579,null,0,-1.3639232050220014,10]
["Airside Economizer",5.8996247252130152,7506.9497920610984,1.2113120959450552,null,0,-1.4498294887888492,10]
["Airside Economizer",5.898091506518738,745.74327574797917,1.2109972951845651,null,0,-1.4498294887888503,10]
["Airside Economizer",5.9003200552006803,1833.2306267250008,1.2114548612333502,null,0,-1.4498294887888485,10]
["Airside Economizer",8.6525225756538902,15829.259845613553,0.86736483529708752,null,0,-12.73576479393504,10]
["Airside Economizer",5.6684803240385637,4512.4985916698233,1.1056369908611794,null,0,-1.3639232050219969,10]
["Airside Economizer",5.8993997990836933,7704.0982851012732,1.2112659140684381,null,0,-1.4498294887888485,10]
["Airside Economizer",8.652548756197783,116054.68247327686,0.86736745974365026,null,0,-12.735764793935022,10]
["Airside Economizer",5.8995636793586579,8906.0196573141347,1.2112995619983662,null,0,-1.4498294887888492,10]
["Airside Economizer",5.6686579418228682,7469.3916192679617,1.1056716352069882,null,0,-1.3639232050219958,10]
["Airside Economizer",5.8994639820894381,84907.177347908175,1.211279092135658,null,0,-1.4498294887888465,10]
["Airside Economizer",5.8992882598417369,6346.8441621126221,1.2112430128095886,null,0,-1.4498294887888503,10]
["Airside Economizer",5.6680946691954697,4702.0510913502067,1.1055617688905872,null,0,-1.3639232050219954,10]
["Airside Economizer",5.6686156675457449,2053.7414125464734,1.1056633896099579,null,0,-1.3639232050220014,10]
["Airside Economizer",5.8996247252130152,7506.9497920610984,1.2113120959450552,null,0,-1.4498294887888492,10]
["Airside Economizer",5.898091506518738,745.74327574797917,1.2109972951845651,null,0,-1.4498294887888503,10]
["Ceiling Insulation(R12 to R38)",0.29912566662198897,-0.59489228437167452,0.70328590152470571,null,0,86.083691415762871,25]
["Ceiling Insulation(R12 to R38)",0.33030346733462101,-0.63709096012803546,0.83039471893467653,null,0,50.134694776771831,25]
["Ceiling Insulation(R12 to R38)",0.31984831194455243,-0.5773102588444734,0.7322395969435691,null,0,54.814017756547074,25]
["Ceiling Insulation(R12 to R38)",0.29912566662198897,-0.59489228437167452,0.70328590152470571,null,0,86.083691415762871,25]
["Ceiling Insulation(R12 to R38)",0.33030346733462101,-0.63709096012803546,0.83039471893467653,null,0,50.134694776771831,25]
["Ceiling Insulation(R12 to R38)",0.29912566662198897,-0.59489228437167452,0.70328590152470571,null,0,86.083691415762871,25]
["Ceiling Insulation(R12 to R38)",0.33030346733462101,-0.63709096012803546,0.83039471893467653,null,0,50.134694776771831,25]
["Ceiling Insulation(R12 to R38)",0.29912566662198897,-0.59489228437167452,0.70328590152470571,null,0,86.083691415762871,25]
["Ceiling Insulation(R12 to R38)",0.29912566662198897,-0.59489228437167452,0.70328590152470571,null,0,86.083691415762871,25]
["Ceiling Insulation(R12 to R38)",0.31984831194455243,-0.5773102588444734,0.7322395969435691,null,0,54.814017756547074,25]
["Ceiling Insulation(R12 to R38)",0.31984831194455243,-0.5773102588444734,0.7322395969435691,null,0,54.814017756547074,25]
["Ceiling Insulation(R12 to R38)",0.29912566662198897,-0.59489228437167452,0.70328590152470571,null,0,86.083691415762871,25]
["Ceiling Insulation(R12 to R38)",0.27632857067629096,-0.87466900778021706,1.1389832253905716,null,0,114.13722019396987,25]
["Ceiling Insulation(R12 to R38)",0.29453391886680996,-0.60926530650895205,0.70328590152470583,null,0,87.425725631504918,25]
["Ceiling Insulation(R12 to R38)",0.32523312274738014,-0.65081620878313773,0.83039471893467631,null,0,50.916288533726956,25]
["Ceiling Insulation(R12 to R38)",0.31493845989155156,-0.59195317499371547,0.73223959694356899,null,0,55.668561586182477,25]
["Ceiling Insulation(R12 to R38)",0.29453391886680996,-0.60926530650895205,0.70328590152470583,null,0,87.425725631504918,25]
["Ceiling Insulation(R12 to R38)",0.32523312274738014,-0.65081620878313773,0.83039471893467631,null,0,50.916288533726956,25]
["Ceiling Insulation(R12 to R38)",0.29453391886680996,-0.60926530650895205,0.70328590152470583,null,0,87.425725631504918,25]
["Ceiling Insulation(R12 to R38)",0.32523312274738014,-0.65081620878313773,0.83039471893467631,null,0,50.916288533726956,25]
["Ceiling Insulation(R12 to R38)",0.29453391886680996,-0.60926530650895205,0.70328590152470583,null,0,87.425725631504918,25]
["Ceiling Insulation(R12 to R38)",0.29453391886680996,-0.60926530650895205,0.70328590152470583,null,0,87.425725631504918,25]
["Ceiling Insulation(R12 to R38)",0.31493845989155156,-0.59195317499371547,0.73223959694356899,null,0,55.668561586182477,25]
["Ceiling Insulation(R12 to R38)",0.31493845989155156,-0.59195317499371547,0.73223959694356899,null,0,55.668561586182477,25]
["Ceiling Insulation(R12 to R38)",0.29453391886680996,-0.60926530650895205,0.70328590152470583,null,0,87.425725631504918,25]
["Ceiling Insulation(R12 to R38)",0.2720867712064442,-0.88474729935769303,1.1389832253905716,null,0,115.91660549065968,25]
["Ceiling Insulation(R19 to R38)",0.16110532812649167,-0.88001269774583091,0.70328590152470583,null,0,159.83233999439295,25]
["Ceiling Insulation(R19 to R38)",0.17789730011202676,-0.89948900963338196,0.83039471893467631,null,0,93.085524671271429,25]
["Ceiling Insulation(R19 to R38)",0.17226628469716082,-0.87189791673327677,0.73223959694356877,null,0,101.77366442395476,25]
["Ceiling Insulation(R19 to R38)",0.16110532812649167,-0.88001269774583091,0.70328590152470583,null,0,159.83233999439295,25]
["Ceiling Insulation(R19 to R38)",0.17789730011202676,-0.89948900963338196,0.83039471893467631,null,0,93.085524671271429,25]
["Ceiling Insulation(R19 to R38)",0.16110532812649167,-0.88001269774583091,0.70328590152470583,null,0,159.83233999439295,25]
["Ceiling Insulation(R19 to R38)",0.17789730011202676,-0.89948900963338196,0.83039471893467631,null,0,93.085524671271429,25]
["Ceiling Insulation(R19 to R38)",0.16110532812649167,-0.88001269774583091,0.70328590152470583,null,0,159.83233999439295,25]
["Ceiling Insulation(R19 to R38)",0.16110532812649167,-0.88001269774583091,0.70328590152470583,null,0,159.83233999439295,25]
["Ceiling Insulation(R19 to R38)",0.17226628469716082,-0.87189791673327677,0.73223959694356877,null,0,101.77366442395476,25]
["Ceiling Insulation(R19 to R38)",0.17226628469716082,-0.87189791673327677,0.73223959694356877,null,0,101.77366442395476,25]
["Ceiling Insulation(R19 to R38)",0.16110532812649167,-0.88001269774583091,0.70328590152470583,null,0,159.83233999439295,25]
["Ceiling Insulation(R19 to R38)",0.14882709849765777,-1.0091404162420814,1.1389832253905716,null,0,211.91957133842223,25]
["Ceiling Insulation(R19 to R38)",0.15863227044098371,-0.88664640027072816,0.70328590152470594,null,0,162.3241066173949,25]
["Ceiling Insulation(R19 to R38)",0.17516647618218301,-0.90582373978189079,0.83039471893467698,null,0,94.53671661070392,25]
["Ceiling Insulation(R19 to R38)",0.16962190003106389,-0.8786561857252343,0.73223959694356933,null,0,103.36030339902767,25]
["Ceiling Insulation(R19 to R38)",0.15863227044098371,-0.88664640027072816,0.70328590152470594,null,0,162.3241066173949,25]
["Ceiling Insulation(R19 to R38)",0.17516647618218301,-0.90582373978189079,0.83039471893467698,null,0,94.53671661070392,25]
["Ceiling Insulation(R19 to R38)",0.15863227044098371,-0.88664640027072816,0.70328590152470594,null,0,162.3241066173949,25]
["Ceiling Insulation(R19 to R38)",0.17516647618218301,-0.90582373978189079,0.83039471893467698,null,0,94.53671661070392,25]
["Ceiling Insulation(R19 to R38)",0.15863227044098371,-0.88664640027072816,0.70328590152470594,null,0,162.3241066173949,25]
["Ceiling Insulation(R19 to R38)",0.15863227044098371,-0.88664640027072816,0.70328590152470594,null,0,162.3241066173949,25]
["Ceiling Insulation(R19 to R38)",0.16962190003106389,-0.8786561857252343,0.73223959694356933,null,0,103.36030339902767,25]
["Ceiling Insulation(R19 to R38)",0.16962190003106389,-0.8786561857252343,0.73223959694356933,null,0,103.36030339902767,25]
["Ceiling Insulation(R19 to R38)",0.15863227044098371,-0.88664640027072816,0.70328590152470594,null,0,162.3241066173949,25]
["Ceiling Insulation(R19 to R38)",0.14654251856456893,-1.0137919354316858,1.1389832253905721,null,0,215.22337152454529,25]
["Ceiling Insulation(R2 to R38)",2.42468929031824,5.93450716755145,0.82644334679816278,null,0,12.479570639179913,25]
["Ceiling Insulation(R2 to R38)",3.0010825076900907,5.5839335535755259,1.0937753786190021,null,0,7.2680371235321255,25]
["Ceiling Insulation(R2 to R38)",2.9289631699079965,6.0805732257774237,0.97207957875301021,null,0,7.9463995486238312,25]
["Ceiling Insulation(R2 to R38)",2.42468929031824,5.93450716755145,0.82644334679816278,null,0,12.479570639179913,25]
["Ceiling Insulation(R2 to R38)",3.0010825076900907,5.5839335535755259,1.0937753786190021,null,0,7.2680371235321255,25]
["Ceiling Insulation(R2 to R38)",2.42468929031824,5.93450716755145,0.82644334679816278,null,0,12.479570639179913,25]
["Ceiling Insulation(R2 to R38)",3.0010825076900907,5.5839335535755259,1.0937753786190021,null,0,7.2680371235321255,25]
["Ceiling Insulation(R2 to R38)",2.42468929031824,5.93450716755145,0.82644334679816278,null,0,12.479570639179913,25]
["Ceiling Insulation(R2 to R38)",2.42468929031824,5.93450716755145,0.82644334679816278,null,0,12.479570639179913,25]
["Ceiling Insulation(R2 to R38)",2.9289631699079965,6.0805732257774237,0.97207957875301021,null,0,7.9463995486238312,25]
["Ceiling Insulation(R2 to R38)",2.9289631699079965,6.0805732257774237,0.97207957875301021,null,0,7.9463995486238312,25]
["Ceiling Insulation(R2 to R38)",2.42468929031824,5.93450716755145,0.82644334679816278,null,0,12.479570639179913,25]
["Ceiling Insulation(R2 to R38)",1.7590605597565077,2.155485604418848,1.4334236644041154,null,0,22.564698364480133,25]
["Ceiling Insulation(R2 to R38)",2.3930155566422684,5.8151005221032968,0.82836335630010283,null,0,12.674125618411237,25]
["Ceiling Insulation(R2 to R38)",2.9661074279025459,5.4699084109023683,1.0978814508755221,null,0,7.3813449329516159,25]
["Ceiling Insulation(R2 to R38)",2.8950951626465442,5.9589243839221853,0.97581865472196083,null,0,8.070282945244271,25]
["Ceiling Insulation(R2 to R38)",2.3930155566422684,5.8151005221032968,0.82836335630010283,null,0,12.674125618411237,25]
["Ceiling Insulation(R2 to R38)",2.9661074279025459,5.4699084109023683,1.0978814508755221,null,0,7.3813449329516159,25]
["Ceiling Insulation(R2 to R38)",2.3930155566422684,5.8151005221032968,0.82836335630010283,null,0,12.674125618411237,25]
["Ceiling Insulation(R2 to R38)",2.9661074279025459,5.4699084109023683,1.0978814508755221,null,0,7.3813449329516159,25]
["Ceiling Insulation(R2 to R38)",2.3930155566422684,5.8151005221032968,0.82836335630010283,null,0,12.674125618411237,25]
["Ceiling Insulation(R2 to R38)",2.3930155566422684,5.8151005221032968,0.82836335630010283,null,0,12.674125618411237,25]
["Ceiling Insulation(R2 to R38)",2.8950951626465442,5.9589243839221853,0.97581865472196083,null,0,8.070282945244271,25]
["Ceiling Insulation(R2 to R38)",2.8950951626465442,5.9589243839221853,0.97581865472196083,null,0,8.070282945244271,25]
["Ceiling Insulation(R2 to R38)",2.3930155566422684,5.8151005221032968,0.82836335630010283,null,0,12.674125618411237,25]
["Ceiling Insulation(R2 to R38)",1.7590605597565077,2.155485604418848,1.4334236644041154,null,0,22.564698364480133,25]
["Ceiling Insulation(R30 to R38)",5.6415720919677531E-2,-0.88399023724431691,0.70328590152470583,null,0,456.43024958740256,25]
["Ceiling Insulation(R30 to R38)",6.2295918776840847E-2,-0.88918392041433081,0.83039471893467631,null,0,265.82260674012042,25]
["Ceiling Insulation(R30 to R38)",6.0324054792987664E-2,-0.88182629564096959,0.73223959694356888,null,0,290.63316632966649,25]
["Ceiling Insulation(R30 to R38)",5.6415720919677531E-2,-0.88399023724431691,0.70328590152470583,null,0,456.43024958740256,25]
["Ceiling Insulation(R30 to R38)",6.2295918776840847E-2,-0.88918392041433081,0.83039471893467631,null,0,265.82260674012042,25]
["Ceiling Insulation(R30 to R38)",5.6415720919677531E-2,-0.88399023724431691,0.70328590152470583,null,0,456.43024958740256,25]
["Ceiling Insulation(R30 to R38)",6.2295918776840847E-2,-0.88918392041433081,0.83039471893467631,null,0,265.82260674012042,25]
["Ceiling Insulation(R30 to R38)",5.6415720919677531E-2,-0.88399023724431691,0.70328590152470583,null,0,456.43024958740256,25]
["Ceiling Insulation(R30 to R38)",5.6415720919677531E-2,-0.88399023724431691,0.70328590152470583,null,0,456.43024958740256,25]
["Ceiling Insulation(R30 to R38)",6.0324054792987664E-2,-0.88182629564096959,0.73223959694356888,null,0,290.63316632966649,25]
["Ceiling Insulation(R30 to R38)",6.0324054792987664E-2,-0.88182629564096959,0.73223959694356888,null,0,290.63316632966649,25]
["Ceiling Insulation(R30 to R38)",5.6415720919677531E-2,-0.88399023724431691,0.70328590152470583,null,0,456.43024958740256,25]
["Ceiling Insulation(R30 to R38)",5.2116141357764184E-2,-0.91842429550998372,1.1389832253905718,null,0,605.17479029490926,25]
["Ceiling Insulation(R30 to R38)",5.55497077727111E-2,-0.88575922458428946,0.70328590152470594,null,0,463.54594132844954,25]
["Ceiling Insulation(R30 to R38)",6.1339641275044703E-2,-0.89087318178726638,0.83039471893467631,null,0,269.96674865243699,25]
["Ceiling Insulation(R30 to R38)",5.9398046515907799E-2,-0.88362850070549137,0.7322395969435691,null,0,295.16410183009793,25]
["Ceiling Insulation(R30 to R38)",5.55497077727111E-2,-0.88575922458428946,0.70328590152470594,null,0,463.54594132844954,25]
["Ceiling Insulation(R30 to R38)",6.1339641275044703E-2,-0.89087318178726638,0.83039471893467631,null,0,269.96674865243699,25]
["Ceiling Insulation(R30 to R38)",5.55497077727111E-2,-0.88575922458428946,0.70328590152470594,null,0,463.54594132844954,25]
["Ceiling Insulation(R30 to R38)",6.1339641275044703E-2,-0.89087318178726638,0.83039471893467631,null,0,269.96674865243699,25]
["Ceiling Insulation(R30 to R38)",5.55497077727111E-2,-0.88575922458428946,0.70328590152470594,null,0,463.54594132844954,25]
["Ceiling Insulation(R30 to R38)",5.55497077727111E-2,-0.88575922458428946,0.70328590152470594,null,0,463.54594132844954,25]
["Ceiling Insulation(R30 to R38)",5.9398046515907799E-2,-0.88362850070549137,0.7322395969435691,null,0,295.16410183009793,25]
["Ceiling Insulation(R30 to R38)",5.9398046515907799E-2,-0.88362850070549137,0.7322395969435691,null,0,295.16410183009793,25]
["Ceiling Insulation(R30 to R38)",5.55497077727111E-2,-0.88575922458428946,0.70328590152470594,null,0,463.54594132844954,25]
["Ceiling Insulation(R30 to R38)",5.1316129182979724E-2,-0.91966470062721162,1.1389832253905716,null,0,614.60939122480829,25]
["Chilled Water Controls Optimization",10.646716806965987,4660.5358877969738,0.91077834853477302,null,0,1.2781018794082726,10]
["Chilled Water Controls Optimization",27.746516797377122,11891.91916299613,1.0903367874441663,null,0,0.51437177140214962,10]
["Chilled Water Controls Optimization",0,-309.75200510610102,{"$error":"#DIV/0!"},null,0,0,10]
["Chilled Water Controls Optimization",16.252000220427277,7277.4592456151022,0.91075839626148825,null,0,0.83726867319211162,10]
["Chilled Water Controls Optimization",76.846547074131749,33484.580374477686,1.0903150275424009,null,0,0.18571739019158512,10]
["Chilled Water Controls Optimization",5.7509073508864148,2375.0400778239455,0.91076063867138324,null,0,2.3661177852501591,10]
["Chilled Water Controls Optimization",44.23610441967638,20341.645569427532,0.91076423379301252,null,0,0.30760796087492204,10]
["Chilled Water Controls Optimization",13.69741041496723,6085.1000398534943,0.91072342700153996,null,0,0.99338252901826751,10]
["Chilled Water Controls Optimization",14.030539083551009,6240.3075488680497,0.91076776186312769,null,0,0.96984374642293081,10]
["Chilled Water Controls Optimization",17.252722052659252,7744.6242436840394,0.91076063867138324,null,0,0.7887059284167196,10]
["Chilled Water Controls Optimization",12.625297231620493,5584.2335050437005,0.91077497233547822,null,0,1.0777994425300421,10]
["Chilled Water Controls Optimization",9.6852200229219232,4211.8126345018645,0.91075022625957447,null,0,1.4049416083699706,10]
["Chilled Water Controls Optimization",3.7415614391482528,1436.9848686438772,0.91075996795855707,null,0,3.6368009358396831,10]
["Chilled Water Controls Optimization",10.646716806965987,4660.5358877969738,0.91077834853477302,null,0,1.2781018794082726,10]
["Chilled Water Controls Optimization",27.746516797377122,11891.91916299613,1.0903367874441663,null,0,0.51437177140214962,10]
["Chilled Water Controls Optimization",0,-309.75200510610102,{"$error":"#DIV/0!"},null,0,0,10]
["Chilled Water Controls Optimization",16.252000220427277,7277.4592456151022,0.91075839626148825,null,0,0.83726867319211162,10]
["Chilled Water Controls Optimization",76.846547074131749,33484.580374477686,1.0903150275424009,null,0,0.18571739019158512,10]
["Chilled Water Controls Optimization",5.7509073508864148,2375.0400778239455,0.91076063867138324,null,0,2.3661177852501591,10]
["Chilled Water Controls Optimization",44.23610441967638,20341.645569427532,0.91076423379301252,null,0,0.30760796087492204,10]
["Chilled Water Controls Optimization",13.69741041496723,6085.1000398534943,0.91072342700153996,null,0,0.99338252901826751,10]
["Chilled Water Controls Optimization",14.030539083551009,6240.3075488680497,0.91076776186312769,null,0,0.96984374642293081,10]
["Chilled Water Controls Optimization",17.252722052659252,7744.6242436840394,0.91076063867138324,null,0,0.7887059284167196,10]
["Chilled Water Controls Optimization",12.625297231620493,5584.2335050437005,0.91077497233547822,null,0,1.0777994425300421,10]
["Chilled Water Controls Optimization",9.6852200229219232,4211.8126345018645,0.91075022625957447,null,0,1.4049416083699706,10]
["Chilled Water Controls Optimization",3.7415614391482528,1436.9848686438772,0.91075996795855707,null,0,3.6368009358396831,10]
["Chilled Water System - Variable Speed Drives",1.9501385835647651,8437.1154141017905,1.4367856091094595,null,0,12.93019715770976,13]
["Chilled Water System - Variable Speed Drives",1.9501385835647651,8437.1154141017905,1.4367856091094595,null,0,12.93019715770976,13]
["Chilled Water System - Variable Speed Drives",1.9501385835647651,8437.1154141017905,1.4367856091094595,null,0,12.93019715770976,13]
["Chilled Water System - Variable Speed Drives",1.9501385835647651,8437.1154141017905,1.4367856091094595,null,0,12.93019715770976,13]
["Chilled Water System - Variable Speed Drives",1.9501385835647651,8437.1154141017905,1.4367856091094595,null,0,12.93019715770976,13]
["Chilled Water System - Variable Speed Drives",1.9501385835647651,8437.1154141017905,1.4367856091094595,null,0,12.93019715770976,13]
["Chilled Water System - Variable Speed Drives",1.9501385835647651,8437.1154141017905,1.4367856091094595,null,0,12.93019715770976,13]
["Chilled Water System - Variable Speed Drives",1.9501385835647651,8437.1154141017905,1.4367856091094595,null,0,12.93019715770976,13]
["Chilled Water System - Variable Speed Drives",1.9501385835647651,8437.1154141017905,1.4367856091094595,null,0,12.93019715770976,13]
["Chilled Water System - Variable Speed Drives",1.9501385835647651,8437.1154141017905,1.4367856091094595,null,0,12.93019715770976,13]
["Chilled Water System - Variable Speed Drives",1.9501385835647651,8437.1154141017905,1.4367856091094595,null,0,12.93019715770976,13]
["Chilled Water System - Variable Speed Drives",1.9501385835647651,8437.1154141017905,1.4367856091094595,null,0,12.93019715770976,13]
["Chilled Water System - Variable Speed Drives",1.9501385835647651,8437.1154141017905,1.4367856091094595,null,0,12.93019715770976,13]
["Chilled Water System - Variable Speed Drives",1.9501385835647651,8437.1154141017905,1.4367856091094595,null,0,12.93019715770976,13]
["Chilled Water System - Variable Speed Drives",1.9501385835647651,8437.1154141017905,1.4367856091094595,null,0,12.93019715770976,13]
["Chilled Water System - Variable Speed Drives",1.9501385835647651,8437.1154141017905,1.4367856091094595,null,0,12.93019715770976,13]
["Chilled Water System - Variable Speed Drives",1.9501385835647651,8437.1154141017905,1.4367856091094595,null,0,12.93019715770976,13]
["Chilled Water System - Variable Speed Drives",1.9501385835647651,8437.1154141017905,1.4367856091094595,null,0,12.93019715770976,13]
["Chilled Water System - Variable Speed Drives",1.9501385835647651,8437.1154141017905,1.4367856091094595,null,0,12.93019715770976,13]
["Chilled Water System - Variable Speed Drives",1.9501385835647651,8437.1154141017905,1.4367856091094595,null,0,12.93019715770976,13]
["Chilled Water System - Variable Speed Drives",1.9501385835647651,8437.1154141017905,1.4367856091094595,null,0,12.93019715770976,13]
["Chilled Water System - Variable Speed Drives",1.9501385835647651,8437.1154141017905,1.4367856091094595,null,0,12.93019715770976,13]
["Chilled Water System - Variable Speed Drives",1.9501385835647651,8437.1154141017905,1.4367856091094595,null,0,12.93019715770976,13]
["Chilled Water System - Variable Speed Drives",1.9501385835647651,8437.1154141017905,1.4367856091094595,null,0,12.93019715770976,13]
["Chilled Water System - Variable Speed Drives",1.9501385835647651,8437.1154141017905,1.4367856091094595,null,0,12.93019715770976,13]
["Chilled Water System - Variable Speed Drives",1.9501385835647651,8437.1154141017905,1.4367856091094595,null,0,12.93019715770976,13]
["Cool Roof",5.8013602632569952E-2,-4.0488079035099052,0.71352071683631579,null,0,253.2562929938295,15]
["Cool Roof",5.8013602632569952E-2,-4.0488079035099052,0.71352071683631579,null,0,253.2562929938295,15]
["Cool Roof",5.8013602632569952E-2,-4.0488079035099052,0.71352071683631579,null,0,253.2562929938295,15]
["Cool Roof",5.8013602632569952E-2,-4.0488079035099052,0.71352071683631579,null,0,253.2562929938295,15]
["Cool Roof",5.8013602632569952E-2,-4.0488079035099052,0.71352071683631579,null,0,253.2562929938295,15]
["Cool Roof",5.8013602632569952E-2,-4.0488079035099052,0.71352071683631579,null,0,253.2562929938295,15]
["Cool Roof",6.3666167615561708E-2,-3.9555600050458026,0.62591565725158482,null,0,190.92694534453616,15]
["Cool Roof",4.5957657788287885E-2,-4.2476895659252971,1.2166617525089913,null,0,833.83527544421145,15]
["Cool Roof",5.8013602632569952E-2,-4.0488079035099052,0.71352071683631579,null,0,253.2562929938295,15]
["Cool Roof",5.8013602632569952E-2,-4.0488079035099052,0.71352071683631579,null,0,253.2562929938295,15]
["Cool Roof",5.8013602632569952E-2,-4.0488079035099052,0.71352071683631579,null,0,253.2562929938295,15]
["Cool Roof",5.8013602632569952E-2,-4.0488079035099052,0.71352071683631579,null,0,253.2562929938295,15]
["Cool Roof",4.5957657788287885E-2,-4.2476895659252971,1.2166617525089913,null,0,833.83527544421145,15]
["Cool Roof",5.7871711286378642E-2,-4.050079161088175,0.71352071683631568,null,0,253.87723326923438,15]
["Cool Roof",5.7871711286378642E-2,-4.050079161088175,0.71352071683631568,null,0,253.87723326923438,15]
["Cool Roof",5.7871711286378642E-2,-4.050079161088175,0.71352071683631568,null,0,253.87723326923438,15]
["Cool Roof",5.7871711286378642E-2,-4.050079161088175,0.71352071683631568,null,0,253.87723326923438,15]
["Cool Roof",5.7871711286378642E-2,-4.050079161088175,0.71352071683631568,null,0,253.87723326923438,15]
["Cool Roof",5.7871711286378642E-2,-4.050079161088175,0.71352071683631568,null,0,253.87723326923438,15]
["Cool Roof",6.3510451062548656E-2,-3.9570593310294502,0.62591565725158493,null,0,191.39506492657296,15]
["Cool Roof",4.5845253220471616E-2,-4.2484743929849946,1.2166617525089911,null,0,835.87969416114015,15]
["Cool Roof",5.7871711286378642E-2,-4.050079161088175,0.71352071683631568,null,0,253.87723326923438,15]
["Cool Roof",5.7871711286378642E-2,-4.050079161088175,0.71352071683631568,null,0,253.87723326923438,15]
["Cool Roof",5.7871711286378642E-2,-4.050079161088175,0.71352071683631568,null,0,253.87723326923438,15]
["Cool Roof",5.7871711286378642E-2,-4.050079161088175,0.71352071683631568,null,0,253.87723326923438,15]
["Cool Roof",4.5845253220471616E-2,-4.2484743929849946,1.2166617525089911,null,0,835.87969416114015,15]
["Dedicated Outdoor Air System on VRF unit",0.53188522666362292,-889.81936747163047,1.1616780886660552,null,0,28.723011898666336,15]
["Dedicated Outdoor Air System on VRF unit",0.49929945962356348,-1000.003842046007,1.2638161460199864,null,0,42.097508975739345,15]
["Dedicated Outdoor Air System on VRF unit",0.31815282729766842,-1684.9810081881101,1.1612394400199122,null,0,48.00075835037152,15]
["Dedicated Outdoor Air System on VRF unit",1.1444762853955164,1391.1159114148231,1.1615163307863809,null,0,13.346906873406285,15]
["Dedicated Outdoor Air System on VRF unit",1.0903471585243718,1189.6751756592344,1.1614932960877207,null,0,14.009222061919514,15]
["Dedicated Outdoor Air System on VRF unit",0.29427741230329613,-1774.3776236518697,1.1617566969827151,null,0,51.91828812310326,15]
["Dedicated Outdoor Air System on VRF unit",0.73569661064000658,-114.61389051489516,1.263747251634298,null,0,28.569001618870221,15]
["Dedicated Outdoor Air System on VRF unit",0.29693879440416487,-1764.4010980160783,1.1616827836297534,null,0,51.449685005897159,15]
["Dedicated Outdoor Air System on VRF unit",0.58730415918170276,-683.59850932933091,1.161717179036833,null,0,26.013539214295839,15]
["Dedicated Outdoor Air System on VRF unit",0.90503827971305117,499.91955015796191,1.1614388759694876,null,0,16.876854964334505,15]
["Dedicated Outdoor Air System on VRF unit",0.69726351585994939,-273.8430729410386,1.1615155380711761,null,0,21.90736734027892,15]
["Dedicated Outdoor Air System on VRF unit",0.60855949632225392,-603.96814681099841,1.1614551701747742,null,0,25.099294584890586,15]
["Dedicated Outdoor Air System on VRF unit",0.135554812191401,-2365.4012320440374,1.1622773523379648,null,0,112.76048724543992,15]
["Dedicated Outdoor Air System on VRF unit",0.53188522666362292,-889.81936747163047,1.1616780886660552,null,0,28.723011898666336,15]
["Dedicated Outdoor Air System on VRF unit",0.49929945962356348,-1000.003842046007,1.2638161460199864,null,0,42.097508975739345,15]
["Dedicated Outdoor Air System on VRF unit",0.31815282729766842,-1684.9810081881101,1.1612394400199122,null,0,48.00075835037152,15]
["Dedicated Outdoor Air System on VRF unit",1.1444762853955164,1391.1159114148231,1.1615163307863809,null,0,13.346906873406285,15]
["Dedicated Outdoor Air System on VRF unit",1.0903471585243718,1189.6751756592344,1.1614932960877207,null,0,14.009222061919514,15]
["Dedicated Outdoor Air System on VRF unit",0.29427741230329613,-1774.3776236518697,1.1617566969827151,null,0,51.91828812310326,15]
["Dedicated Outdoor Air System on VRF unit",0.73569661064000658,-114.61389051489516,1.263747251634298,null,0,28.569001618870221,15]
["Dedicated Outdoor Air System on VRF unit",0.29693879440416487,-1764.4010980160783,1.1616827836297534,null,0,51.449685005897159,15]
["Dedicated Outdoor Air System on VRF unit",0.58730415918170276,-683.59850932933091,1.161717179036833,null,0,26.013539214295839,15]
["Dedicated Outdoor Air System on VRF unit",0.90503827971305117,499.91955015796191,1.1614388759694876,null,0,16.876854964334505,15]
["Dedicated Outdoor Air System on VRF unit",0.69726351585994939,-273.8430729410386,1.1615155380711761,null,0,21.90736734027892,15]
["Dedicated Outdoor Air System on VRF unit",0.60855949632225392,-603.96814681099841,1.1614551701747742,null,0,25.099294584890586,15]
["Dedicated Outdoor Air System on VRF unit",0.135554812191401,-2365.4012320440374,1.1622773523379648,null,0,112.76048724543992,15]
["Destratification Fans",3.0305430460644926E-2,-18448.354516017833,0.89792411999398658,null,0,769.16270990236205,10]
["Destratification Fans",5.5140299302423257E-2,-17584.540815307151,0.89809946277137553,null,0,422.81886663876577,10]
["Destratification Fans",1.9851078679861852E-2,-18811.976252926823,0.89771320884037098,null,0,1173.9579602373879,10]
["Destratification Fans",4.9665987348636559E-2,-17774.797313529121,0.89799655608846873,null,0,469.3692540689155,10]
["Destratification Fans",9.8069528380122506E-2,-16090.517093116554,0.89797029649169213,null,0,237.69876463363778,10]
["Destratification Fans",1.0913885761511203E-2,-19123.048039676247,0.89773174757369312,null,0,2135.3359934339283,10]
["Destratification Fans",1.6467665905102749E-2,-18929.877447716623,0.89793197428054816,null,0,1415.5018110533711,10]
["Destratification Fans",2.5176962991571912E-2,-18627.162587407256,0.89828385913736053,null,0,926.20963586387597,10]
["Destratification Fans",5.5163839394314351E-3,-19311.104749795333,0.89865641268736718,null,0,4229.0053312299906,10]
["Destratification Fans",4.3559128492661761E-2,-17987.015598978338,0.8978382416245706,null,0,535.07906266573013,10]
["Destratification Fans",5.2126728142387169E-2,-17688.879940342558,0.897849555166647,null,0,447.13858265678266,10]
["Destratification Fans",0.16484289803121502,-13767.159111780906,0.89797979901560376,null,0,141.41496361012196,10]
["Destratification Fans",1.8071479491995238E-2,-18874.149874026087,0.89804685917695259,null,0,1290.0434242778551,10]
["Destratification Fans",3.0305430460644926E-2,-18448.354516017833,0.89792411999398658,null,0,769.16270990236205,10]
["Destratification Fans",5.5140299302423257E-2,-17584.540815307151,0.89809946277137553,null,0,422.81886663876577,10]
["Destratification Fans",1.9851078679861852E-2,-18811.976252926823,0.89771320884037098,null,0,1173.9579602373879,10]
["Destratification Fans",4.9665987348636559E-2,-17774.797313529121,0.89799655608846873,null,0,469.3692540689155,10]
["Destratification Fans",9.8069528380122506E-2,-16090.517093116554,0.89797029649169213,null,0,237.69876463363778,10]
["Destratification Fans",1.0913885761511203E-2,-19123.048039676247,0.89773174757369312,null,0,2135.3359934339283,10]
["Destratification Fans",1.6467665905102749E-2,-18929.877447716623,0.89793197428054816,null,0,1415.5018110533711,10]
["Destratification Fans",2.5176962991571912E-2,-18627.162587407256,0.89828385913736053,null,0,926.20963586387597,10]
["Destratification Fans",5.5163839394314351E-3,-19311.104749795333,0.89865641268736718,null,0,4229.0053312299906,10]
["Destratification Fans",4.3559128492661761E-2,-17987.015598978338,0.8978382416245706,null,0,535.07906266573013,10]
["Destratification Fans",5.2126728142387169E-2,-17688.879940342558,0.897849555166647,null,0,447.13858265678266,10]
["Destratification Fans",0.16484289803121502,-13767.159111780906,0.89797979901560376,null,0,141.41496361012196,10]
["Destratification Fans",1.8071479491995238E-2,-18874.149874026087,0.89804685917695259,null,0,1290.0434242778551,10]
["Duct Insulation",4.6717629130045527E-2,-49150.097856551685,0.82931043858568221,null,0,329.13963505283061,18]
["Duct Insulation",7.0798888033376403E-2,-185640.7876500088,0.8292985652629401,null,0,217.18424795670509,18]
["Duct Insulation",0.45994530005955092,-3435.3207521516674,0.82930881256028832,null,0,33.431352057574522,18]
["Duct Insulation",0.18800049928520471,-38794.19937052438,0.829306984214633,null,0,81.789992110602412,18]
["Duct Insulation",0.18799740529495804,-404229.45350112498,0.82929333601832267,null,0,81.789992110602427,18]
["Duct Insulation",0.21195905839815934,-37597.052705111084,0.82929151118735578,null,0,72.543596754333947,18]
["Duct Insulation",0.10611265060228013,-77383.857904410048,0.82931022731747384,null,0,144.90844774775582,18]
["Duct Insulation",0.14440463215176269,-612106.08675003832,0.82929132670390726,null,0,106.48044187469557,18]
["Duct Insulation",0.193981208426417,-30550.922349407287,0.82931033104284846,null,0,79.26861335245637,18]
["Duct Insulation",0.44451918978716382,-4048.7799694593514,0.82927526655627759,null,0,34.590118075906496,18]
["Duct Insulation",8.619427666013954E-2,-27201.469820470629,0.82938182131234672,null,0,178.41030214512841,18]
["Duct Insulation",7.0796962433581925E-2,-127278.77806738418,0.82927600986424399,null,0,217.18424795670504,18]
["Duct Insulation",2.2791951100475039E-2,-42673.053247486125,0.82923816973918485,null,0,674.59268251958872,18]
["Duct Insulation",4.6717629130045527E-2,-49150.097856551685,0.82931043858568221,null,0,329.13963505283061,18]
["Duct Insulation",7.0798888033376403E-2,-185640.7876500088,0.8292985652629401,null,0,217.18424795670509,18]
["Duct Insulation",0.45994530005955092,-3435.3207521516674,0.82930881256028832,null,0,33.431352057574522,18]
["Duct Insulation",0.18800049928520471,-38794.19937052438,0.829306984214633,null,0,81.789992110602412,18]
["Duct Insulation",0.18799740529495804,-404229.45350112498,0.82929333601832267,null,0,81.789992110602427,18]
["Duct Insulation",0.21195905839815934,-37597.052705111084,0.82929151118735578,null,0,72.543596754333947,18]
["Duct Insulation",0.10611265060228013,-77383.857904410048,0.82931022731747384,null,0,144.90844774775582,18]
["Duct Insulation",0.14440463215176269,-612106.08675003832,0.82929132670390726,null,0,106.48044187469557,18]
["Duct Insulation",0.193981208426417,-30550.922349407287,0.82931033104284846,null,0,79.26861335245637,18]
["Duct Insulation",0.44451918978716382,-4048.7799694593514,0.82927526655627759,null,0,34.590118075906496,18]
["Duct Insulation",8.619427666013954E-2,-27201.469820470629,0.82938182131234672,null,0,178.41030214512841,18]
["Duct Insulation",7.0796962433581925E-2,-127278.77806738418,0.82927600986424399,null,0,217.18424795670504,18]
["Duct Insulation",2.2791951100475039E-2,-42673.053247486125,0.82923816973918485,null,0,674.59268251958872,18]
["Duct Sealing Repair",2.3697429707100812,20017.209538152041,0.70720653883252149,null,0,6.3572744535864727,18]
["Duct Sealing Repair",3.5912610024401297,131903.88229091602,0.7071965501280929,null,0,4.194875743345019,18]
["Duct Sealing Repair",23.330440820133987,61341.68113211781,0.70719914391859218,null,0,0.64572071470626824,18]
["Duct Sealing Repair",9.5361998501603331,103318.97457464032,0.70719690417598302,null,0,1.5797593848589895,18]
["Duct Sealing Repair",9.5361736706955149,1076567.4586994052,0.70719496272794657,null,0,1.5797593848589895,18]
["Duct Sealing Repair",10.751667308005709,120267.42135794346,0.70719591325796727,null,0,1.4011668766163072,18]
["Duct Sealing Repair",5.382464509956864,93332.228915664818,0.70719587659682093,null,0,2.7988813101400312,18]
["Duct Sealing Repair",7.3249433477442816,1117563.3044114029,0.70719463185713438,null,0,2.0566511013720588,18]
["Duct Sealing Repair",9.8395503459353009,85278.17418963839,0.7071985375319404,null,0,1.5310593953715348,18]
["Duct Sealing Repair",22.548650160230412,63864.718953312622,0.70719215394762813,null,0,0.6681020775732579,18]
["Duct Sealing Repair",4.3717162471363924,24984.138668580803,0.70719101608097545,null,0,3.4459637652020132,18]
["Duct Sealing Repair",3.5912400803974256,90435.755917948321,0.70719243012778898,null,0,4.194875743345019,18]
["Duct Sealing Repair",1.1562043283254839,5547.5592893072971,0.70719805466919272,null,0,13.029639613198778,18]
["Duct Sealing Repair",2.3697429707100812,20017.209538152041,0.70720653883252149,null,0,6.3572744535864727,18]
["Duct Sealing Repair",3.5912610024401297,131903.88229091602,0.7071965501280929,null,0,4.194875743345019,18]
["Duct Sealing Repair",23.330440820133987,61341.68113211781,0.70719914391859218,null,0,0.64572071470626824,18]
["Duct Sealing Repair",9.5361998501603331,103318.97457464032,0.70719690417598302,null,0,1.5797593848589895,18]
["Duct Sealing Repair",9.5361736706955149,1076567.4586994052,0.70719496272794657,null,0,1.5797593848589895,18]
["Duct Sealing Repair",10.751667308005709,120267.42135794346,0.70719591325796727,null,0,1.4011668766163072,18]
["Duct Sealing Repair",5.382464509956864,93332.228915664818,0.70719587659682093,null,0,2.7988813101400312,18]
["Duct Sealing Repair",7.3249433477442816,1117563.3044114029,0.70719463185713438,null,0,2.0566511013720588,18]
["Duct Sealing Repair",9.8395503459353009,85278.17418963839,0.7071985375319404,null,0,1.5310593953715348,18]
["Duct Sealing Repair",22.548650160230412,63864.718953312622,0.70719215394762813,null,0,0.6681020775732579,18]
["Duct Sealing Repair",4.3717162471363924,24984.138668580803,0.70719101608097545,null,0,3.4459637652020132,18]
["Duct Sealing Repair",3.5912400803974256,90435.755917948321,0.70719243012778898,null,0,4.194875743345019,18]
["Duct Sealing Repair",1.1562043283254839,5547.5592893072971,0.70719805466919272,null,0,13.029639613198778,18]
["ECM Motors on Furnaces",0.58693304524286793,-214.78513706834076,2.1666577140925942,null,0,0,15]
["ECM Motors on Furnaces",0.67366905316571868,51.799410859455463,1.1326788840821005,null,0,68.447668732497021,15]
["ECM Motors on Furnaces",1.1207557297017168,566.25906292377067,1.2697304982182394,null,0,53.193760308030555,15]
["ECM Motors on Furnaces",0.9203110149408168,130.75887604328761,2.1666577140925947,null,0,0,15]
["ECM Motors on Furnaces",1.201522252285445,737.74977087061643,1.1323929980211405,null,0,38.367527316422105,15]
["ECM Motors on Furnaces",0.51180561545178083,-292.65421044560924,2.1666577140925951,null,0,0,15]
["ECM Motors on Furnaces",0.6884702097130817,29.887454238107011,1.2704286088315522,null,0,86.641352016867941,15]
["ECM Motors on Furnaces",0.32398704097406311,-487.32689388877998,2.1666577140925947,null,0,0,15]
["ECM Motors on Furnaces",0.34276889842183478,-467.85962554446292,2.1666577140925938,null,0,0,15]
["ECM Motors on Furnaces",2.403674854693858,2155.9869633656172,1.270029586006971,null,0,24.808369774894942,15]
["ECM Motors on Furnaces",1.5069479569961146,1044.4698947640015,1.270104499668647,null,0,39.573212685905084,15]
["ECM Motors on Furnaces",1.2489935202768225,471.43607206883695,2.1666577140925942,null,0,0,15]
["ECM Motors on Furnaces",0.32398704097406311,-487.32689388877998,2.1666577140925947,null,0,0,15]
["ECM Motors on Furnaces",0.58693304524286793,-214.78513706834076,2.1666577140925942,null,0,0,15]
["ECM Motors on Furnaces",0.67366905316571868,51.799410859455463,1.1326788840821005,null,0,68.447668732497021,15]
["ECM Motors on Furnaces",1.1207557297017168,566.25906292377067,1.2697304982182394,null,0,53.193760308030555,15]
["ECM Motors on Furnaces",0.9203110149408168,130.75887604328761,2.1666577140925947,null,0,0,15]
["ECM Motors on Furnaces",1.201522252285445,737.74977087061643,1.1323929980211405,null,0,38.367527316422105,15]
["ECM Motors on Furnaces",0.51180561545178083,-292.65421044560924,2.1666577140925951,null,0,0,15]
["ECM Motors on Furnaces",0.6884702097130817,29.887454238107011,1.2704286088315522,null,0,86.641352016867941,15]
["ECM Motors on Furnaces",0.32398704097406311,-487.32689388877998,2.1666577140925947,null,0,0,15]
["ECM Motors on Furnaces",0.34276889842183478,-467.85962554446292,2.1666577140925938,null,0,0,15]
["ECM Motors on Furnaces",2.403674854693858,2155.9869633656172,1.270029586006971,null,0,24.808369774894942,15]
["ECM Motors on Furnaces",1.5069479569961146,1044.4698947640015,1.270104499668647,null,0,39.573212685905084,15]
["ECM Motors on Furnaces",1.2489935202768225,471.43607206883695,2.1666577140925942,null,0,0,15]
["ECM Motors on Furnaces",0.32398704097406311,-487.32689388877998,2.1666577140925947,null,0,0,15]
["Energy Recovery Ventilation System (ERV)",0.13439940615478627,-271605.05363931815,0.82832633658655908,null,0,64.952332730166418,15]
["Energy Recovery Ventilation System (ERV)",0.11434718297276809,-1105662.8186812038,0.828328506031906,null,0,76.342744820431164,15]
["Energy Recovery Ventilation System (ERV)",0.720723409914239,-2458.2764557285118,0.82833014950249284,null,0,12.112268050028568,15]
["Energy Recovery Ventilation System (ERV)",0.29459252671692898,-209010.81983667184,0.82832885628446162,null,0,29.632732368158422,15]
["Energy Recovery Ventilation System (ERV)",0.29459268494265561,-2177859.8566102572,0.82832930118011627,null,0,29.632732368158411,15]
["Energy Recovery Ventilation System (ERV)",0.33214089462162505,-196368.55995538633,0.82832798619521508,null,0,26.282738661620346,15]
["Energy Recovery Ventilation System (ERV)",0.16627551791096834,-451595.66041713866,0.8283290888615773,null,0,52.500717259033046,15]
["Energy Recovery Ventilation System (ERV)",0.22635934850140405,-3453805.8682338335,0.8283293730740694,null,0,38.565170848880776,15]
["Energy Recovery Ventilation System (ERV)",0.18724337676763517,-206809.46753119671,0.82833321142643346,null,0,46.621822093124358,15]
["Energy Recovery Ventilation System (ERV)",0.76423639424075707,2467.5749489571281,0.82832741060834358,null,0,11.4225995149864,15]
["Energy Recovery Ventilation System (ERV)",0.16964841860837604,-151981.44911223956,0.82833102839451156,null,0,51.457033698731934,15]
["Energy Recovery Ventilation System (ERV)",0.11434723997402507,-758063.00058152527,0.8283289189477715,null,0,76.342744820431179,15]
["Energy Recovery Ventilation System (ERV)",3.5716916303923943E-2,-263152.09553258878,0.82831682234273873,null,0,244.40672885729927,15]
["Energy Recovery Ventilation System (ERV)",0.13439940615478627,-271605.05363931815,0.82832633658655908,null,0,64.952332730166418,15]
["Energy Recovery Ventilation System (ERV)",0.11434718297276809,-1105662.8186812038,0.828328506031906,null,0,76.342744820431164,15]
["Energy Recovery Ventilation System (ERV)",0.720723409914239,-2458.2764557285118,0.82833014950249284,null,0,12.112268050028568,15]
["Energy Recovery Ventilation System (ERV)",0.29459252671692898,-209010.81983667184,0.82832885628446162,null,0,29.632732368158422,15]
["Energy Recovery Ventilation System (ERV)",0.29459268494265561,-2177859.8566102572,0.82832930118011627,null,0,29.632732368158411,15]
["Energy Recovery Ventilation System (ERV)",0.33214089462162505,-196368.55995538633,0.82832798619521508,null,0,26.282738661620346,15]
["Energy Recovery Ventilation System (ERV)",0.16627551791096834,-451595.66041713866,0.8283290888615773,null,0,52.500717259033046,15]
["Energy Recovery Ventilation System (ERV)",0.22635934850140405,-3453805.8682338335,0.8283293730740694,null,0,38.565170848880776,15]
["Energy Recovery Ventilation System (ERV)",0.18724337676763517,-206809.46753119671,0.82833321142643346,null,0,46.621822093124358,15]
["Energy Recovery Ventilation System (ERV)",0.76423639424075707,2467.5749489571281,0.82832741060834358,null,0,11.4225995149864,15]
["Energy Recovery Ventilation System (ERV)",0.16964841860837604,-151981.44911223956,0.82833102839451156,null,0,51.457033698731934,15]
["Energy Recovery Ventilation System (ERV)",0.11434723997402507,-758063.00058152527,0.8283289189477715,null,0,76.342744820431179,15]
["Energy Recovery Ventilation System (ERV)",3.5716916303923943E-2,-263152.09553258878,0.82831682234273873,null,0,244.40672885729927,15]
["Facility Commissioning",0,-64101.496250433964,{"$error":"#DIV/0!"},null,0,0,10]
["Facility Commissioning",0,-252627.20612870093,{"$error":"#DIV/0!"},null,0,0,10]
["Facility Commissioning",0,-15675.654922476278,{"$error":"#DIV/0!"},null,0,0,10]
["Facility Commissioning",0,-66941.102436656613,{"$error":"#DIV/0!"},null,0,0,10]
["Facility Commissioning",0,-697515.75477266428,{"$error":"#DIV/0!"},null,0,0,10]
["Facility Commissioning",0,-68636.26038556447,{"$error":"#DIV/0!"},null,0,0,10]
["Facility Commissioning",0,-112469.20065753003,{"$error":"#DIV/0!"},null,0,0,10]
["Facility Commissioning",0,-958096.09255515481,{"$error":"#DIV/0!"},null,0,0,10]
["Facility Commissioning",0,-53447.817458459693,{"$error":"#DIV/0!"},null,0,0,10]
["Facility Commissioning",0,-16900.286319995677,{"$error":"#DIV/0!"},null,0,0,10]
["Facility Commissioning",0,-38073.28618861641,{"$error":"#DIV/0!"},null,0,0,10]
["Facility Commissioning",0,-173205.91293363183,{"$error":"#DIV/0!"},null,0,0,10]
["Facility Commissioning",0,-53444.356415528309,{"$error":"#DIV/0!"},null,0,0,10]
["Facility Commissioning",0.10274616202105794,-54581.718947705289,1.0933032229725739,null,0,179.99805884641142,10]
["Facility Commissioning",0.1538026723634498,-198889.72844199388,1.1824594365789585,null,0,92.920585011756756,10]
["Facility Commissioning",1.0115419832530987,7244.1311089362844,1.0932832398625201,null,0,18.282752464448915,10]
["Facility Commissioning",0.41346277400383408,-26934.515745750425,1.0932800347393392,null,0,44.72885742741019,10]
["Facility Commissioning",0.40840416173800803,-303531.07256569562,1.1824543191571228,null,0,34.993209622083945,10]
["Facility Commissioning",0.46616161420075747,-22388.220146995678,1.0932775499577578,null,0,39.672240001084923,10]
["Facility Commissioning",0.23336905350959627,-74530.827000310208,1.0932810135368463,null,0,79.24672851428997,10]
["Facility Commissioning",0.31837811211284323,-517181.89006914891,1.0932810641389701,null,0,58.087331319223786,10]
["Facility Commissioning",0.42661439197706291,-20489.311246737256,1.0932804958980735,null,0,43.3499797911809,10]
["Facility Commissioning",0.97764642395859613,6982.2707009555443,1.0932731879701123,null,0,18.916451999515608,10]
["Facility Commissioning",0.18954560372954835,-27641.966868913809,1.0932726445712917,null,0,97.568036901911142,10]
["Facility Commissioning",0.15570765478958928,-134223.09800496366,1.0932843306832039,null,0,118.77251740976193,10]
["Facility Commissioning",5.0132224117307438E-2,-49571.788607291979,1.0933354642683568,null,0,368.91750627440473,10]
["Facility Energy Management System",0.69120718789041746,-2719.3744903309635,1.2236158135057429,null,0,42.489852530862024,15]
["Facility Energy Management System",0.97810471946641731,42433.990363095218,1.3976364551914893,null,0,26.05543629495126,15]
["Facility Energy Management System",7.5315919281977326,91686.128376135603,1.1752333543871973,null,0,2.7695890847860074,15]
["Facility Energy Management System",2.7815725130368261,119462.14555630917,1.2236217959772506,null,0,10.558572510938687,15]
["Facility Energy Management System",2.5972491092841241,1057658.7739801682,1.3976367593611085,null,0,9.812285877036194,15]
["Facility Energy Management System",3.1361174452864664,143755.78409328428,1.2236241917081061,null,0,9.3649211447530067,15]
["Facility Energy Management System",1.7375934569291611,95824.235963842002,1.175236478757878,null,0,12.004804787447362,15]
["Facility Energy Management System",2.1365917829678289,1172602.0669829424,1.2236241800339389,null,0,13.745953967300379,15]
["Facility Energy Management System",2.8700613552696765,99515.323933381704,1.223627120482476,null,0,10.233078403869078,15]
["Facility Energy Management System",7.2792727120882166,95171.455156604847,1.1752314937739043,null,0,2.8655859721288119,15]
["Facility Energy Management System",1.4113146539985237,21724.833053876275,1.1752416277499869,null,0,14.780234571794223,15]
["Facility Energy Management System",1.0475215792940626,46591.841892473967,1.2236239071653789,null,0,28.03711763720883,15]
["Facility Energy Management System",0.33725397419688491,-18801.29928217335,1.2236447583259291,null,0,87.085663813986784,15]
["Facility Energy Management System",0.69120718789041746,-2719.3744903309635,1.2236158135057429,null,0,42.489852530862024,15]
["Facility Energy Management System",0.97810471946641731,42433.990363095218,1.3976364551914893,null,0,26.05543629495126,15]
["Facility Energy Management System",7.5315919281977326,91686.128376135603,1.1752333543871973,null,0,2.7695890847860074,15]
["Facility Energy Management System",2.7815725130368261,119462.14555630917,1.2236217959772506,null,0,10.558572510938687,15]
["Facility Energy Management System",2.5972491092841241,1057658.7739801682,1.3976367593611085,null,0,9.812285877036194,15]
["Facility Energy Management System",3.1361174452864664,143755.78409328428,1.2236241917081061,null,0,9.3649211447530067,15]
["Facility Energy Management System",1.7375934569291611,95824.235963842002,1.175236478757878,null,0,12.004804787447362,15]
["Facility Energy Management System",2.1365917829678289,1172602.0669829424,1.2236241800339389,null,0,13.745953967300379,15]
["Facility Energy Management System",2.8700613552696765,99515.323933381704,1.223627120482476,null,0,10.233078403869078,15]
["Facility Energy Management System",7.2792727120882166,95171.455156604847,1.1752314937739043,null,0,2.8655859721288119,15]
["Facility Energy Management System",1.4113146539985237,21724.833053876275,1.1752416277499869,null,0,14.780234571794223,15]
["Facility Energy Management System",1.0475215792940626,46591.841892473967,1.2236239071653789,null,0,28.03711763720883,15]
["Facility Energy Management System",0.33725397419688491,-18801.29928217335,1.2236447583259291,null,0,87.085663813986784,15]
["Floor Insulation",3.1141541925990023E-2,-3.7430167294137258,0.67681111633992996,null,0,704.35796243213986,20]
["Floor Insulation",3.4205197436444165E-2,-3.7549519179847448,0.79490034688346212,null,0,410.21441900733936,20]
["Floor Insulation",3.3258436132332293E-2,-3.7380439480084702,0.70381758006018669,null,0,448.50179197416429,20]
["Floor Insulation",3.1141541925990023E-2,-3.7430167294137258,0.67681111633992996,null,0,704.35796243213986,20]
["Floor Insulation",3.4205197436444165E-2,-3.7549519179847448,0.79490034688346212,null,0,410.21441900733936,20]
["Floor Insulation",3.1141541925990023E-2,-3.7430167294137258,0.67681111633992996,null,0,704.35796243213986,20]
["Floor Insulation",3.4205197436444165E-2,-3.7549519179847448,0.79490034688346212,null,0,410.21441900733936,20]
["Floor Insulation",3.1141541925990023E-2,-3.7430167294137258,0.67681111633992996,null,0,704.35796243213986,20]
["Floor Insulation",3.1141541925990023E-2,-3.7430167294137258,0.67681111633992996,null,0,704.35796243213986,20]
["Floor Insulation",3.3258436132332293E-2,-3.7380439480084702,0.70381758006018669,null,0,448.50179197416429,20]
["Floor Insulation",3.3258436132332293E-2,-3.7380439480084702,0.70381758006018669,null,0,448.50179197416429,20]
["Floor Insulation",3.1141541925990023E-2,-3.7430167294137258,0.67681111633992996,null,0,704.35796243213986,20]
["Floor Insulation",2.8352682541778702E-2,-3.8221468891121515,1.0802762586619483,null,0,933.89884345471023,20]
["Floor Insulation",3.0663501686761119E-2,-3.7470117340818669,0.67681111633992985,null,0,715.33881687934115,20]
["Floor Insulation",3.3680128356555643E-2,-3.7587637107742538,0.79490034688346167,null,0,416.60961160473522,20]
["Floor Insulation",3.2747900372643066E-2,-3.7421152876769228,0.70381758006018669,null,0,455.49388003116815,20]
["Floor Insulation",3.0663501686761119E-2,-3.7470117340818669,0.67681111633992985,null,0,715.33881687934115,20]
["Floor Insulation",3.3680128356555643E-2,-3.7587637107742538,0.79490034688346167,null,0,416.60961160473522,20]
["Floor Insulation",3.0663501686761119E-2,-3.7470117340818669,0.67681111633992985,null,0,715.33881687934115,20]
["Floor Insulation",3.3680128356555643E-2,-3.7587637107742538,0.79490034688346167,null,0,416.60961160473522,20]
["Floor Insulation",3.0663501686761119E-2,-3.7470117340818669,0.67681111633992985,null,0,715.33881687934115,20]
["Floor Insulation",3.0663501686761119E-2,-3.7470117340818669,0.67681111633992985,null,0,715.33881687934115,20]
["Floor Insulation",3.2747900372643066E-2,-3.7421152876769228,0.70381758006018669,null,0,455.49388003116815,20]
["Floor Insulation",3.2747900372643066E-2,-3.7421152876769228,0.70381758006018669,null,0,455.49388003116815,20]
["Floor Insulation",3.0663501686761119E-2,-3.7470117340818669,0.67681111633992985,null,0,715.33881687934115,20]
["Floor Insulation",2.7917452867626272E-2,-3.8249272011821427,1.0802762586619481,null,0,948.45821214981981,20]
["Green Roof",5.2454318301289873E-3,-45.565647867927467,0.71352071683631546,null,0,2800.9724312021885,15]
["Green Roof",5.2454318301289873E-3,-45.565647867927467,0.71352071683631546,null,0,2800.9724312021885,15]
["Green Roof",5.2454318301289873E-3,-45.565647867927467,0.71352071683631546,null,0,2800.9724312021885,15]
["Green Roof",5.2454318301289873E-3,-45.565647867927467,0.71352071683631546,null,0,2800.9724312021885,15]
["Green Roof",5.2454318301289873E-3,-45.565647867927467,0.71352071683631546,null,0,2800.9724312021885,15]
["Green Roof",5.2454318301289873E-3,-45.565647867927467,0.71352071683631546,null,0,2800.9724312021885,15]
["Green Roof",5.756521349451673E-3,-45.480683267464705,0.62591565725158482,null,0,2111.6202245632753,15]
["Green Roof",4.1553661565834317E-3,-45.74686268632901,1.2166617525089907,null,0,9222.0793058043546,15]
["Green Roof",5.2454318301289873E-3,-45.565647867927467,0.71352071683631546,null,0,2800.9724312021885,15]
["Green Roof",5.2454318301289873E-3,-45.565647867927467,0.71352071683631546,null,0,2800.9724312021885,15]
["Green Roof",5.2454318301289873E-3,-45.565647867927467,0.71352071683631546,null,0,2800.9724312021885,15]
["Green Roof",5.2454318301289873E-3,-45.565647867927467,0.71352071683631546,null,0,2800.9724312021885,15]
["Green Roof",4.1553661565834317E-3,-45.74686268632901,1.2166617525089907,null,0,9222.0793058043546,15]
["Green Roof",5.1436311903898073E-3,-45.574839141827638,0.71352071683631557,null,0,2856.4081292205342,15]
["Green Roof",5.1436311903898073E-3,-45.574839141827638,0.71352071683631557,null,0,2856.4081292205342,15]
["Green Roof",5.1436311903898073E-3,-45.574839141827638,0.71352071683631557,null,0,2856.4081292205342,15]
["Green Roof",5.1436311903898073E-3,-45.574839141827638,0.71352071683631557,null,0,2856.4081292205342,15]
["Green Roof",5.1436311903898073E-3,-45.574839141827638,0.71352071683631557,null,0,2856.4081292205342,15]
["Green Roof",5.1436311903898073E-3,-45.574839141827638,0.71352071683631557,null,0,2856.4081292205342,15]
["Green Roof",5.6448017475152932E-3,-45.491523490576753,0.62591565725158504,null,0,2153.4125463277846,15]
["Green Roof",4.0747209500894745E-3,-45.752537036353132,1.2166617525089913,null,0,9404.5989185655471,15]
["Green Roof",5.1436311903898073E-3,-45.574839141827638,0.71352071683631557,null,0,2856.4081292205342,15]
["Green Roof",5.1436311903898073E-3,-45.574839141827638,0.71352071683631557,null,0,2856.4081292205342,15]
["Green Roof",5.1436311903898073E-3,-45.574839141827638,0.71352071683631557,null,0,2856.4081292205342,15]
["Green Roof",5.1436311903898073E-3,-45.574839141827638,0.71352071683631557,null,0,2856.4081292205342,15]
["Green Roof",4.0747209500894745E-3,-45.752537036353132,1.2166617525089913,null,0,9404.5989185655471,15]
["Hotel Card Energy Control Systems",0,-745.69927155172468,{"$error":"#DIV/0!"},null,0,0,15]
["Hotel Card Energy Control Systems",0,-745.69927155172468,{"$error":"#DIV/0!"},null,0,0,15]
["Hotel Card Energy Control Systems",0,-745.69927155172468,{"$error":"#DIV/0!"},null,0,0,15]
["Hotel Card Energy Control Systems",0,-745.69927155172468,{"$error":"#DIV/0!"},null,0,0,15]
["Hotel Card Energy Control Systems",0,-745.69927155172468,{"$error":"#DIV/0!"},null,0,0,15]
["Hotel Card Energy Control Systems",0,-745.69927155172468,{"$error":"#DIV/0!"},null,0,0,15]
["Hotel Card Energy Control Systems",0.79093464392858259,8.9148530519459257,2.0527540644945752,null,0,-412.91541167604032,15]
["Hotel Card Energy Control Systems",0,-745.69927155172468,{"$error":"#DIV/0!"},null,0,0,15]
["Hotel Card Energy Control Systems",0,-745.69927155172468,{"$error":"#DIV/0!"},null,0,0,15]
["Hotel Card Energy Control Systems",0,-745.69927155172468,{"$error":"#DIV/0!"},null,0,0,15]
["Hotel Card Energy Control Systems",0,-745.69927155172468,{"$error":"#DIV/0!"},null,0,0,15]
["Hotel Card Energy Control Systems",0,-745.69927155172468,{"$error":"#DIV/0!"},null,0,0,15]
["Hotel Card Energy Control Systems",0,-745.69927155172468,{"$error":"#DIV/0!"},null,0,0,15]
["Hotel Card Energy Control Systems",0,-745.69927155172468,{"$error":"#DIV/0!"},null,0,0,15]
["Hotel Card Energy Control Systems",0,-745.69927155172468,{"$error":"#DIV/0!"},null,0,0,15]
["Hotel Card Energy Control Systems",0,-745.69927155172468,{"$error":"#DIV/0!"},null,0,0,15]
["Hotel Card Energy Control Systems",0,-745.69927155172468,{"$error":"#DIV/0!"},null,0,0,15]
["Hotel Card Energy Control Systems",0,-745.69927155172468,{"$error":"#DIV/0!"},null,0,0,15]
["Hotel Card Energy Control Systems",0,-745.69927155172468,{"$error":"#DIV/0!"},null,0,0,15]
["Hotel Card Energy Control Systems",0.79093464392858259,8.9148530519459257,2.0527540644945752,null,0,-412.91541167604032,15]
["Hotel Card Energy Control Systems",0,-745.69927155172468,{"$error":"#DIV/0!"},null,0,0,15]
["Hotel Card Energy Control Systems",0,-745.69927155172468,{"$error":"#DIV/0!"},null,0,0,15]
["Hotel Card Energy Control Systems",0,-745.69927155172468,{"$error":"#DIV/0!"},null,0,0,15]
["Hotel Card Energy Control Systems",0,-745.69927155172468,{"$error":"#DIV/0!"},null,0,0,15]
["Hotel Card Energy Control Systems",0,-745.69927155172468,{"$error":"#DIV/0!"},null,0,0,15]
["Hotel Card Energy Control Systems",0,-745.69927155172468,{"$error":"#DIV/0!"},null,0,0,15]
["HVAC tune-up",0.44666580883322243,-42.687820020980666,0.96942263163561471,null,0,17.032232915049363,5]
["HVAC tune-up",0.6380547808247955,11.451605564990295,0.80529214559688966,null,0,7.3410774746962817,5]
["HVAC tune-up",0.24647231516126017,-90.976535965719606,0.96836030661475303,null,0,30.832587839292962,5]
["HVAC tune-up",1.1943618927033013,154.85737585465694,0.81141280525278969,null,0,4.6007769973320514,5]
["HVAC tune-up",1.1853461477268112,150.45830776388576,0.8052135965004189,null,0,3.9512109644801821,5]
["HVAC tune-up",0.24110441533740498,-92.297252983011617,0.96873835491652249,null,0,31.531343371061652,5]
["HVAC tune-up",0.90670685708471144,81.29182801724852,0.81142758686952088,null,0,6.060495498106695,5]
["HVAC tune-up",0.2495176127846597,-90.316177457073607,0.96958163071456982,null,0,30.494696465711666,5]
["HVAC tune-up",0.50295149901788994,-29.150470593737609,0.969883266518479,null,0,15.133329993181183,5]
["HVAC tune-up",0.72403594143515881,24.256023793007813,0.9697062658167972,null,0,10.510447790353883,5]
["HVAC tune-up",0.56721801650192505,-13.549500826975805,0.96927711977908493,null,0,13.410318325282843,5]
["HVAC tune-up",0.49337700047040733,-31.461725373998625,0.96988133494013173,null,0,15.426977422016298,5]
["HVAC tune-up",0.10865510692076433,-124.40718546592348,0.97229245046201074,null,0,70.224379873720906,5]
["HVAC tune-up",0.44666580883322243,-42.687820020980666,0.96942263163561471,null,0,17.032232915049363,5]
["HVAC tune-up",0.6380547808247955,11.451605564990295,0.80529214559688966,null,0,7.3410774746962817,5]
["HVAC tune-up",0.24647231516126017,-90.976535965719606,0.96836030661475303,null,0,30.832587839292962,5]
["HVAC tune-up",1.1943618927033013,154.85737585465694,0.81141280525278969,null,0,4.6007769973320514,5]
["HVAC tune-up",1.1853461477268112,150.45830776388576,0.8052135965004189,null,0,3.9512109644801821,5]
["HVAC tune-up",0.24110441533740498,-92.297252983011617,0.96873835491652249,null,0,31.531343371061652,5]
["HVAC tune-up",0.90670685708471144,81.29182801724852,0.81142758686952088,null,0,6.060495498106695,5]
["HVAC tune-up",0.2495176127846597,-90.316177457073607,0.96958163071456982,null,0,30.494696465711666,5]
["HVAC tune-up",0.50295149901788994,-29.150470593737609,0.969883266518479,null,0,15.133329993181183,5]
["HVAC tune-up",0.72403594143515881,24.256023793007813,0.9697062658167972,null,0,10.510447790353883,5]
["HVAC tune-up",0.56721801650192505,-13.549500826975805,0.96927711977908493,null,0,13.410318325282843,5]
["HVAC tune-up",0.49337700047040733,-31.461725373998625,0.96988133494013173,null,0,15.426977422016298,5]
["HVAC tune-up",0.10865510692076433,-124.40718546592348,0.97229245046201074,null,0,70.224379873720906,5]
["HVAC tune-up_RTU",0.31778179812942486,-492.0992943497231,0.96938333429289381,null,0,23.93909199062789,5]
["HVAC tune-up_RTU",0.45408673567021229,-235.30445105094742,0.80550900189811669,null,0,10.318008792716846,5]
["HVAC tune-up_RTU",0.17558784302375383,-721.14297388483806,0.96961508785253059,null,0,43.335724697715591,5]
["HVAC tune-up_RTU",0.84994538319666235,444.899705367325,0.81158315477458964,null,0,6.4664700346001291,5]
["HVAC tune-up_RTU",0.84354849996991355,424.03398710741465,0.80540078881881338,null,0,5.5534939678691257,5]
["HVAC tune-up_RTU",0.17163243785127033,-727.4074164020376,0.96925218485774167,null,0,44.317837438740298,5]
["HVAC tune-up_RTU",0.64519436848469802,95.962620708060399,0.81153923790259819,null,0,8.5181291238549193,5]
["HVAC tune-up_RTU",0.17745714129655396,-718.01075262623817,0.96919851368380994,null,0,42.860812646233775,5]
["HVAC tune-up_RTU",0.35772847742345165,-427.88875854842581,0.96957846254155067,null,0,21.270151755099015,5]
["HVAC tune-up_RTU",0.51500571786725247,-174.57036425916223,0.96945624713362721,null,0,14.772612479580104,5]
["HVAC tune-up_RTU",0.40359801705506015,-353.89003131400409,0.96935544528650341,null,0,18.848429657681113,5]
["HVAC tune-up_RTU",0.3508607205283264,-438.85153295352541,0.96941679226531674,null,0,21.682878192481397,5]
["HVAC tune-up_RTU",7.7079163757709748E-2,-879.71167510145608,0.96943757897589666,null,0,98.701555936121935,5]
["HVAC tune-up_RTU",0.31778179812942486,-492.0992943497231,0.96938333429289381,null,0,23.93909199062789,5]
["HVAC tune-up_RTU",0.45408673567021229,-235.30445105094742,0.80550900189811669,null,0,10.318008792716846,5]
["HVAC tune-up_RTU",0.17558784302375383,-721.14297388483806,0.96961508785253059,null,0,43.335724697715591,5]
["HVAC tune-up_RTU",0.84994538319666235,444.899705367325,0.81158315477458964,null,0,6.4664700346001291,5]
["HVAC tune-up_RTU",0.84354849996991355,424.03398710741465,0.80540078881881338,null,0,5.5534939678691257,5]
["HVAC tune-up_RTU",0.17163243785127033,-727.4074164020376,0.96925218485774167,null,0,44.317837438740298,5]
["HVAC tune-up_RTU",0.64519436848469802,95.962620708060399,0.81153923790259819,null,0,8.5181291238549193,5]
["HVAC tune-up_RTU",0.17745714129655396,-718.01075262623817,0.96919851368380994,null,0,42.860812646233775,5]
["HVAC tune-up_RTU",0.35772847742345165,-427.88875854842581,0.96957846254155067,null,0,21.270151755099015,5]
["HVAC tune-up_RTU",0.51500571786725247,-174.57036425916223,0.96945624713362721,null,0,14.772612479580104,5]
["HVAC tune-up_RTU",0.40359801705506015,-353.89003131400409,0.96935544528650341,null,0,18.848429657681113,5]
["HVAC tune-up_RTU",0.3508607205283264,-438.85153295352541,0.96941679226531674,null,0,21.682878192481397,5]
["HVAC tune-up_RTU",7.7079163757709748E-2,-879.71167510145608,0.96943757897589666,null,0,98.701555936121935,5]
["Infiltration Reduction - Air Sealing",5.2654555823208875E-2,-0.6526663143768261,0.50455073292749708,null,0,134.71815615485201,11]
["Infiltration Reduction - Air Sealing",2.572095056452774E-2,-0.70318821234900986,0.50455073292749719,null,0,275.78781180187968,11]
["Infiltration Reduction - Air Sealing",0.17905548499423221,-0.415564196564011,0.5045507329274973,null,0,39.616349501295232,11]
["Infiltration Reduction - Air Sealing",4.9893528107818372E-2,-0.65784543388925643,0.50455073292749741,null,0,142.17324255615958,11]
["Infiltration Reduction - Air Sealing",2.5809164926863727E-2,-0.70302274036815859,0.50455073292749719,null,0,274.84518362979111,11]
["Infiltration Reduction - Air Sealing",0.16102360885550812,-0.44938828352815918,0.5045507329274973,null,0,44.052699626305639,11]
["Infiltration Reduction - Air Sealing",0.12113286962116307,-0.52421509703033564,0.50455073292749741,null,0,58.559866498994602,11]
["Infiltration Reduction - Air Sealing",3.2186194191487029E-2,-0.69106074646579807,0.50455073292749741,null,0,220.39029005584027,11]
["Infiltration Reduction - Air Sealing",0.23368414948155308,-0.31309206975152221,0.50455073292749741,null,0,30.355181082640726,11]
["Infiltration Reduction - Air Sealing",0.17374059405517828,-0.42553383765651265,0.5045507329274973,null,0,40.828251521936167,11]
["Infiltration Reduction - Air Sealing",7.5896728091766424E-2,-0.60906878464673153,0.5045507329274973,null,0,93.462852115030245,11]
["Infiltration Reduction - Air Sealing",1.7333120871191657E-2,-0.71892205384199714,0.50455073292749719,null,0,409.24682441032013,11]
["Infiltration Reduction - Air Sealing",4.7930473367355786E-2,-0.66152772039932173,0.50455073292749719,null,0,147.9961322160996,11]
["Infiltration Reduction - Air Sealing",5.1846306901529728E-2,-0.65418242293953099,0.5045507329274973,null,0,136.81832125724915,11]
["Infiltration Reduction - Air Sealing",2.5326133245621035E-2,-0.70392880834838978,0.50455073292749741,null,0,280.08715759567912,11]
["Infiltration Reduction - Air Sealing",0.17630697823342614,-0.42071982934364199,0.50455073292749741,null,0,40.233941643896664,11]
["Infiltration Reduction - Air Sealing",4.9127661039690185E-2,-0.65928204282090919,0.50455073292749741,null,0,144.3896274224123,11]
["Infiltration Reduction - Air Sealing",2.541299351499926E-2,-0.7037658763671264,0.50455073292749719,null,0,279.12983448678278,11]
["Infiltration Reduction - Air Sealing",0.15855189190362023,-0.45402471561588165,0.5045507329274973,null,0,44.73945147224989,11]
["Infiltration Reduction - Air Sealing",0.11927347664517948,-0.5277029354136713,0.50455073292749719,null,0,59.472775282283308,11]
["Infiltration Reduction - Air Sealing",3.169213519998075E-2,-0.69198749940961624,0.50455073292749741,null,0,223.82602588606071,11]
["Infiltration Reduction - Air Sealing",0.23009709117521887,-0.31982065257704206,0.50455073292749719,null,0,30.828397862073405,11]
["Infiltration Reduction - Air Sealing",0.17107367102066479,-0.4305364361632954,0.50455073292749708,null,0,41.464736398849873,11]
["Infiltration Reduction - Air Sealing",7.473171116815755E-2,-0.61125411652432937,0.50455073292749741,null,0,94.919874880075128,11]
["Infiltration Reduction - Air Sealing",1.7067056975400514E-2,-0.71942113492929094,0.50455073292749741,null,0,415.62670610871163,11]
["Infiltration Reduction - Air Sealing",4.7194739245035811E-2,-0.66290780612885913,0.50455073292749741,null,0,150.30329200095244,11]
["Low U-Value Windows",0.97949873113106634,324.69404816321048,1.1231673774591648,null,0,33.086820646986894,25]
["Low U-Value Windows",0.97949873113106634,324.69404816321048,1.1231673774591648,null,0,33.086820646986894,25]
["Low U-Value Windows",0.97949873113106634,324.69404816321048,1.1231673774591648,null,0,33.086820646986894,25]
["Low U-Value Windows",0.97949873113106634,324.69404816321048,1.1231673774591648,null,0,33.086820646986894,25]
["Low U-Value Windows",0.97949873113106634,324.69404816321048,1.1231673774591648,null,0,33.086820646986894,25]
["Low U-Value Windows",0.97949873113106634,324.69404816321048,1.1231673774591648,null,0,33.086820646986894,25]
["Low U-Value Windows",1.036660418185803,450.12871304454865,1.0433674585466373,null,0,33.474610366978304,25]
["Low U-Value Windows",0.93732655648605101,275.21386746905671,1.1373061721805604,null,0,40.948354263616494,25]
["Low U-Value Windows",0.97949873113106634,324.69404816321048,1.1231673774591648,null,0,33.086820646986894,25]
["Low U-Value Windows",0.97949873113106634,324.69404816321048,1.1231673774591648,null,0,33.086820646986894,25]
["Low U-Value Windows",0.97949873113106634,324.69404816321048,1.1231673774591648,null,0,33.086820646986894,25]
["Low U-Value Windows",0.97949873113106634,324.69404816321048,1.1231673774591648,null,0,33.086820646986894,25]
["Low U-Value Windows",0.93732655648605101,275.21386746905671,1.1373061721805604,null,0,40.948354263616494,25]
["Low U-Value Windows",0.12764846676445077,-855.48050127175793,1.1221806791588793,null,0,253.66562496023263,25]
["Low U-Value Windows",0.12764846676445077,-855.48050127175793,1.1221806791588793,null,0,253.66562496023263,25]
["Low U-Value Windows",0.12764846676445077,-855.48050127175793,1.1221806791588793,null,0,253.66562496023263,25]
["Low U-Value Windows",0.12764846676445077,-855.48050127175793,1.1221806791588793,null,0,253.66562496023263,25]
["Low U-Value Windows",0.12764846676445077,-855.48050127175793,1.1221806791588793,null,0,253.66562496023263,25]
["Low U-Value Windows",0.12764846676445077,-855.48050127175793,1.1221806791588793,null,0,253.66562496023263,25]
["Low U-Value Windows",0.1352726949331664,-839.11945802636603,1.043800485123805,null,0,256.63867948016679,25]
["Low U-Value Windows",0.12220386698055383,-861.9344378840392,1.1367841364181095,null,0,313.9373826877262,25]
["Low U-Value Windows",0.12764846676445077,-855.48050127175793,1.1221806791588793,null,0,253.66562496023263,25]
["Low U-Value Windows",0.12764846676445077,-855.48050127175793,1.1221806791588793,null,0,253.66562496023263,25]
["Low U-Value Windows",0.12764846676445077,-855.48050127175793,1.1221806791588793,null,0,253.66562496023263,25]
["Low U-Value Windows",0.12764846676445077,-855.48050127175793,1.1221806791588793,null,0,253.66562496023263,25]
["Low U-Value Windows",0.12220386698055383,-861.9344378840392,1.1367841364181095,null,0,313.9373826877262,25]
["Programmable Thermostat",0.15408625327755524,-6279.3302671437232,1.7379678970384713,null,0,-184.54800587608159,11]
["Programmable Thermostat",0.30381235350304159,-17972.182695121232,1.4447404157670285,null,0,122.76941540495353,11]
["Programmable Thermostat",2.914972788420112,6615.0356402923999,0.95597963042202572,null,0,5.4625718164719164,11]
["Programmable Thermostat",0.60946495560468161,-1174.2697167338288,1.738004201163976,null,0,-46.658802143092778,11]
["Programmable Thermostat",0.80877506319522841,8375.794911471985,1.4447394530649176,null,0,46.117693133284057,11]
["Programmable Thermostat",0.70453206519906486,-26.380301950132889,1.7379649448737817,null,0,-40.361913782419336,11]
["Programmable Thermostat",1.5151544932415284,53949.3294471833,0.32404749477629935,null,0,3.9217134968678184,11]
["Programmable Thermostat",0.494315688487656,-34845.06643105144,1.7379886951670063,null,0,-57.527308423976869,11]
["Programmable Thermostat",0.65659577325642604,-462.97178989498093,1.7380352350407708,null,0,-43.310380154062607,11]
["Programmable Thermostat",2.4298734203298524,6475.3520671475835,0.95595518426448178,null,0,6.5529508162197345,11]
["Programmable Thermostat",0.53063066442732365,-1094.5126282748279,0.95591176088219076,null,0,30.006026413648957,11]
["Programmable Thermostat",0.2403772086524876,-13909.6627304311,1.738017093477032,null,0,-118.30204651170506,11]
["Programmable Thermostat",7.7135499275488947E-2,-5812.2771304923181,1.7377339163754477,null,0,-368.6043740406754,11]
["Programmable Thermostat",0.15408625327755524,-6279.3302671437232,1.7379678970384713,null,0,-184.54800587608159,11]
["Programmable Thermostat",0.30381235350304159,-17972.182695121232,1.4447404157670285,null,0,122.76941540495353,11]
["Programmable Thermostat",2.914972788420112,6615.0356402923999,0.95597963042202572,null,0,5.4625718164719164,11]
["Programmable Thermostat",0.60946495560468161,-1174.2697167338288,1.738004201163976,null,0,-46.658802143092778,11]
["Programmable Thermostat",0.80877506319522841,8375.794911471985,1.4447394530649176,null,0,46.117693133284057,11]
["Programmable Thermostat",0.70453206519906486,-26.380301950132889,1.7379649448737817,null,0,-40.361913782419336,11]
["Programmable Thermostat",1.5151544932415284,53949.3294471833,0.32404749477629935,null,0,3.9217134968678184,11]
["Programmable Thermostat",0.494315688487656,-34845.06643105144,1.7379886951670063,null,0,-57.527308423976869,11]
["Programmable Thermostat",0.65659577325642604,-462.97178989498093,1.7380352350407708,null,0,-43.310380154062607,11]
["Programmable Thermostat",2.4298734203298524,6475.3520671475835,0.95595518426448178,null,0,6.5529508162197345,11]
["Programmable Thermostat",0.53063066442732365,-1094.5126282748279,0.95591176088219076,null,0,30.006026413648957,11]
["Programmable Thermostat",0.2403772086524876,-13909.6627304311,1.738017093477032,null,0,-118.30204651170506,11]
["Programmable Thermostat",7.7135499275488947E-2,-5812.2771304923181,1.7377339163754477,null,0,-368.6043740406754,11]
["Roof Insulation",0.28603453233291309,-0.80990209920801104,0.70328590152470583,null,0,90.023541458454574,25]
["Roof Insulation",0.31584784707355756,-0.86129792224460466,0.83039471893467676,null,0,52.429242978737427,25]
["Roof Insulation",0.30585025804604893,-0.78848809375821538,0.73223959694356922,null,0,57.322727671822513,25]
["Roof Insulation",0.28603453233291309,-0.80990209920801104,0.70328590152470583,null,0,90.023541458454574,25]
["Roof Insulation",0.31584784707355756,-0.86129792224460466,0.83039471893467676,null,0,52.429242978737427,25]
["Roof Insulation",0.28603453233291309,-0.80990209920801104,0.70328590152470583,null,0,90.023541458454574,25]
["Roof Insulation",0.31584784707355756,-0.86129792224460466,0.83039471893467676,null,0,52.429242978737427,25]
["Roof Insulation",0.28603453233291309,-0.80990209920801104,0.70328590152470583,null,0,90.023541458454574,25]
["Roof Insulation",0.28603453233291309,-0.80990209920801104,0.70328590152470583,null,0,90.023541458454574,25]
["Roof Insulation",0.30585025804604893,-0.78848809375821538,0.73223959694356922,null,0,57.322727671822513,25]
["Roof Insulation",0.30585025804604893,-0.78848809375821538,0.73223959694356922,null,0,57.322727671822513,25]
["Roof Insulation",0.28603453233291309,-0.80990209920801104,0.70328590152470583,null,0,90.023541458454574,25]
["Roof Insulation",0.264235143631118,-1.1506558007953389,1.1389832253905714,null,0,119.36101490419044,25]
["Roof Insulation",0.14082187043767225,-1.3888490528065256,0.70328590152470594,null,0,182.8539949085432,25]
["Roof Insulation",0.15549970220673343,-1.4141524868837538,0.83039471893467631,null,0,106.49321692278829,25]
["Roof Insulation",0.15057764200918253,-1.3783064086145544,0.73223959694356888,null,0,116.43276396412924,25]
["Roof Insulation",0.14082187043767225,-1.3888490528065256,0.70328590152470594,null,0,182.8539949085432,25]
["Roof Insulation",0.15549970220673343,-1.4141524868837538,0.83039471893467631,null,0,106.49321692278829,25]
["Roof Insulation",0.14082187043767225,-1.3888490528065256,0.70328590152470594,null,0,182.8539949085432,25]
["Roof Insulation",0.15549970220673343,-1.4141524868837538,0.83039471893467631,null,0,106.49321692278829,25]
["Roof Insulation",0.14082187043767225,-1.3888490528065256,0.70328590152470594,null,0,182.8539949085432,25]
["Roof Insulation",0.14082187043767225,-1.3888490528065256,0.70328590152470594,null,0,182.8539949085432,25]
["Roof Insulation",0.15057764200918253,-1.3783064086145544,0.73223959694356888,null,0,116.43276396412924,25]
["Roof Insulation",0.15057764200918253,-1.3783064086145544,0.73223959694356888,null,0,116.43276396412924,25]
["Roof Insulation",0.14082187043767225,-1.3888490528065256,0.70328590152470594,null,0,182.8539949085432,25]
["Roof Insulation",0.13008949254488103,-1.5566105228105669,1.1389832253905714,null,0,242.44367704243032,25]
["Smart Thermostat",0.2733628489791245,-7710.252556942105,1.7380296436350162,null,0,-104.02774615473274,11]
["Smart Thermostat",0.53896784990312319,-12818.215794552283,1.4447313114274734,null,0,69.203812420964695,11]
["Smart Thermostat",5.1711620493465542,20808.181880426509,0.9559652676161704,null,0,3.0791935766431782,11]
["Smart Thermostat",1.0812071429568451,7078.7419141000537,1.7380042011639756,null,0,-26.301070023399451,11]
["Smart Thermostat",1.4347852167683401,125455.57792011091,1.4447360381563421,null,0,25.996052635391386,11]
["Smart Thermostat",1.2498709269860562,10267.323621832544,1.7379818915766867,null,0,-22.751581093193,11]
["Smart Thermostat",2.6879361327556288,166282.55790179444,0.32404888240455215,null,0,2.2106281463571715,11]
["Smart Thermostat",0.87692791589341124,43718.685100359697,1.737986028825822,null,0,-32.427531304309248,11]
["Smart Thermostat",1.1647746477128749,6621.4866090381347,1.7379698401642434,null,0,-24.413600196563998,11]
["Smart Thermostat",4.3107951497047825,21028.442674927803,0.95598504916879745,null,0,3.6938286102743838,11]
["Smart Thermostat",0.94143069410207825,3042.3943427167405,0.95599065608876421,null,0,16.91407763553536,11]
["Smart Thermostat",0.42642326928309299,-13090.581793025329,1.7379668308292875,null,0,-66.685604136891158,11]
["Smart Thermostat",0.13684442445637018,-8237.6948926211317,1.7377845127650047,null,0,-207.77836136563363,11]
["Smart Thermostat",0.2733628489791245,-7710.252556942105,1.7380296436350162,null,0,-104.02774615473274,11]
["Smart Thermostat",0.53896784990312319,-12818.215794552283,1.4447313114274734,null,0,69.203812420964695,11]
["Smart Thermostat",5.1711620493465542,20808.181880426509,0.9559652676161704,null,0,3.0791935766431782,11]
["Smart Thermostat",1.0812071429568451,7078.7419141000537,1.7380042011639756,null,0,-26.301070023399451,11]
["Smart Thermostat",1.4347852167683401,125455.57792011091,1.4447360381563421,null,0,25.996052635391386,11]
["Smart Thermostat",1.2498709269860562,10267.323621832544,1.7379818915766867,null,0,-22.751581093193,11]
["Smart Thermostat",2.6879361327556288,166282.55790179444,0.32404888240455215,null,0,2.2106281463571715,11]
["Smart Thermostat",0.87692791589341124,43718.685100359697,1.737986028825822,null,0,-32.427531304309248,11]
["Smart Thermostat",1.1647746477128749,6621.4866090381347,1.7379698401642434,null,0,-24.413600196563998,11]
["Smart Thermostat",4.3107951497047825,21028.442674927803,0.95598504916879745,null,0,3.6938286102743838,11]
["Smart Thermostat",0.94143069410207825,3042.3943427167405,0.95599065608876421,null,0,16.91407763553536,11]
["Smart Thermostat",0.42642326928309299,-13090.581793025329,1.7379668308292875,null,0,-66.685604136891158,11]
["Smart Thermostat",0.13684442445637018,-8237.6948926211317,1.7377845127650047,null,0,-207.77836136563363,11]
["Thermal Energy Storage",0.87215533204978724,3419.998352402723,0.67115418517170156,null,0,11.979487790872962,20]
["Thermal Energy Storage",0.87217639396831781,20426.300141639051,0.67117039305835924,null,0,11.979487790872962,20]
["Thermal Energy Storage",0.87217831330701756,8233.9773265899803,0.67117187005695533,null,0,11.979487790872964,20]
["Thermal Energy Storage",0.87217136160214748,14372.443410933352,0.67116652047569803,null,0,11.979487790872962,20]
["Thermal Energy Storage",0.87217479186930513,149758.5989592988,0.67116916018685324,null,0,11.979487790872961,20]
["Thermal Energy Storage",0.87217802663261945,16614.69763293978,0.671171649450929,null,0,11.979487790872964,20]
["Thermal Energy Storage",0.87217765029546934,13629.433890574328,0.67117135984626342,null,0,11.979487790872966,20]
["Thermal Energy Storage",0.87217421832224551,158399.27743066856,0.67116871882223006,null,0,11.979487790872961,20]
["Thermal Energy Storage",0.87216915144459151,11840.406908409186,0.67116481968176955,null,0,11.979487790872964,20]
["Thermal Energy Storage",0.87217539838449132,8579.8546610334761,0.67116962692160864,null,0,11.979487790872961,20]
["Thermal Energy Storage",0.87215968148831013,3747.4715796706632,0.67115753221753216,null,0,11.979487790872962,20]
["Thermal Energy Storage",0.87217384915499485,14004.651431273622,0.67116843473505428,null,0,11.979487790872962,20]
["Thermal Energy Storage",0.87221136897541274,1391.227452341753,0.67119730755572604,null,0,11.979487790872962,20]
["Thermal Energy Storage",0.87215533204978724,3419.998352402723,0.67115418517170156,null,0,11.979487790872962,20]
["Thermal Energy Storage",0.87217639396831781,20426.300141639051,0.67117039305835924,null,0,11.979487790872962,20]
["Thermal Energy Storage",0.87217831330701756,8233.9773265899803,0.67117187005695533,null,0,11.979487790872964,20]
["Thermal Energy Storage",0.87217136160214748,14372.443410933352,0.67116652047569803,null,0,11.979487790872962,20]
["Thermal Energy Storage",0.87217479186930513,149758.5989592988,0.67116916018685324,null,0,11.979487790872961,20]
["Thermal Energy Storage",0.87217802663261945,16614.69763293978,0.671171649450929,null,0,11.979487790872964,20]
["Thermal Energy Storage",0.87217765029546934,13629.433890574328,0.67117135984626342,null,0,11.979487790872966,20]
["Thermal Energy Storage",0.87217421832224551,158399.27743066856,0.67116871882223006,null,0,11.979487790872961,20]
["Thermal Energy Storage",0.87216915144459151,11840.406908409186,0.67116481968176955,null,0,11.979487790872964,20]
["Thermal Energy Storage",0.87217539838449132,8579.8546610334761,0.67116962692160864,null,0,11.979487790872961,20]
["Thermal Energy Storage",0.87215968148831013,3747.4715796706632,0.67115753221753216,null,0,11.979487790872962,20]
["Thermal Energy Storage",0.87217384915499485,14004.651431273622,0.67116843473505428,null,0,11.979487790872962,20]
["Thermal Energy Storage",0.87221136897541274,1391.227452341753,0.67119730755572604,null,0,11.979487790872962,20]
["Wall Insulation",1.7696888095733332,5.7093674258095994,0.81718680991037351,null,0,16.907021057037632,25]
["Wall Insulation",2.1267273070151496,5.0993067672187102,1.0811927008813524,null,0,10.138138667793244,25]
["Wall Insulation",2.0981434135951109,5.7425038326436812,0.95733153121440939,null,0,10.924704083908392,25]
["Wall Insulation",1.7048057251179374,5.3510551741297139,0.82225506453980768,null,0,17.659333650121877,25]
["Wall Insulation",2.1506015002212573,5.2133242761544327,1.0775797866227579,null,0,9.9920919354225024,25]
["Wall Insulation",1.7258858833587196,5.4674688592746534,0.82055965569219647,null,0,17.407673558090064,25]
["Wall Insulation",2.1267273070151496,5.0993067672187102,1.0811927008813524,null,0,10.138138667793244,25]
["Wall Insulation",1.7475065584774714,5.5868675107053631,0.81887024808491815,null,0,17.156904267528663,25]
["Wall Insulation",1.7475065584774714,5.5868675107053631,0.81887024808491815,null,0,17.156904267528663,25]
["Wall Insulation",2.1218623931406131,5.8673040290135354,0.95405316034317433,null,0,10.765590289975405,25]
["Wall Insulation",2.0981434135951109,5.7425038326436812,0.95733153121440939,null,0,10.924704083908392,25]
["Wall Insulation",1.7924548041190866,5.8350910228902615,0.81550930958534684,null,0,16.658019238523682,25]
["Wall Insulation",1.6536152466467573,3.1961765945079414,1.3386659496660103,null,0,22.416794092752347,25]
["Wall Insulation",0,-2.7014390149021903,{"$error":"#DIV/0!"},null,0,0,25]
["Wall Insulation",0,-2.7014390149021903,{"$error":"#DIV/0!"},null,0,0,25]
["Wall Insulation",0,-2.7014390149021903,{"$error":"#DIV/0!"},null,0,0,25]
["Wall Insulation",0,-2.7014390149021903,{"$error":"#DIV/0!"},null,0,0,25]
["Wall Insulation",0,-2.7014390149021903,{"$error":"#DIV/0!"},null,0,0,25]
["Wall Insulation",0,-2.7014390149021903,{"$error":"#DIV/0!"},null,0,0,25]
["Wall Insulation",0,-2.7014390149021903,{"$error":"#DIV/0!"},null,0,0,25]
["Wall Insulation",0,-2.7014390149021903,{"$error":"#DIV/0!"},null,0,0,25]
["Wall Insulation",0,-2.7014390149021903,{"$error":"#DIV/0!"},null,0,0,25]
["Wall Insulation",0,-2.7014390149021903,{"$error":"#DIV/0!"},null,0,0,25]
["Wall Insulation",0,-2.7014390149021903,{"$error":"#DIV/0!"},null,0,0,25]
["Wall Insulation",0,-2.7014390149021903,{"$error":"#DIV/0!"},null,0,0,25]
["Wall Insulation",0,-2.7014390149021903,{"$error":"#DIV/0!"},null,0,0,25]
["Warehouse Loading Dock Seals",0.12270363527631085,-0.65635867800118142,1.050221396533545,null,0,196.47039574701893,18]
["Warehouse Loading Dock Seals",5.9938861655703474E-2,-0.73976128050924039,1.0502213965335452,null,0,402.20369750783726,18]
["Warehouse Loading Dock Seals",0.4172622592947795,-0.2649455585524863,1.0502213965335454,null,0,57.775730359796512,18]
["Warehouse Loading Dock Seals",0.11626946956205496,-0.66490847647222784,1.050221396533545,null,0,207.34275191191111,18]
["Warehouse Loading Dock Seals",6.0144432147619706E-2,-0.73948811591331076,1.050221396533545,null,0,400.82898651639783,18]
["Warehouse Loading Dock Seals",0.37524164553245876,-0.3207830665143222,1.0502213965335454,null,0,64.245618974745,18]
["Warehouse Loading Dock Seals",0.28228219233057611,-0.44430873031465479,1.0502213965335452,null,0,85.402595124040303,18]
["Warehouse Loading Dock Seals",7.5005153329276639E-2,-0.71974100698261156,1.0502213965335452,null,0,321.41300580375952,18]
["Warehouse Loading Dock Seals",0.54456626211251069,-9.5782435159876E-2,1.0502213965335452,null,0,44.269418543879397,18]
["Warehouse Loading Dock Seals",0.40487669399804233,-0.28140364992592853,1.050221396533545,null,0,59.543145208677373,18]
["Warehouse Loading Dock Seals",0.17686607164071028,-0.58438696695393721,1.050221396533545,null,0,136.30444527149018,18]
["Warehouse Loading Dock Seals",4.0392268215496997E-2,-0.76573503408213484,1.0502213965335452,null,0,596.83778226362324,18]
["Warehouse Loading Dock Seals",0.11169486155073861,-0.67098727181536488,1.0502213965335454,null,0,215.83474340387187,18]
["Warehouse Loading Dock Seals",0.12082013100307801,-0.65886150162597801,1.050221396533545,null,0,199.5332365739655,18]
["Warehouse Loading Dock Seals",5.9018798433395456E-2,-0.74098387182576886,1.050221396533545,null,0,408.47378161283433,18]
["Warehouse Loading Dock Seals",0.41085727180870563,-0.27345658463535111,1.0502213965335454,null,0,58.67641499006772,18]
["Warehouse Loading Dock Seals",0.11448472991458239,-0.66728006044858867,1.0502213965335452,null,0,210.57508543123163,18]
["Warehouse Loading Dock Seals",5.9221213412444421E-2,-0.7407149003141158,1.0502213965335452,null,0,407.07763980514488,18]
["Warehouse Loading Dock Seals",0.36948167565655593,-0.32843698527012244,1.0502213965335452,null,0,65.247164800517538,18]
["Warehouse Loading Dock Seals",0.27794915269149029,-0.45006652663611996,1.0502213965335452,null,0,86.733963924304291,18]
["Warehouse Loading Dock Seals",7.3853822103497946E-2,-0.72127091006422162,1.0502213965335447,null,0,326.42361756918274,18]
["Warehouse Loading Dock Seals",0.53620715458128176,-0.10689011997307035,1.050221396533545,null,0,44.959548891435524,18]
["Warehouse Loading Dock Seals",0.39866182528970717,-0.28966204384055044,1.0502213965335452,null,0,60.471382643210617,18]
["Warehouse Loading Dock Seals",0.17415117243682748,-0.58799455837965597,1.050221396533545,null,0,138.42933955026686,18]
["Warehouse Loading Dock Seals",3.9772245755541877E-2,-0.76655892754642563,1.0502213965335454,null,0,606.14208034695935,18]
["Warehouse Loading Dock Seals",0.10998034226567241,-0.6732655461112167,1.0502213965335452,null,0,219.19946133736715,18]
["Water Cooled Refrigeration Heat Recovery",3.1528685616129301E-2,-33601.470834182495,1.6563298961404587,null,0,4100.4862450477031,20]
["Water Cooled Refrigeration Heat Recovery",4.9498206385332706E-2,-128544.5554027867,1.4126023880526737,null,0,1665.557008534583,20]
["Water Cooled Refrigeration Heat Recovery",0.31043476951227666,-4997.1875421507548,1.656475780390738,null,0,416.49435314652862,20]
["Water Cooled Refrigeration Heat Recovery",0.13142830751177348,-29786.212215613567,1.4125090272755703,null,0,627.23653228358648,20]
["Water Cooled Refrigeration Heat Recovery",0.1314333533074615,-310367.64467768022,1.4125632563232835,null,0,627.23653228358603,20]
["Water Cooled Refrigeration Heat Recovery",0.14305653718771602,-30340.800625700689,1.6564090113174692,null,0,903.76238290085826,20]
["Water Cooled Refrigeration Heat Recovery",7.4181039086006484E-2,-55063.471883739512,1.4125010099190007,null,0,1111.283543012521,20]
["Water Cooled Refrigeration Heat Recovery",0.91750121911496296,13092.80624219335,1.656417618662779,null,0,140.91511387805639,20]
["Water Cooled Refrigeration Heat Recovery",0.13092844738682691,-24104.472761726447,1.656517662701497,null,0,987.54396144495513,20]
["Water Cooled Refrigeration Heat Recovery",0.31079937268245705,-5157.2980549544009,1.4126492023883535,null,0,265.26699849653772,20]
["Water Cooled Refrigeration Heat Recovery",5.8166565809261099E-2,-19210.735184137426,1.6563577502307187,null,0,2222.6706014685601,20]
["Water Cooled Refrigeration Heat Recovery",4.9497820679247656E-2,-88132.538899411913,1.4125913805965127,null,0,1665.5570085345832,20]
["Water Cooled Refrigeration Heat Recovery",1.5391687821433978E-2,-28650.638757857305,1.6572524261782178,null,0,8404.2081820016228,20]
["Water Cooled Refrigeration Heat Recovery",3.1528685616129301E-2,-33601.470834182495,1.6563298961404587,null,0,4100.4862450477031,20]
["Water Cooled Refrigeration Heat Recovery",4.9498206385332706E-2,-128544.5554027867,1.4126023880526737,null,0,1665.557008534583,20]
["Water Cooled Refrigeration Heat Recovery",0.31043476951227666,-4997.1875421507548,1.656475780390738,null,0,416.49435314652862,20]
["Water Cooled Refrigeration Heat Recovery",0.13142830751177348,-29786.212215613567,1.4125090272755703,null,0,627.23653228358648,20]
["Water Cooled Refrigeration Heat Recovery",0.1314333533074615,-310367.64467768022,1.4125632563232835,null,0,627.23653228358603,20]
["Water Cooled Refrigeration Heat Recovery",0.14305653718771602,-30340.800625700689,1.6564090113174692,null,0,903.76238290085826,20]
["Water Cooled Refrigeration Heat Recovery",7.4181039086006484E-2,-55063.471883739512,1.4125010099190007,null,0,1111.283543012521,20]
["Water Cooled Refrigeration Heat Recovery",0.91750121911496296,13092.80624219335,1.656417618662779,null,0,140.91511387805639,20]
["Water Cooled Refrigeration Heat Recovery",0.13092844738682691,-24104.472761726447,1.656517662701497,null,0,987.54396144495513,20]
["Water Cooled Refrigeration Heat Recovery",0.31079937268245705,-5157.2980549544009,1.4126492023883535,null,0,265.26699849653772,20]
["Water Cooled Refrigeration Heat Recovery",5.8166565809261099E-2,-19210.735184137426,1.6563577502307187,null,0,2222.6706014685601,20]
["Water Cooled Refrigeration Heat Recovery",4.9497820679247656E-2,-88132.538899411913,1.4125913805965127,null,0,1665.5570085345832,20]
["Water Cooled Refrigeration Heat Recovery",1.5391687821433978E-2,-28650.638757857305,1.6572524261782178,null,0,8404.2081820016228,20]
["Waterside Economizer",3.275981413752891E-2,-785417.55856439448,1.0805239612079156,null,0,830.83580046252541,20]
["Waterside Economizer",3.6343984621344777E-2,-781472.36408865917,1.0805207174949023,null,0,748.8982008307039,20]
["Waterside Economizer",1.8096728694468815E-2,-801556.99051058362,1.0805165877864296,null,0,1504.0199324162331,20]
["Waterside Economizer",7.1284093090547312E-2,-743013.61514338083,1.0805169825700061,null,0,381.82221912957823,20]
["Waterside Economizer",6.7524829844085338E-2,-747151.93102701905,1.0805241242840349,null,0,403.08180816797358,20]
["Waterside Economizer",1.7695845083211991E-2,-801998.41087150504,1.0805258646412905,null,0,1538.1053699780746,20]
["Waterside Economizer",5.4115093320760359E-2,-761911.92434532894,1.0805237816611217,null,0,502.96544289232071,20]
["Waterside Economizer",1.8297170500097222E-2,-801336.28033012291,1.0805121018552433,null,0,1487.5375221979732,20]
["Waterside Economizer",3.6870046422026438E-2,-780892.99986494984,1.0805119445840812,null,0,738.20692807921182,20]
["Waterside Economizer",5.3087535249635984E-2,-763043.06402019016,1.0805258646412905,null,0,512.70178999269149,20]
["Waterside Economizer",4.1607736679134921E-2,-775678.72185156564,1.0805243659741697,null,0,654.15806699067491,20]
["Waterside Economizer",3.6168891858698697E-2,-781665.48549656221,1.0805315009206957,null,0,752.53110963584209,20]
["Waterside Economizer",7.9455426599064488E-3,-812730.44339640706,1.0805201296302502,null,0,3425.5595937051121,20]
["Waterside Economizer",3.275981413752891E-2,-785417.55856439448,1.0805239612079156,null,0,830.83580046252541,20]
["Waterside Economizer",3.6343984621344777E-2,-781472.36408865917,1.0805207174949023,null,0,748.8982008307039,20]
["Waterside Economizer",1.8096728694468815E-2,-801556.99051058362,1.0805165877864296,null,0,1504.0199324162331,20]
["Waterside Economizer",7.1284093090547312E-2,-743013.61514338083,1.0805169825700061,null,0,381.82221912957823,20]
["Waterside Economizer",6.7524829844085338E-2,-747151.93102701905,1.0805241242840349,null,0,403.08180816797358,20]
["Waterside Economizer",1.7695845083211991E-2,-801998.41087150504,1.0805258646412905,null,0,1538.1053699780746,20]
["Waterside Economizer",5.4115093320760359E-2,-761911.92434532894,1.0805237816611217,null,0,502.96544289232071,20]
["Waterside Economizer",1.8297170500097222E-2,-801336.28033012291,1.0805121018552433,null,0,1487.5375221979732,20]
["Waterside Economizer",3.6870046422026438E-2,-780892.99986494984,1.0805119445840812,null,0,738.20692807921182,20]
["Waterside Economizer",5.3087535249635984E-2,-763043.06402019016,1.0805258646412905,null,0,512.70178999269149,20]
["Waterside Economizer",4.1607736679134921E-2,-775678.72185156564,1.0805243659741697,null,0,654.15806699067491,20]
["Waterside Economizer",3.6168891858698697E-2,-781665.48549656221,1.0805315009206957,null,0,752.53110963584209,20]
["Waterside Economizer",7.9455426599064488E-3,-812730.44339640706,1.0805201296302502,null,0,3425.5595937051121,20]
["Window Sun Protection",0.13211136144700758,-800.65803363140776,0.90723802881770776,null,0,126.60354451832711,10]
["Window Sun Protection",0.13211136144700758,-800.65803363140776,0.90723802881770776,null,0,126.60354451832711,10]
["Window Sun Protection",0.13211136144700758,-800.65803363140776,0.90723802881770776,null,0,126.60354451832711,10]
["Window Sun Protection",0.13211136144700758,-800.65803363140776,0.90723802881770776,null,0,126.60354451832711,10]
["Window Sun Protection",0.13211136144700758,-800.65803363140776,0.90723802881770776,null,0,126.60354451832711,10]
["Window Sun Protection",0.13211136144700758,-800.65803363140776,0.90723802881770776,null,0,126.60354451832711,10]
["Window Sun Protection",0.13935219112714886,-782.23220470916249,0.84983857168688159,null,0,137.8853116627387,10]
["Window Sun Protection",0.14809373761029607,-759.56367830701606,0.79382557847044799,null,0,159.10480876869781,10]
["Window Sun Protection",0.13211136144700758,-800.65803363140776,0.90723802881770776,null,0,126.60354451832711,10]
["Window Sun Protection",0.13211136144700758,-800.65803363140776,0.90723802881770776,null,0,126.60354451832711,10]
["Window Sun Protection",0.13211136144700758,-800.65803363140776,0.90723802881770776,null,0,126.60354451832711,10]
["Window Sun Protection",0.13211136144700758,-800.65803363140776,0.90723802881770776,null,0,126.60354451832711,10]
["Window Sun Protection",0.14809373761029607,-759.56367830701606,0.79382557847044799,null,0,159.10480876869781,10]
["Window Sun Protection",7.9136091602616351E-2,-881.92519716823494,0.90574182981597295,null,0,211.00590753054516,10]
["Window Sun Protection",7.9136091602616351E-2,-881.92519716823494,0.90574182981597295,null,0,211.00590753054516,10]
["Window Sun Protection",7.9136091602616351E-2,-881.92519716823494,0.90574182981597295,null,0,211.00590753054516,10]
["Window Sun Protection",7.9136091602616351E-2,-881.92519716823494,0.90574182981597295,null,0,211.00590753054516,10]
["Window Sun Protection",7.9136091602616351E-2,-881.92519716823494,0.90574182981597295,null,0,211.00590753054516,10]
["Window Sun Protection",7.9136091602616351E-2,-881.92519716823494,0.90574182981597295,null,0,211.00590753054516,10]
["Window Sun Protection",8.3480589410701134E-2,-870.86969981488778,0.84850985949737745,null,0,229.80885277123116,10]
["Window Sun Protection",8.8986967831765823E-2,-857.26858397360002,0.79499345431776325,null,0,265.17468128116298,10]
["Window Sun Protection",7.9136091602616351E-2,-881.92519716823494,0.90574182981597295,null,0,211.00590753054516,10]
["Window Sun Protection",7.9136091602616351E-2,-881.92519716823494,0.90574182981597295,null,0,211.00590753054516,10]
["Window Sun Protection",7.9136091602616351E-2,-881.92519716823494,0.90574182981597295,null,0,211.00590753054516,10]
["Window Sun Protection",7.9136091602616351E-2,-881.92519716823494,0.90574182981597295,null,0,211.00590753054516,10]
["Window Sun Protection",8.8986967831765823E-2,-857.26858397360002,0.79499345431776325,null,0,265.17468128116298,10]
["Bi-Level Lighting Control (Interior)",0.213662134592257,-756.79831099364583,1.795648658267138,null,0,3662.7085105240008,8]
["Bi-Level Lighting Control (Interior)",0.32756909722791405,-590.07167985070919,1.7961558707390295,null,0,2389.7345000605774,8]
["Bi-Level Lighting Control (Interior)",0.42158042095891951,-448.36623810559308,1.7118757476610253,null,0,422.8738032087731,8]
["Bi-Level Lighting Control (Interior)",0.37371107883421895,-522.5974557589202,1.7964841424407625,null,0,2095.0576126227174,8]
["Bi-Level Lighting Control (Interior)",0.50553847249856565,-329.53411134144665,1.7963885093951648,null,0,1548.6547598157933,8]
["Bi-Level Lighting Control (Interior)",0.2452159967247938,-710.76347746005422,1.7965907804656931,null,0,3193.0735605538116,8]
["Bi-Level Lighting Control (Interior)",0.2855476892463128,-649.00683738311898,1.7123770928795039,null,0,624.5104861452952,8]
["Bi-Level Lighting Control (Interior)",0.32756909722791405,-590.07167985070919,1.7961558707390295,null,0,2389.7345000605774,8]
["Bi-Level Lighting Control (Interior)",0.241809633801985,-715.76962957009039,1.7966861509529659,null,0,3238.2261531715412,8]
["Bi-Level Lighting Control (Interior)",0.25514626778338112,-693.50645632902831,1.7110114129732663,null,0,698.36531575497111,8]
["Bi-Level Lighting Control (Interior)",0.37898026798717099,-511.13648145498667,1.7118022489517035,null,0,470.38771368166897,8]
["Bi-Level Lighting Control (Interior)",0.17685860475234449,-810.8865196607735,1.7968608096941137,null,0,4427.8897336137134,8]
["Bi-Level Lighting Control (Interior)",0.28409296486554658,-653.62804576942676,1.795664843008753,null,0,2754.6939529986985,8]
["Bi-Level Lighting Control (Interior)",0.213662134592257,-756.79831099364583,1.795648658267138,null,0,3662.7085105240008,8]
["Bi-Level Lighting Control (Interior)",0.32756909722791405,-590.07167985070919,1.7961558707390295,null,0,2389.7345000605774,8]
["Bi-Level Lighting Control (Interior)",0.42158042095891951,-448.36623810559308,1.7118757476610253,null,0,422.8738032087731,8]
["Bi-Level Lighting Control (Interior)",0.37371107883421895,-522.5974557589202,1.7964841424407625,null,0,2095.0576126227174,8]
["Bi-Level Lighting Control (Interior)",0.50553847249856565,-329.53411134144665,1.7963885093951648,null,0,1548.6547598157933,8]
["Bi-Level Lighting Control (Interior)",0.2452159967247938,-710.76347746005422,1.7965907804656931,null,0,3193.0735605538116,8]
["Bi-Level Lighting Control (Interior)",0.2855476892463128,-649.00683738311898,1.7123770928795039,null,0,624.5104861452952,8]
["Bi-Level Lighting Control (Interior)",0.32756909722791405,-590.07167985070919,1.7961558707390295,null,0,2389.7345000605774,8]
["Bi-Level Lighting Control (Interior)",0.241809633801985,-715.76962957009039,1.7966861509529659,null,0,3238.2261531715412,8]
["Bi-Level Lighting Control (Interior)",0.25514626778338112,-693.50645632902831,1.7110114129732663,null,0,698.36531575497111,8]
["Bi-Level Lighting Control (Interior)",0.37898026798717099,-511.13648145498667,1.7118022489517035,null,0,470.38771368166897,8]
["Bi-Level Lighting Control (Interior)",0.17685860475234449,-810.8865196607735,1.7968608096941137,null,0,4427.8897336137134,8]
["Bi-Level Lighting Control (Interior)",0.28409296486554658,-653.62804576942676,1.795664843008753,null,0,2754.6939529986985,8]
["Interior Lighting Controls",0.45742819425837261,-168.22911460501498,1.8228362478562601,null,0,0,8]
["Interior Lighting Controls",0.70109300427361143,-18.928808126567702,1.8228362478562594,null,0,0,8]
["Interior Lighting Controls",0.88177396000292696,91.779513126380124,1.8228362478562596,null,0,0,8]
["Interior Lighting Controls",0.79970408926672365,41.492986923456584,1.8228362478562596,null,0,0,8]
["Interior Lighting Controls",1.0818590324566932,214.37728437304247,1.8228362478562592,null,0,0,8]
["Interior Lighting Controls",0.52470640224560894,-127.00585765959514,1.8228362478562596,null,0,0,8]
["Interior Lighting Controls",0.59707421461958643,-82.664056453528971,1.8228362478562601,null,0,0,8]
["Interior Lighting Controls",0.70109300427361143,-18.928808126567702,1.8228362478562594,null,0,0,8]
["Interior Lighting Controls",0.51739009593966823,-131.48876503427442,1.8228362478562592,null,0,0,8]
["Interior Lighting Controls",0.53393131019657747,-121.3534961871736,1.8228362478562601,null,0,0,8]
["Interior Lighting Controls",0.79270588323495417,37.204988565067737,1.8228362478562596,null,0,0,8]
["Interior Lighting Controls",0.37838027612679709,-216.66400515317974,1.8228362478562596,null,0,0,8]
["Interior Lighting Controls",0.60820772421558311,-75.842240883364809,1.8228362478562596,null,0,0,8]
["Interior Lighting Controls",0.45742819425837261,-168.22911460501498,1.8228362478562601,null,0,0,8]
["Interior Lighting Controls",0.70109300427361143,-18.928808126567702,1.8228362478562594,null,0,0,8]
["Interior Lighting Controls",0.88177396000292696,91.779513126380124,1.8228362478562596,null,0,0,8]
["Interior Lighting Controls",0.79970408926672365,41.492986923456584,1.8228362478562596,null,0,0,8]
["Interior Lighting Controls",1.0818590324566932,214.37728437304247,1.8228362478562592,null,0,0,8]
["Interior Lighting Controls",0.52470640224560894,-127.00585765959514,1.8228362478562596,null,0,0,8]
["Interior Lighting Controls",0.59707421461958643,-82.664056453528971,1.8228362478562601,null,0,0,8]
["Interior Lighting Controls",0.70109300427361143,-18.928808126567702,1.8228362478562594,null,0,0,8]
["Interior Lighting Controls",0.51739009593966823,-131.48876503427442,1.8228362478562592,null,0,0,8]
["Interior Lighting Controls",0.53393131019657747,-121.3534961871736,1.8228362478562601,null,0,0,8]
["Interior Lighting Controls",0.79270588323495417,37.204988565067737,1.8228362478562596,null,0,0,8]
["Interior Lighting Controls",0.37838027612679709,-216.66400515317974,1.8228362478562596,null,0,0,8]
["Interior Lighting Controls",0.60820772421558311,-75.842240883364809,1.8228362478562596,null,0,0,8]
["Efficient Motor Belts",7.4342522335564085E-2,-1018.1278168334763,1.2428982486732749,null,0,312.12346196870311,10]
["Efficient Motor Belts",7.5180213545778765E-2,-1020.0371362101173,1.2932025757017602,null,0,242.89332666231411,10]
["Efficient Motor Belts",7.4342522335564085E-2,-1018.1278168334763,1.2428982486732749,null,0,312.12346196870311,10]
["Efficient Motor Belts",7.5180213545778765E-2,-1020.0371362101173,1.2932025757017602,null,0,242.89332666231411,10]
["Efficient Motor Belts",7.5180213545778765E-2,-1020.0371362101173,1.2932025757017602,null,0,242.89332666231411,10]
["Efficient Motor Belts",7.4342522335564085E-2,-1018.1278168334763,1.2428982486732749,null,0,312.12346196870311,10]
["Efficient Motor Belts",7.5180213545778765E-2,-1020.0371362101173,1.2932025757017602,null,0,242.89332666231411,10]
["Efficient Motor Belts",7.4342522335564085E-2,-1018.1278168334763,1.2428982486732749,null,0,312.12346196870311,10]
["Efficient Motor Belts",7.4342522335564085E-2,-1018.1278168334763,1.2428982486732749,null,0,312.12346196870311,10]
["Efficient Motor Belts",7.5180213545778765E-2,-1020.0371362101173,1.2932025757017602,null,0,242.89332666231411,10]
["Efficient Motor Belts",7.4342522335564085E-2,-1018.1278168334763,1.2428982486732749,null,0,312.12346196870311,10]
["Efficient Motor Belts",7.5180213545778765E-2,-1020.0371362101173,1.2932025757017602,null,0,242.89332666231411,10]
["Efficient Motor Belts",7.4342522335564085E-2,-1018.1278168334763,1.2428982486732749,null,0,312.12346196870311,10]
["Efficient Motor Belts",7.4342522335564085E-2,-1018.1278168334763,1.2428982486732749,null,0,312.12346196870311,10]
["Efficient Motor Belts",7.5180213545778765E-2,-1020.0371362101173,1.2932025757017602,null,0,242.89332666231411,10]
["Efficient Motor Belts",7.4342522335564085E-2,-1018.1278168334763,1.2428982486732749,null,0,312.12346196870311,10]
["Efficient Motor Belts",7.5180213545778765E-2,-1020.0371362101173,1.2932025757017602,null,0,242.89332666231411,10]
["Efficient Motor Belts",7.5180213545778765E-2,-1020.0371362101173,1.2932025757017602,null,0,242.89332666231411,10]
["Efficient Motor Belts",7.4342522335564085E-2,-1018.1278168334763,1.2428982486732749,null,0,312.12346196870311,10]
["Efficient Motor Belts",7.5180213545778765E-2,-1020.0371362101173,1.2932025757017602,null,0,242.89332666231411,10]
["Efficient Motor Belts",7.4342522335564085E-2,-1018.1278168334763,1.2428982486732749,null,0,312.12346196870311,10]
["Efficient Motor Belts",7.4342522335564085E-2,-1018.1278168334763,1.2428982486732749,null,0,312.12346196870311,10]
["Efficient Motor Belts",7.5180213545778765E-2,-1020.0371362101173,1.2932025757017602,null,0,242.89332666231411,10]
["Efficient Motor Belts",7.4342522335564085E-2,-1018.1278168334763,1.2428982486732749,null,0,312.12346196870311,10]
["Efficient Motor Belts",7.5180213545778765E-2,-1020.0371362101173,1.2932025757017602,null,0,242.89332666231411,10]
["Efficient Motor Belts",7.4342522335564085E-2,-1018.1278168334763,1.2428982486732749,null,0,312.12346196870311,10]
["Engine Block Timer",0.32597542224877041,-122.19526134509147,1.724358579190203,null,0,0,5]
["Engine Block Timer",0.42596068962303002,-80.672924148426148,1.1404848301341286,null,0,17.071262343148145,5]
["Engine Block Timer",0.32597542224877041,-122.19526134509147,1.724358579190203,null,0,0,5]
["Engine Block Timer",0.32597542224877041,-122.19526134509147,1.724358579190203,null,0,0,5]
["Engine Block Timer",0.42596068962303002,-80.672924148426148,1.1404848301341286,null,0,17.071262343148145,5]
["Engine Block Timer",0.3651680054523625,-105.53602754728865,1.388235439849318,null,0,43.77748607306301,5]
["Engine Block Timer",0.32597542224877041,-122.19526134509147,1.724358579190203,null,0,0,5]
["Engine Block Timer",0.3651680054523625,-105.53602754728865,1.388235439849318,null,0,43.77748607306301,5]
["Engine Block Timer",0.3651680054523625,-105.53602754728865,1.388235439849318,null,0,43.77748607306301,5]
["Engine Block Timer",0.3651680054523625,-105.53602754728865,1.388235439849318,null,0,43.77748607306301,5]
["Engine Block Timer",0.3651680054523625,-105.53602754728865,1.388235439849318,null,0,43.77748607306301,5]
["Engine Block Timer",0.3651680054523625,-105.53602754728865,1.388235439849318,null,0,43.77748607306301,5]
["Engine Block Timer",0.3651680054523625,-105.53602754728865,1.388235439849318,null,0,43.77748607306301,5]
["Engine Block Timer",0.32597542224877041,-122.19526134509147,1.724358579190203,null,0,0,5]
["Engine Block Timer",0.42596068962303002,-80.672924148426148,1.1404848301341286,null,0,17.071262343148145,5]
["Engine Block Timer",0.32597542224877041,-122.19526134509147,1.724358579190203,null,0,0,5]
["Engine Block Timer",0.32597542224877041,-122.19526134509147,1.724358579190203,null,0,0,5]
["Engine Block Timer",0.42596068962303002,-80.672924148426148,1.1404848301341286,null,0,17.071262343148145,5]
["Engine Block Timer",0.3651680054523625,-105.53602754728865,1.388235439849318,null,0,43.77748607306301,5]
["Engine Block Timer",0.32597542224877041,-122.19526134509147,1.724358579190203,null,0,0,5]
["Engine Block Timer",0.3651680054523625,-105.53602754728865,1.388235439849318,null,0,43.77748607306301,5]
["Engine Block Timer",0.3651680054523625,-105.53602754728865,1.388235439849318,null,0,43.77748607306301,5]
["Engine Block Timer",0.3651680054523625,-105.53602754728865,1.388235439849318,null,0,43.77748607306301,5]
["Engine Block Timer",0.3651680054523625,-105.53602754728865,1.388235439849318,null,0,43.77748607306301,5]
["Engine Block Timer",0.3651680054523625,-105.53602754728865,1.388235439849318,null,0,43.77748607306301,5]
["Engine Block Timer",0.3651680054523625,-105.53602754728865,1.388235439849318,null,0,43.77748607306301,5]
["Regenerative Drive Elevator Motor",8.4310111665654192E-2,-25390.743042456681,1.3202080048610794,null,0,400.20674317601129,13]
["Regenerative Drive Elevator Motor",8.532940883428454E-2,-25456.147907823892,1.3856498352272175,null,0,286.38355684315616,13]
["Regenerative Drive Elevator Motor",8.4310111665654192E-2,-25390.743042456681,1.3202080048610794,null,0,400.20674317601129,13]
["Regenerative Drive Elevator Motor",8.532940883428454E-2,-25456.147907823892,1.3856498352272175,null,0,286.38355684315616,13]
["Regenerative Drive Elevator Motor",8.532940883428454E-2,-25456.147907823892,1.3856498352272175,null,0,286.38355684315616,13]
["Regenerative Drive Elevator Motor",8.4310111665654192E-2,-25390.743042456681,1.3202080048610794,null,0,400.20674317601129,13]
["Regenerative Drive Elevator Motor",8.532940883428454E-2,-25456.147907823892,1.3856498352272175,null,0,286.38355684315616,13]
["Regenerative Drive Elevator Motor",8.4310111665654192E-2,-25390.743042456681,1.3202080048610794,null,0,400.20674317601129,13]
["Regenerative Drive Elevator Motor",8.4310111665654192E-2,-25390.743042456681,1.3202080048610794,null,0,400.20674317601129,13]
["Regenerative Drive Elevator Motor",8.532940883428454E-2,-25456.147907823892,1.3856498352272175,null,0,286.38355684315616,13]
["Regenerative Drive Elevator Motor",8.4310111665654192E-2,-25390.743042456681,1.3202080048610794,null,0,400.20674317601129,13]
["Regenerative Drive Elevator Motor",8.532940883428454E-2,-25456.147907823892,1.3856498352272175,null,0,286.38355684315616,13]
["Regenerative Drive Elevator Motor",8.4310111665654192E-2,-25390.743042456681,1.3202080048610794,null,0,400.20674317601129,13]
["Regenerative Drive Elevator Motor",8.4310111665654192E-2,-25390.743042456681,1.3202080048610794,null,0,400.20674317601129,13]
["Regenerative Drive Elevator Motor",8.532940883428454E-2,-25456.147907823892,1.3856498352272175,null,0,286.38355684315616,13]
["Regenerative Drive Elevator Motor",8.4310111665654192E-2,-25390.743042456681,1.3202080048610794,null,0,400.20674317601129,13]
["Regenerative Drive Elevator Motor",8.532940883428454E-2,-25456.147907823892,1.3856498352272175,null,0,286.38355684315616,13]
["Regenerative Drive Elevator Motor",8.532940883428454E-2,-25456.147907823892,1.3856498352272175,null,0,286.38355684315616,13]
["Regenerative Drive Elevator Motor",8.4310111665654192E-2,-25390.743042456681,1.3202080048610794,null,0,400.20674317601129,13]
["Regenerative Drive Elevator Motor",8.532940883428454E-2,-25456.147907823892,1.3856498352272175,null,0,286.38355684315616,13]
["Regenerative Drive Elevator Motor",8.4310111665654192E-2,-25390.743042456681,1.3202080048610794,null,0,400.20674317601129,13]
["Regenerative Drive Elevator Motor",8.4310111665654192E-2,-25390.743042456681,1.3202080048610794,null,0,400.20674317601129,13]
["Regenerative Drive Elevator Motor",8.532940883428454E-2,-25456.147907823892,1.3856498352272175,null,0,286.38355684315616,13]
["Regenerative Drive Elevator Motor",8.4310111665654192E-2,-25390.743042456681,1.3202080048610794,null,0,400.20674317601129,13]
["Regenerative Drive Elevator Motor",8.532940883428454E-2,-25456.147907823892,1.3856498352272175,null,0,286.38355684315616,13]
["Regenerative Drive Elevator Motor",8.4310111665654192E-2,-25390.743042456681,1.3202080048610794,null,0,400.20674317601129,13]
["VSD Controlled Compressor",1.6539716542561351,13347.361806994411,1.3676240693071469,null,0,18.118132089751196,15]
["VSD Controlled Compressor",1.6133516851045886,12298.130044608319,1.4435900385159453,null,0,17.590508444609647,15]
["VSD Controlled Compressor",1.6539716542561351,13347.361806994411,1.3676240693071469,null,0,18.118132089751196,15]
["VSD Controlled Compressor",1.6133516851045886,12298.130044608319,1.4435900385159453,null,0,17.590508444609647,15]
["VSD Controlled Compressor",1.6133516851045886,12298.130044608319,1.4435900385159453,null,0,17.590508444609647,15]
["VSD Controlled Compressor",1.6539716542561351,13347.361806994411,1.3676240693071469,null,0,18.118132089751196,15]
["VSD Controlled Compressor",1.6133516851045886,12298.130044608319,1.4435900385159453,null,0,17.590508444609647,15]
["VSD Controlled Compressor",1.6539716542561351,13347.361806994411,1.3676240693071469,null,0,18.118132089751196,15]
["VSD Controlled Compressor",1.6539716542561351,13347.361806994411,1.3676240693071469,null,0,18.118132089751196,15]
["VSD Controlled Compressor",1.6133516851045886,12298.130044608319,1.4435900385159453,null,0,17.590508444609647,15]
["VSD Controlled Compressor",1.6539716542561351,13347.361806994411,1.3676240693071469,null,0,18.118132089751196,15]
["VSD Controlled Compressor",1.6133516851045886,12298.130044608319,1.4435900385159453,null,0,17.590508444609647,15]
["VSD Controlled Compressor",1.6539716542561351,13347.361806994411,1.3676240693071469,null,0,18.118132089751196,15]
["VSD Controlled Compressor",1.6539716542561351,13347.361806994411,1.3676240693071469,null,0,18.118132089751196,15]
["VSD Controlled Compressor",1.6133516851045886,12298.130044608319,1.4435900385159453,null,0,17.590508444609647,15]
["VSD Controlled Compressor",1.6539716542561351,13347.361806994411,1.3676240693071469,null,0,18.118132089751196,15]
["VSD Controlled Compressor",1.6133516851045886,12298.130044608319,1.4435900385159453,null,0,17.590508444609647,15]
["VSD Controlled Compressor",1.6133516851045886,12298.130044608319,1.4435900385159453,null,0,17.590508444609647,15]
["VSD Controlled Compressor",1.6539716542561351,13347.361806994411,1.3676240693071469,null,0,18.118132089751196,15]
["VSD Controlled Compressor",1.6133516851045886,12298.130044608319,1.4435900385159453,null,0,17.590508444609647,15]
["VSD Controlled Compressor",1.6539716542561351,13347.361806994411,1.3676240693071469,null,0,18.118132089751196,15]
["VSD Controlled Compressor",1.6539716542561351,13347.361806994411,1.3676240693071469,null,0,18.118132089751196,15]
["VSD Controlled Compressor",1.6133516851045886,12298.130044608319,1.4435900385159453,null,0,17.590508444609647,15]
["VSD Controlled Compressor",1.6539716542561351,13347.361806994411,1.3676240693071469,null,0,18.118132089751196,15]
["VSD Controlled Compressor",1.6133516851045886,12298.130044608319,1.4435900385159453,null,0,17.590508444609647,15]
["VSD Controlled Compressor",1.6539716542561351,13347.361806994411,1.3676240693071469,null,0,18.118132089751196,15]
["Network PC Power Management",0.54287236224295177,-264.05873459375306,1.0499963226584306,null,0,19.398588831370329,5]
["Network PC Power Management",0.55315706215546023,-755.9141350675045,1.1128160904779361,null,0,13.09745833577014,5]
["Network PC Power Management",0.55636075280162778,-336.38139200136629,1.0762504930651857,null,0,12.95629887117131,5]
["Network PC Power Management",0.56138773914172113,-443.56413483388349,1.0762922794725192,null,0,12.840779309307946,5]
["Network PC Power Management",0.55854126375342061,-4239.8984408744909,1.1128184361570115,null,0,12.971229372555353,5]
["Network PC Power Management",0.54160855824525511,-438.01010764151613,1.0499754853101537,null,0,19.443468154583964,5]
["Network PC Power Management",0.56179087009448414,-362.32357714965036,1.076303249161487,null,0,12.831695779376227,5]
["Network PC Power Management",0.55583914514086785,-4852.5081759716486,1.0499943403218219,null,0,18.946016942572115,5]
["Network PC Power Management",0.5627216236046424,-302.43638076724108,1.0762699984821149,null,0,12.810076123001032,5]
["Network PC Power Management",0.54962205228493166,-289.13145248967049,1.0500351791660145,null,0,19.161071524246662,5]
["Network PC Power Management",0.55226422780070716,-150.42492735520901,1.076217420076194,null,0,13.052003585414333,5]
["Network PC Power Management",0.56551378149076625,-422.9065536395708,1.0762630175502215,null,0,12.746745197646023,5]
["Network PC Power Management",0.43919484068365316,-102.29801499809899,1.049623289851489,null,0,23.969353526944065,5]
["Network PC Power Management",0.54287236224295177,-264.05873459375306,1.0499963226584306,null,0,19.398588831370329,5]
["Network PC Power Management",0.55315706215546023,-755.9141350675045,1.1128160904779361,null,0,13.09745833577014,5]
["Network PC Power Management",0.55636075280162778,-336.38139200136629,1.0762504930651857,null,0,12.95629887117131,5]
["Network PC Power Management",0.56138773914172113,-443.56413483388349,1.0762922794725192,null,0,12.840779309307946,5]
["Network PC Power Management",0.55854126375342061,-4239.8984408744909,1.1128184361570115,null,0,12.971229372555353,5]
["Network PC Power Management",0.54160855824525511,-438.01010764151613,1.0499754853101537,null,0,19.443468154583964,5]
["Network PC Power Management",0.56179087009448414,-362.32357714965036,1.076303249161487,null,0,12.831695779376227,5]
["Network PC Power Management",0.55583914514086785,-4852.5081759716486,1.0499943403218219,null,0,18.946016942572115,5]
["Network PC Power Management",0.5627216236046424,-302.43638076724108,1.0762699984821149,null,0,12.810076123001032,5]
["Network PC Power Management",0.54962205228493166,-289.13145248967049,1.0500351791660145,null,0,19.161071524246662,5]
["Network PC Power Management",0.55226422780070716,-150.42492735520901,1.076217420076194,null,0,13.052003585414333,5]
["Network PC Power Management",0.56551378149076625,-422.9065536395708,1.0762630175502215,null,0,12.746745197646023,5]
["Network PC Power Management",0.43919484068365316,-102.29801499809899,1.049623289851489,null,0,23.969353526944065,5]
["Smart Strip Plug Outlet",0.51164142976341387,-4.5501651039557629,1.0018749121576835,null,0,14.478104629747834,4]
["Smart Strip Plug Outlet",0.6844995642196845,6.0461947150349324,1.0201800262687957,null,0,7.3640138543957887,4]
["Smart Strip Plug Outlet",0.66212476227219086,2.0261754067756099,1.0188707830855843,null,0,7.603091816790756,4]
["Smart Strip Plug Outlet",0.93181716879420295,14.474382015635136,1.0202669895947589,null,0,5.4099603709840576,4]
["Smart Strip Plug Outlet",1.021349089646151,149.0862236584959,1.0199453590794918,null,0,4.934164866011244,4]
["Smart Strip Plug Outlet",0.83417279350500062,10.714513737237688,1.00052419246486,null,0,8.8682001456038098,4]
["Smart Strip Plug Outlet",0.76389713361557154,6.7536568569332989,1.018650749559473,null,0,6.5887250577942993,4]
["Smart Strip Plug Outlet",1.0180626138801232,213.46612422484779,1.0003789143288826,null,0,7.2653067108624345,4]
["Smart Strip Plug Outlet",0.64743643794826511,1.2674908427030971,1.0215072110695693,null,0,7.7957024653857898,4]
["Smart Strip Plug Outlet",0.61109933323092458,0.19071595883614378,1.0001349280189988,null,0,12.100705676362372,4]
["Smart Strip Plug Outlet",0.28160676604957419,-15.617131481410258,1.0185805429949564,null,0,17.871592252232748,4]
["Smart Strip Plug Outlet",0.93798069842116183,14.7927420058595,1.0194946511289142,null,0,5.3703427741577574,4]
["Smart Strip Plug Outlet",7.449869552548305E-2,-25.130001658556452,0.99139183671345388,null,0,98.392180074522628,4]
["Smart Strip Plug Outlet",0.51164142976341387,-4.5501651039557629,1.0018749121576835,null,0,14.478104629747834,4]
["Smart Strip Plug Outlet",0.6844995642196845,6.0461947150349324,1.0201800262687957,null,0,7.3640138543957887,4]
["Smart Strip Plug Outlet",0.66212476227219086,2.0261754067756099,1.0188707830855843,null,0,7.603091816790756,4]
["Smart Strip Plug Outlet",0.93181716879420295,14.474382015635136,1.0202669895947589,null,0,5.4099603709840576,4]
["Smart Strip Plug Outlet",1.021349089646151,149.0862236584959,1.0199453590794918,null,0,4.934164866011244,4]
["Smart Strip Plug Outlet",0.83417279350500062,10.714513737237688,1.00052419246486,null,0,8.8682001456038098,4]
["Smart Strip Plug Outlet",0.76389713361557154,6.7536568569332989,1.018650749559473,null,0,6.5887250577942993,4]
["Smart Strip Plug Outlet",1.0180626138801232,213.46612422484779,1.0003789143288826,null,0,7.2653067108624345,4]
["Smart Strip Plug Outlet",0.64743643794826511,1.2674908427030971,1.0215072110695693,null,0,7.7957024653857898,4]
["Smart Strip Plug Outlet",0.61109933323092458,0.19071595883614378,1.0001349280189988,null,0,12.100705676362372,4]
["Smart Strip Plug Outlet",0.28160676604957419,-15.617131481410258,1.0185805429949564,null,0,17.871592252232748,4]
["Smart Strip Plug Outlet",0.93798069842116183,14.7927420058595,1.0194946511289142,null,0,5.3703427741577574,4]
["Smart Strip Plug Outlet",7.449869552548305E-2,-25.130001658556452,0.99139183671345388,null,0,98.392180074522628,4]
["Anti-Sweat Controls",1.3025767582500882,401.37412121650596,1.3714448292188886,null,0,14.656271054061216,8]
["Anti-Sweat Controls",1.4422452715231304,511.80496839446039,1.2274941102896679,null,0,9.7113208566262035,8]
["Anti-Sweat Controls",1.3025767582500882,401.37412121650596,1.3714448292188886,null,0,14.656271054061216,8]
["Anti-Sweat Controls",1.4422452715231304,511.80496839446039,1.2274941102896679,null,0,9.7113208566262035,8]
["Anti-Sweat Controls",1.4422452715231304,511.80496839446039,1.2274941102896679,null,0,9.7113208566262035,8]
["Anti-Sweat Controls",1.3025767582500882,401.37412121650596,1.3714448292188886,null,0,14.656271054061216,8]
["Anti-Sweat Controls",1.4422452715231304,511.80496839446039,1.2274941102896679,null,0,9.7113208566262035,8]
["Anti-Sweat Controls",1.3025767582500882,401.37412121650596,1.3714448292188886,null,0,14.656271054061216,8]
["Anti-Sweat Controls",1.3025767582500882,401.37412121650596,1.3714448292188886,null,0,14.656271054061216,8]
["Anti-Sweat Controls",1.4422452715231304,511.80496839446039,1.2274941102896679,null,0,9.7113208566262035,8]
["Anti-Sweat Controls",1.3025767582500882,401.37412121650596,1.3714448292188886,null,0,14.656271054061216,8]
["Anti-Sweat Controls",1.4422452715231304,511.80496839446039,1.2274941102896679,null,0,9.7113208566262035,8]
["Anti-Sweat Controls",1.3025767582500882,401.37412121650596,1.3714448292188886,null,0,14.656271054061216,8]
["Anti-Sweat Controls",1.3025767582500882,401.37412121650596,1.3714448292188886,null,0,14.656271054061216,8]
["Anti-Sweat Controls",1.4422452715231304,511.80496839446039,1.2274941102896679,null,0,9.7113208566262035,8]
["Anti-Sweat Controls",1.3025767582500882,401.37412121650596,1.3714448292188886,null,0,14.656271054061216,8]
["Anti-Sweat Controls",1.4422452715231304,511.80496839446039,1.2274941102896679,null,0,9.7113208566262035,8]
["Anti-Sweat Controls",1.4422452715231304,511.80496839446039,1.2274941102896679,null,0,9.7113208566262035,8]
["Anti-Sweat Controls",1.3025767582500882,401.37412121650596,1.3714448292188886,null,0,14.656271054061216,8]
["Anti-Sweat Controls",1.4422452715231304,511.80496839446039,1.2274941102896679,null,0,9.7113208566262035,8]
["Anti-Sweat Controls",1.3025767582500882,401.37412121650596,1.3714448292188886,null,0,14.656271054061216,8]
["Anti-Sweat Controls",1.3025767582500882,401.37412121650596,1.3714448292188886,null,0,14.656271054061216,8]
["Anti-Sweat Controls",1.4422452715231304,511.80496839446039,1.2274941102896679,null,0,9.7113208566262035,8]
["Anti-Sweat Controls",1.3025767582500882,401.37412121650596,1.3714448292188886,null,0,14.656271054061216,8]
["Anti-Sweat Controls",1.4422452715231304,511.80496839446039,1.2274941102896679,null,0,9.7113208566262035,8]
["Anti-Sweat Controls",1.3025767582500882,401.37412121650596,1.3714448292188886,null,0,14.656271054061216,8]
["Automatic Door Closer for Walk-in Coolers and Freezers",6.0002788435560069E-2,-410.67273111242793,1.1827423795036434,null,0,299.81778424079681,8]
["Automatic Door Closer for Walk-in Coolers and Freezers",5.9887102977743564E-2,-411.46768762794648,1.2230731470195264,null,0,233.0328445459825,8]
["Automatic Door Closer for Walk-in Coolers and Freezers",6.0002788435560069E-2,-410.67273111242793,1.1827423795036434,null,0,299.81778424079681,8]
["Automatic Door Closer for Walk-in Coolers and Freezers",5.9887102977743564E-2,-411.46768762794648,1.2230731470195264,null,0,233.0328445459825,8]
["Automatic Door Closer for Walk-in Coolers and Freezers",5.9887102977743564E-2,-411.46768762794648,1.2230731470195264,null,0,233.0328445459825,8]
["Automatic Door Closer for Walk-in Coolers and Freezers",6.0002788435560069E-2,-410.67273111242793,1.1827423795036434,null,0,299.81778424079681,8]
["Automatic Door Closer for Walk-in Coolers and Freezers",5.9887102977743564E-2,-411.46768762794648,1.2230731470195264,null,0,233.0328445459825,8]
["Automatic Door Closer for Walk-in Coolers and Freezers",6.0002788435560069E-2,-410.67273111242793,1.1827423795036434,null,0,299.81778424079681,8]
["Automatic Door Closer for Walk-in Coolers and Freezers",6.0002788435560069E-2,-410.67273111242793,1.1827423795036434,null,0,299.81778424079681,8]
["Automatic Door Closer for Walk-in Coolers and Freezers",5.9887102977743564E-2,-411.46768762794648,1.2230731470195264,null,0,233.0328445459825,8]
["Automatic Door Closer for Walk-in Coolers and Freezers",6.0002788435560069E-2,-410.67273111242793,1.1827423795036434,null,0,299.81778424079681,8]
["Automatic Door Closer for Walk-in Coolers and Freezers",5.9887102977743564E-2,-411.46768762794648,1.2230731470195264,null,0,233.0328445459825,8]
["Automatic Door Closer for Walk-in Coolers and Freezers",6.0002788435560069E-2,-410.67273111242793,1.1827423795036434,null,0,299.81778424079681,8]
["Automatic Door Closer for Walk-in Coolers and Freezers",6.0002788435560069E-2,-410.67273111242793,1.1827423795036434,null,0,299.81778424079681,8]
["Automatic Door Closer for Walk-in Coolers and Freezers",5.9887102977743564E-2,-411.46768762794648,1.2230731470195264,null,0,233.0328445459825,8]
["Automatic Door Closer for Walk-in Coolers and Freezers",6.0002788435560069E-2,-410.67273111242793,1.1827423795036434,null,0,299.81778424079681,8]
["Automatic Door Closer for Walk-in Coolers and Freezers",5.9887102977743564E-2,-411.46768762794648,1.2230731470195264,null,0,233.0328445459825,8]
["Automatic Door Closer for Walk-in Coolers and Freezers",5.9887102977743564E-2,-411.46768762794648,1.2230731470195264,null,0,233.0328445459825,8]
["Automatic Door Closer for Walk-in Coolers and Freezers",6.0002788435560069E-2,-410.67273111242793,1.1827423795036434,null,0,299.81778424079681,8]
["Automatic Door Closer for Walk-in Coolers and Freezers",5.9887102977743564E-2,-411.46768762794648,1.2230731470195264,null,0,233.0328445459825,8]
["Automatic Door Closer for Walk-in Coolers and Freezers",6.0002788435560069E-2,-410.67273111242793,1.1827423795036434,null,0,299.81778424079681,8]
["Automatic Door Closer for Walk-in Coolers and Freezers",6.0002788435560069E-2,-410.67273111242793,1.1827423795036434,null,0,299.81778424079681,8]
["Automatic Door Closer for Walk-in Coolers and Freezers",5.9887102977743564E-2,-411.46768762794648,1.2230731470195264,null,0,233.0328445459825,8]
["Automatic Door Closer for Walk-in Coolers and Freezers",6.0002788435560069E-2,-410.67273111242793,1.1827423795036434,null,0,299.81778424079681,8]
["Automatic Door Closer for Walk-in Coolers and Freezers",5.9887102977743564E-2,-411.46768762794648,1.2230731470195264,null,0,233.0328445459825,8]
["Automatic Door Closer for Walk-in Coolers and Freezers",6.0002788435560069E-2,-410.67273111242793,1.1827423795036434,null,0,299.81778424079681,8]
["Demand Defrost",0.18365517034353612,-1414.330435121014,1.231017456957842,null,0,137.16458231987392,10]
["Demand Defrost",0.18596916360084279,-1424.5170321811706,1.2926889922290932,null,0,98.153470993354205,10]
["Demand Defrost",0.18365517034353612,-1414.330435121014,1.231017456957842,null,0,137.16458231987392,10]
["Demand Defrost",0.18596916360084279,-1424.5170321811706,1.2926889922290932,null,0,98.153470993354205,10]
["Demand Defrost",0.18596916360084279,-1424.5170321811706,1.2926889922290932,null,0,98.153470993354205,10]
["Demand Defrost",0.18365517034353612,-1414.330435121014,1.231017456957842,null,0,137.16458231987392,10]
["Demand Defrost",0.18596916360084279,-1424.5170321811706,1.2926889922290932,null,0,98.153470993354205,10]
["Demand Defrost",0.18365517034353612,-1414.330435121014,1.231017456957842,null,0,137.16458231987392,10]
["Demand Defrost",0.18365517034353612,-1414.330435121014,1.231017456957842,null,0,137.16458231987392,10]
["Demand Defrost",0.18596916360084279,-1424.5170321811706,1.2926889922290932,null,0,98.153470993354205,10]
["Demand Defrost",0.18365517034353612,-1414.330435121014,1.231017456957842,null,0,137.16458231987392,10]
["Demand Defrost",0.18596916360084279,-1424.5170321811706,1.2926889922290932,null,0,98.153470993354205,10]
["Demand Defrost",0.18365517034353612,-1414.330435121014,1.231017456957842,null,0,137.16458231987392,10]
["Demand Defrost",0.18365517034353612,-1414.330435121014,1.231017456957842,null,0,137.16458231987392,10]
["Demand Defrost",0.18596916360084279,-1424.5170321811706,1.2926889922290932,null,0,98.153470993354205,10]
["Demand Defrost",0.18365517034353612,-1414.330435121014,1.231017456957842,null,0,137.16458231987392,10]
["Demand Defrost",0.18596916360084279,-1424.5170321811706,1.2926889922290932,null,0,98.153470993354205,10]
["Demand Defrost",0.18596916360084279,-1424.5170321811706,1.2926889922290932,null,0,98.153470993354205,10]
["Demand Defrost",0.18365517034353612,-1414.330435121014,1.231017456957842,null,0,137.16458231987392,10]
["Demand Defrost",0.18596916360084279,-1424.5170321811706,1.2926889922290932,null,0,98.153470993354205,10]
["Demand Defrost",0.18365517034353612,-1414.330435121014,1.231017456957842,null,0,137.16458231987392,10]
["Demand Defrost",0.18365517034353612,-1414.330435121014,1.231017456957842,null,0,137.16458231987392,10]
["Demand Defrost",0.18596916360084279,-1424.5170321811706,1.2926889922290932,null,0,98.153470993354205,10]
["Demand Defrost",0.18365517034353612,-1414.330435121014,1.231017456957842,null,0,137.16458231987392,10]
["Demand Defrost",0.18596916360084279,-1424.5170321811706,1.2926889922290932,null,0,98.153470993354205,10]
["Demand Defrost",0.18365517034353612,-1414.330435121014,1.231017456957842,null,0,137.16458231987392,10]
["Floating Head Pressure Controls",4.117630368956533,3871.1799078394579,1.367516831142189,null,0,7.277128944621448,15]
["Floating Head Pressure Controls",4.0169067212194483,3669.980887652227,1.4436211135374446,null,0,7.0652094552995788,15]
["Floating Head Pressure Controls",4.117630368956533,3871.1799078394579,1.367516831142189,null,0,7.277128944621448,15]
["Floating Head Pressure Controls",4.0169067212194483,3669.980887652227,1.4436211135374446,null,0,7.0652094552995788,15]
["Floating Head Pressure Controls",4.0169067212194483,3669.980887652227,1.4436211135374446,null,0,7.0652094552995788,15]
["Floating Head Pressure Controls",4.117630368956533,3871.1799078394579,1.367516831142189,null,0,7.277128944621448,15]
["Floating Head Pressure Controls",4.0169067212194483,3669.980887652227,1.4436211135374446,null,0,7.0652094552995788,15]
["Floating Head Pressure Controls",4.117630368956533,3871.1799078394579,1.367516831142189,null,0,7.277128944621448,15]
["Floating Head Pressure Controls",4.117630368956533,3871.1799078394579,1.367516831142189,null,0,7.277128944621448,15]
["Floating Head Pressure Controls",4.0169067212194483,3669.980887652227,1.4436211135374446,null,0,7.0652094552995788,15]
["Floating Head Pressure Controls",4.117630368956533,3871.1799078394579,1.367516831142189,null,0,7.277128944621448,15]
["Floating Head Pressure Controls",4.0169067212194483,3669.980887652227,1.4436211135374446,null,0,7.0652094552995788,15]
["Floating Head Pressure Controls",4.117630368956533,3871.1799078394579,1.367516831142189,null,0,7.277128944621448,15]
["Floating Head Pressure Controls",4.117630368956533,3871.1799078394579,1.367516831142189,null,0,7.277128944621448,15]
["Floating Head Pressure Controls",4.0169067212194483,3669.980887652227,1.4436211135374446,null,0,7.0652094552995788,15]
["Floating Head Pressure Controls",4.117630368956533,3871.1799078394579,1.367516831142189,null,0,7.277128944621448,15]
["Floating Head Pressure Controls",4.0169067212194483,3669.980887652227,1.4436211135374446,null,0,7.0652094552995788,15]
["Floating Head Pressure Controls",4.0169067212194483,3669.980887652227,1.4436211135374446,null,0,7.0652094552995788,15]
["Floating Head Pressure Controls",4.117630368956533,3871.1799078394579,1.367516831142189,null,0,7.277128944621448,15]
["Floating Head Pressure Controls",4.0169067212194483,3669.980887652227,1.4436211135374446,null,0,7.0652094552995788,15]
["Floating Head Pressure Controls",4.117630368956533,3871.1799078394579,1.367516831142189,null,0,7.277128944621448,15]
["Floating Head Pressure Controls",4.117630368956533,3871.1799078394579,1.367516831142189,null,0,7.277128944621448,15]
["Floating Head Pressure Controls",4.0169067212194483,3669.980887652227,1.4436211135374446,null,0,7.0652094552995788,15]
["Floating Head Pressure Controls",4.117630368956533,3871.1799078394579,1.367516831142189,null,0,7.277128944621448,15]
["Floating Head Pressure Controls",4.0169067212194483,3669.980887652227,1.4436211135374446,null,0,7.0652094552995788,15]
["Floating Head Pressure Controls",4.117630368956533,3871.1799078394579,1.367516831142189,null,0,7.277128944621448,15]
["Freezer-Cooler Replacement Gaskets",0.14835013119318582,-210.60466824237375,1.0168380409708457,null,0,41.516325000837284,4]
["Freezer-Cooler Replacement Gaskets",0.14662726412382046,-212.97265008911771,1.0674336868104106,null,0,35.96094144887627,4]
["Freezer-Cooler Replacement Gaskets",0.14835013119318582,-210.60466824237375,1.0168380409708457,null,0,41.516325000837284,4]
["Freezer-Cooler Replacement Gaskets",0.14662726412382046,-212.97265008911771,1.0674336868104106,null,0,35.96094144887627,4]
["Freezer-Cooler Replacement Gaskets",0.14662726412382046,-212.97265008911771,1.0674336868104106,null,0,35.96094144887627,4]
["Freezer-Cooler Replacement Gaskets",0.14835013119318582,-210.60466824237375,1.0168380409708457,null,0,41.516325000837284,4]
["Freezer-Cooler Replacement Gaskets",0.14662726412382046,-212.97265008911771,1.0674336868104106,null,0,35.96094144887627,4]
["Freezer-Cooler Replacement Gaskets",0.14835013119318582,-210.60466824237375,1.0168380409708457,null,0,41.516325000837284,4]
["Freezer-Cooler Replacement Gaskets",0.14835013119318582,-210.60466824237375,1.0168380409708457,null,0,41.516325000837284,4]
["Freezer-Cooler Replacement Gaskets",0.14662726412382046,-212.97265008911771,1.0674336868104106,null,0,35.96094144887627,4]
["Freezer-Cooler Replacement Gaskets",0.14835013119318582,-210.60466824237375,1.0168380409708457,null,0,41.516325000837284,4]
["Freezer-Cooler Replacement Gaskets",0.14662726412382046,-212.97265008911771,1.0674336868104106,null,0,35.96094144887627,4]
["Freezer-Cooler Replacement Gaskets",0.14835013119318582,-210.60466824237375,1.0168380409708457,null,0,41.516325000837284,4]
["Freezer-Cooler Replacement Gaskets",0,-277.62957494694984,{"$error":"#DIV/0!"},null,0,0,4]
["Freezer-Cooler Replacement Gaskets",0,-277.62957494694984,{"$error":"#DIV/0!"},null,0,0,4]
["Freezer-Cooler Replacement Gaskets",0,-277.62957494694984,{"$error":"#DIV/0!"},null,0,0,4]
["Freezer-Cooler Replacement Gaskets",0,-277.62957494694984,{"$error":"#DIV/0!"},null,0,0,4]
["Freezer-Cooler Replacement Gaskets",0,-277.62957494694984,{"$error":"#DIV/0!"},null,0,0,4]
["Freezer-Cooler Replacement Gaskets",0,-277.62957494694984,{"$error":"#DIV/0!"},null,0,0,4]
["Freezer-Cooler Replacement Gaskets",0,-277.62957494694984,{"$error":"#DIV/0!"},null,0,0,4]
["Freezer-Cooler Replacement Gaskets",0,-277.62957494694984,{"$error":"#DIV/0!"},null,0,0,4]
["Freezer-Cooler Replacement Gaskets",0,-277.62957494694984,{"$error":"#DIV/0!"},null,0,0,4]
["Freezer-Cooler Replacement Gaskets",0,-277.62957494694984,{"$error":"#DIV/0!"},null,0,0,4]
["Freezer-Cooler Replacement Gaskets",0,-277.62957494694984,{"$error":"#DIV/0!"},null,0,0,4]
["Freezer-Cooler Replacement Gaskets",0,-277.62957494694984,{"$error":"#DIV/0!"},null,0,0,4]
["Freezer-Cooler Replacement Gaskets",0,-277.62957494694984,{"$error":"#DIV/0!"},null,0,0,4]
["High Efficiency Refrigeration Compressor",0.26416252236943555,-410.5319641837313,1.3149608162364461,null,0,97.846690932486837,13]
["High Efficiency Refrigeration Compressor",0.25728807765854128,-420.22320399669616,1.3859176556134871,null,0,94.997267632165475,13]
["High Efficiency Refrigeration Compressor",0.26416252236943555,-410.5319641837313,1.3149608162364461,null,0,97.846690932486837,13]
["High Efficiency Refrigeration Compressor",0.25728807765854128,-420.22320399669616,1.3859176556134871,null,0,94.997267632165475,13]
["High Efficiency Refrigeration Compressor",0.25728807765854128,-420.22320399669616,1.3859176556134871,null,0,94.997267632165475,13]
["High Efficiency Refrigeration Compressor",0.26416252236943555,-410.5319641837313,1.3149608162364461,null,0,97.846690932486837,13]
["High Efficiency Refrigeration Compressor",0.25728807765854128,-420.22320399669616,1.3859176556134871,null,0,94.997267632165475,13]
["High Efficiency Refrigeration Compressor",0.26416252236943555,-410.5319641837313,1.3149608162364461,null,0,97.846690932486837,13]
["High Efficiency Refrigeration Compressor",0.26416252236943555,-410.5319641837313,1.3149608162364461,null,0,97.846690932486837,13]
["High Efficiency Refrigeration Compressor",0.25728807765854128,-420.22320399669616,1.3859176556134871,null,0,94.997267632165475,13]
["High Efficiency Refrigeration Compressor",0.26416252236943555,-410.5319641837313,1.3149608162364461,null,0,97.846690932486837,13]
["High Efficiency Refrigeration Compressor",0.25728807765854128,-420.22320399669616,1.3859176556134871,null,0,94.997267632165475,13]
["High Efficiency Refrigeration Compressor",0.26416252236943555,-410.5319641837313,1.3149608162364461,null,0,97.846690932486837,13]
["High Efficiency Refrigeration Compressor",0.26416252236943555,-410.5319641837313,1.3149608162364461,null,0,97.846690932486837,13]
["High Efficiency Refrigeration Compressor",0.25728807765854128,-420.22320399669616,1.3859176556134871,null,0,94.997267632165475,13]
["High Efficiency Refrigeration Compressor",0.26416252236943555,-410.5319641837313,1.3149608162364461,null,0,97.846690932486837,13]
["High Efficiency Refrigeration Compressor",0.25728807765854128,-420.22320399669616,1.3859176556134871,null,0,94.997267632165475,13]
["High Efficiency Refrigeration Compressor",0.25728807765854128,-420.22320399669616,1.3859176556134871,null,0,94.997267632165475,13]
["High Efficiency Refrigeration Compressor",0.26416252236943555,-410.5319641837313,1.3149608162364461,null,0,97.846690932486837,13]
["High Efficiency Refrigeration Compressor",0.25728807765854128,-420.22320399669616,1.3859176556134871,null,0,94.997267632165475,13]
["High Efficiency Refrigeration Compressor",0.26416252236943555,-410.5319641837313,1.3149608162364461,null,0,97.846690932486837,13]
["High Efficiency Refrigeration Compressor",0.26416252236943555,-410.5319641837313,1.3149608162364461,null,0,97.846690932486837,13]
["High Efficiency Refrigeration Compressor",0.25728807765854128,-420.22320399669616,1.3859176556134871,null,0,94.997267632165475,13]
["High Efficiency Refrigeration Compressor",0.26416252236943555,-410.5319641837313,1.3149608162364461,null,0,97.846690932486837,13]
["High Efficiency Refrigeration Compressor",0.25728807765854128,-420.22320399669616,1.3859176556134871,null,0,94.997267632165475,13]
["High Efficiency Refrigeration Compressor",0.26416252236943555,-410.5319641837313,1.3149608162364461,null,0,97.846690932486837,13]
["High R-Value Glass Doors",0.17337157769863762,-862.60728736295709,1.2891541547048082,null,0,148.94641587767228,12]
["High R-Value Glass Doors",0.17122467418005485,-871.70619129383113,1.3542744137957377,null,0,130.7556430525284,12]
["High R-Value Glass Doors",0.17337157769863762,-862.60728736295709,1.2891541547048082,null,0,148.94641587767228,12]
["High R-Value Glass Doors",0.17122467418005485,-871.70619129383113,1.3542744137957377,null,0,130.7556430525284,12]
["High R-Value Glass Doors",0.17122467418005485,-871.70619129383113,1.3542744137957377,null,0,130.7556430525284,12]
["High R-Value Glass Doors",0.17337157769863762,-862.60728736295709,1.2891541547048082,null,0,148.94641587767228,12]
["High R-Value Glass Doors",0.17122467418005485,-871.70619129383113,1.3542744137957377,null,0,130.7556430525284,12]
["High R-Value Glass Doors",0.17337157769863762,-862.60728736295709,1.2891541547048082,null,0,148.94641587767228,12]
["High R-Value Glass Doors",0.17337157769863762,-862.60728736295709,1.2891541547048082,null,0,148.94641587767228,12]
["High R-Value Glass Doors",0.17122467418005485,-871.70619129383113,1.3542744137957377,null,0,130.7556430525284,12]
["High R-Value Glass Doors",0.17337157769863762,-862.60728736295709,1.2891541547048082,null,0,148.94641587767228,12]
["High R-Value Glass Doors",0.17122467418005485,-871.70619129383113,1.3542744137957377,null,0,130.7556430525284,12]
["High R-Value Glass Doors",0.17337157769863762,-862.60728736295709,1.2891541547048082,null,0,148.94641587767228,12]
["High R-Value Glass Doors",0,-1130.0212038129982,{"$error":"#DIV/0!"},null,0,0,12]
["High R-Value Glass Doors",0,-1130.0212038129982,{"$error":"#DIV/0!"},null,0,0,12]
["High R-Value Glass Doors",0,-1130.0212038129982,{"$error":"#DIV/0!"},null,0,0,12]
["High R-Value Glass Doors",0,-1130.0212038129982,{"$error":"#DIV/0!"},null,0,0,12]
["High R-Value Glass Doors",0,-1130.0212038129982,{"$error":"#DIV/0!"},null,0,0,12]
["High R-Value Glass Doors",0,-1130.0212038129982,{"$error":"#DIV/0!"},null,0,0,12]
["High R-Value Glass Doors",0,-1130.0212038129982,{"$error":"#DIV/0!"},null,0,0,12]
["High R-Value Glass Doors",0,-1130.0212038129982,{"$error":"#DIV/0!"},null,0,0,12]
["High R-Value Glass Doors",0,-1130.0212038129982,{"$error":"#DIV/0!"},null,0,0,12]
["High R-Value Glass Doors",0,-1130.0212038129982,{"$error":"#DIV/0!"},null,0,0,12]
["High R-Value Glass Doors",0,-1130.0212038129982,{"$error":"#DIV/0!"},null,0,0,12]
["High R-Value Glass Doors",0,-1130.0212038129982,{"$error":"#DIV/0!"},null,0,0,12]
["High R-Value Glass Doors",0,-1130.0212038129982,{"$error":"#DIV/0!"},null,0,0,12]
["Night Covers for Display Cases",1.920933370501338E-2,-1986.8211890791399,1.0653505584936154,null,0,419.75075398752989,5]
["Night Covers for Display Cases",1.920933370501338E-2,-1986.8211890791399,1.0653505584936154,null,0,419.75075398752989,5]
["Night Covers for Display Cases",1.920933370501338E-2,-1986.8211890791399,1.0653505584936154,null,0,419.75075398752989,5]
["Night Covers for Display Cases",1.920933370501338E-2,-1986.8211890791399,1.0653505584936154,null,0,419.75075398752989,5]
["Night Covers for Display Cases",1.920933370501338E-2,-1986.8211890791399,1.0653505584936154,null,0,419.75075398752989,5]
["Night Covers for Display Cases",1.920933370501338E-2,-1986.8211890791399,1.0653505584936154,null,0,419.75075398752989,5]
["Night Covers for Display Cases",1.920933370501338E-2,-1986.8211890791399,1.0653505584936154,null,0,419.75075398752989,5]
["Night Covers for Display Cases",1.920933370501338E-2,-1986.8211890791399,1.0653505584936154,null,0,419.75075398752989,5]
["Night Covers for Display Cases",1.920933370501338E-2,-1986.8211890791399,1.0653505584936154,null,0,419.75075398752989,5]
["Night Covers for Display Cases",1.920933370501338E-2,-1986.8211890791399,1.0653505584936154,null,0,419.75075398752989,5]
["Night Covers for Display Cases",1.920933370501338E-2,-1986.8211890791399,1.0653505584936154,null,0,419.75075398752989,5]
["Night Covers for Display Cases",1.920933370501338E-2,-1986.8211890791399,1.0653505584936154,null,0,419.75075398752989,5]
["Night Covers for Display Cases",1.920933370501338E-2,-1986.8211890791399,1.0653505584936154,null,0,419.75075398752989,5]
["Night Covers for Display Cases",1.920933370501338E-2,-1986.8211890791399,1.0653505584936154,null,0,419.75075398752989,5]
["Night Covers for Display Cases",1.920933370501338E-2,-1986.8211890791399,1.0653505584936154,null,0,419.75075398752989,5]
["Night Covers for Display Cases",1.920933370501338E-2,-1986.8211890791399,1.0653505584936154,null,0,419.75075398752989,5]
["Night Covers for Display Cases",1.920933370501338E-2,-1986.8211890791399,1.0653505584936154,null,0,419.75075398752989,5]
["Night Covers for Display Cases",1.920933370501338E-2,-1986.8211890791399,1.0653505584936154,null,0,419.75075398752989,5]
["Night Covers for Display Cases",1.920933370501338E-2,-1986.8211890791399,1.0653505584936154,null,0,419.75075398752989,5]
["Night Covers for Display Cases",1.920933370501338E-2,-1986.8211890791399,1.0653505584936154,null,0,419.75075398752989,5]
["Night Covers for Display Cases",1.920933370501338E-2,-1986.8211890791399,1.0653505584936154,null,0,419.75075398752989,5]
["Night Covers for Display Cases",1.920933370501338E-2,-1986.8211890791399,1.0653505584936154,null,0,419.75075398752989,5]
["Night Covers for Display Cases",1.920933370501338E-2,-1986.8211890791399,1.0653505584936154,null,0,419.75075398752989,5]
["Night Covers for Display Cases",1.920933370501338E-2,-1986.8211890791399,1.0653505584936154,null,0,419.75075398752989,5]
["Night Covers for Display Cases",1.920933370501338E-2,-1986.8211890791399,1.0653505584936154,null,0,419.75075398752989,5]
["Night Covers for Display Cases",1.920933370501338E-2,-1986.8211890791399,1.0653505584936154,null,0,419.75075398752989,5]
["PSC to ECM Evaporator Fan Motor (Reach-In)",1.3748894813521291,419.15446908578048,1.3756735473550734,null,0,28.506212357751231,15]
["PSC to ECM Evaporator Fan Motor (Reach-In)",1.3916024909371452,401.03696271961917,1.443958976357709,null,0,20.398732970745378,15]
["PSC to ECM Evaporator Fan Motor (Reach-In)",1.3748894813521291,419.15446908578048,1.3756735473550734,null,0,28.506212357751231,15]
["PSC to ECM Evaporator Fan Motor (Reach-In)",1.3916024909371452,401.03696271961917,1.443958976357709,null,0,20.398732970745378,15]
["PSC to ECM Evaporator Fan Motor (Reach-In)",1.3916024909371452,401.03696271961917,1.443958976357709,null,0,20.398732970745378,15]
["PSC to ECM Evaporator Fan Motor (Reach-In)",1.3748894813521291,419.15446908578048,1.3756735473550734,null,0,28.506212357751231,15]
["PSC to ECM Evaporator Fan Motor (Reach-In)",1.3916024909371452,401.03696271961917,1.443958976357709,null,0,20.398732970745378,15]
["PSC to ECM Evaporator Fan Motor (Reach-In)",1.3748894813521291,419.15446908578048,1.3756735473550734,null,0,28.506212357751231,15]
["PSC to ECM Evaporator Fan Motor (Reach-In)",1.3748894813521291,419.15446908578048,1.3756735473550734,null,0,28.506212357751231,15]
["PSC to ECM Evaporator Fan Motor (Reach-In)",1.3916024909371452,401.03696271961917,1.443958976357709,null,0,20.398732970745378,15]
["PSC to ECM Evaporator Fan Motor (Reach-In)",1.3748894813521291,419.15446908578048,1.3756735473550734,null,0,28.506212357751231,15]
["PSC to ECM Evaporator Fan Motor (Reach-In)",1.3916024909371452,401.03696271961917,1.443958976357709,null,0,20.398732970745378,15]
["PSC to ECM Evaporator Fan Motor (Reach-In)",1.3748894813521291,419.15446908578048,1.3756735473550734,null,0,28.506212357751231,15]
["PSC to ECM Evaporator Fan Motor (Reach-In)",1.3748894813521291,419.15446908578048,1.3756735473550734,null,0,28.506212357751231,15]
["PSC to ECM Evaporator Fan Motor (Reach-In)",1.3916024909371452,401.03696271961917,1.443958976357709,null,0,20.398732970745378,15]
["PSC to ECM Evaporator Fan Motor (Reach-In)",1.3748894813521291,419.15446908578048,1.3756735473550734,null,0,28.506212357751231,15]
["PSC to ECM Evaporator Fan Motor (Reach-In)",1.3916024909371452,401.03696271961917,1.443958976357709,null,0,20.398732970745378,15]
["PSC to ECM Evaporator Fan Motor (Reach-In)",1.3916024909371452,401.03696271961917,1.443958976357709,null,0,20.398732970745378,15]
["PSC to ECM Evaporator Fan Motor (Reach-In)",1.3748894813521291,419.15446908578048,1.3756735473550734,null,0,28.506212357751231,15]
["PSC to ECM Evaporator Fan Motor (Reach-In)",1.3916024909371452,401.03696271961917,1.443958976357709,null,0,20.398732970745378,15]
["PSC to ECM Evaporator Fan Motor (Reach-In)",1.3748894813521291,419.15446908578048,1.3756735473550734,null,0,28.506212357751231,15]
["PSC to ECM Evaporator Fan Motor (Reach-In)",1.3748894813521291,419.15446908578048,1.3756735473550734,null,0,28.506212357751231,15]
["PSC to ECM Evaporator Fan Motor (Reach-In)",1.3916024909371452,401.03696271961917,1.443958976357709,null,0,20.398732970745378,15]
["PSC to ECM Evaporator Fan Motor (Reach-In)",1.3748894813521291,419.15446908578048,1.3756735473550734,null,0,28.506212357751231,15]
["PSC to ECM Evaporator Fan Motor (Reach-In)",1.3916024909371452,401.03696271961917,1.443958976357709,null,0,20.398732970745378,15]
["PSC to ECM Evaporator Fan Motor (Reach-In)",1.3748894813521291,419.15446908578048,1.3756735473550734,null,0,28.506212357751231,15]
["PSC to ECM Evaporator Fan Motor (Walk-In, Refrigerator)",0.89175169293751388,93.845452844936432,1.3748253564357453,null,0,43.923355463494225,15]
["PSC to ECM Evaporator Fan Motor (Walk-In, Refrigerator)",0.90256571214697479,82.087209914339923,1.4430270836795773,null,0,31.431071516427515,15]
["PSC to ECM Evaporator Fan Motor (Walk-In, Refrigerator)",0.89175169293751388,93.845452844936432,1.3748253564357453,null,0,43.923355463494225,15]
["PSC to ECM Evaporator Fan Motor (Walk-In, Refrigerator)",0.90256571214697479,82.087209914339923,1.4430270836795773,null,0,31.431071516427515,15]
["PSC to ECM Evaporator Fan Motor (Walk-In, Refrigerator)",0.90256571214697479,82.087209914339923,1.4430270836795773,null,0,31.431071516427515,15]
["PSC to ECM Evaporator Fan Motor (Walk-In, Refrigerator)",0.89175169293751388,93.845452844936432,1.3748253564357453,null,0,43.923355463494225,15]
["PSC to ECM Evaporator Fan Motor (Walk-In, Refrigerator)",0.90256571214697479,82.087209914339923,1.4430270836795773,null,0,31.431071516427515,15]
["PSC to ECM Evaporator Fan Motor (Walk-In, Refrigerator)",0.89175169293751388,93.845452844936432,1.3748253564357453,null,0,43.923355463494225,15]
["PSC to ECM Evaporator Fan Motor (Walk-In, Refrigerator)",0.89175169293751388,93.845452844936432,1.3748253564357453,null,0,43.923355463494225,15]
["PSC to ECM Evaporator Fan Motor (Walk-In, Refrigerator)",0.90256571214697479,82.087209914339923,1.4430270836795773,null,0,31.431071516427515,15]
["PSC to ECM Evaporator Fan Motor (Walk-In, Refrigerator)",0.89175169293751388,93.845452844936432,1.3748253564357453,null,0,43.923355463494225,15]
["PSC to ECM Evaporator Fan Motor (Walk-In, Refrigerator)",0.90256571214697479,82.087209914339923,1.4430270836795773,null,0,31.431071516427515,15]
["PSC to ECM Evaporator Fan Motor (Walk-In, Refrigerator)",0.89175169293751388,93.845452844936432,1.3748253564357453,null,0,43.923355463494225,15]
["PSC to ECM Evaporator Fan Motor (Walk-In, Refrigerator)",0.89175169293751388,93.845452844936432,1.3748253564357453,null,0,43.923355463494225,15]
["PSC to ECM Evaporator Fan Motor (Walk-In, Refrigerator)",0.90256571214697479,82.087209914339923,1.4430270836795773,null,0,31.431071516427515,15]
["PSC to ECM Evaporator Fan Motor (Walk-In, Refrigerator)",0.89175169293751388,93.845452844936432,1.3748253564357453,null,0,43.923355463494225,15]
["PSC to ECM Evaporator Fan Motor (Walk-In, Refrigerator)",0.90256571214697479,82.087209914339923,1.4430270836795773,null,0,31.431071516427515,15]
["PSC to ECM Evaporator Fan Motor (Walk-In, Refrigerator)",0.90256571214697479,82.087209914339923,1.4430270836795773,null,0,31.431071516427515,15]
["PSC to ECM Evaporator Fan Motor (Walk-In, Refrigerator)",0.89175169293751388,93.845452844936432,1.3748253564357453,null,0,43.923355463494225,15]
["PSC to ECM Evaporator Fan Motor (Walk-In, Refrigerator)",0.90256571214697479,82.087209914339923,1.4430270836795773,null,0,31.431071516427515,15]
["PSC to ECM Evaporator Fan Motor (Walk-In, Refrigerator)",0.89175169293751388,93.845452844936432,1.3748253564357453,null,0,43.923355463494225,15]
["PSC to ECM Evaporator Fan Motor (Walk-In, Refrigerator)",0.89175169293751388,93.845452844936432,1.3748253564357453,null,0,43.923355463494225,15]
["PSC to ECM Evaporator Fan Motor (Walk-In, Refrigerator)",0.90256571214697479,82.087209914339923,1.4430270836795773,null,0,31.431071516427515,15]
["PSC to ECM Evaporator Fan Motor (Walk-In, Refrigerator)",0.89175169293751388,93.845452844936432,1.3748253564357453,null,0,43.923355463494225,15]
["PSC to ECM Evaporator Fan Motor (Walk-In, Refrigerator)",0.90256571214697479,82.087209914339923,1.4430270836795773,null,0,31.431071516427515,15]
["PSC to ECM Evaporator Fan Motor (Walk-In, Refrigerator)",0.89175169293751388,93.845452844936432,1.3748253564357453,null,0,43.923355463494225,15]
["Refrigerated Display Case Lighting Controls",0.14521124004562155,-237.43262831267188,1.2163980511870978,null,0,89.066699973470477,8]
["Refrigerated Display Case Lighting Controls",0.14521124004562155,-237.43262831267188,1.2163980511870978,null,0,89.066699973470477,8]
["Refrigerated Display Case Lighting Controls",0.14521124004562155,-237.43262831267188,1.2163980511870978,null,0,89.066699973470477,8]
["Refrigerated Display Case Lighting Controls",0.14521124004562155,-237.43262831267188,1.2163980511870978,null,0,89.066699973470477,8]
["Refrigerated Display Case Lighting Controls",0.14521124004562155,-237.43262831267188,1.2163980511870978,null,0,89.066699973470477,8]
["Refrigerated Display Case Lighting Controls",0.14521124004562155,-237.43262831267188,1.2163980511870978,null,0,89.066699973470477,8]
["Refrigerated Display Case Lighting Controls",0.14521124004562155,-237.43262831267188,1.2163980511870978,null,0,89.066699973470477,8]
["Refrigerated Display Case Lighting Controls",0.14521124004562155,-237.43262831267188,1.2163980511870978,null,0,89.066699973470477,8]
["Refrigerated Display Case Lighting Controls",0.14521124004562155,-237.43262831267188,1.2163980511870978,null,0,89.066699973470477,8]
["Refrigerated Display Case Lighting Controls",0.14521124004562155,-237.43262831267188,1.2163980511870978,null,0,89.066699973470477,8]
["Refrigerated Display Case Lighting Controls",0.14521124004562155,-237.43262831267188,1.2163980511870978,null,0,89.066699973470477,8]
["Refrigerated Display Case Lighting Controls",0.14521124004562155,-237.43262831267188,1.2163980511870978,null,0,89.066699973470477,8]
["Refrigerated Display Case Lighting Controls",0.14521124004562155,-237.43262831267188,1.2163980511870978,null,0,89.066699973470477,8]
["Refrigerated Display Case Lighting Controls",5.3565001927481912E-2,-275.95226237628981,1.2091299158097388,null,0,240.0113178232468,8]
["Refrigerated Display Case Lighting Controls",5.3565001927481912E-2,-275.95226237628981,1.2091299158097388,null,0,240.0113178232468,8]
["Refrigerated Display Case Lighting Controls",5.3565001927481912E-2,-275.95226237628981,1.2091299158097388,null,0,240.0113178232468,8]
["Refrigerated Display Case Lighting Controls",5.3565001927481912E-2,-275.95226237628981,1.2091299158097388,null,0,240.0113178232468,8]
["Refrigerated Display Case Lighting Controls",5.3565001927481912E-2,-275.95226237628981,1.2091299158097388,null,0,240.0113178232468,8]
["Refrigerated Display Case Lighting Controls",5.3565001927481912E-2,-275.95226237628981,1.2091299158097388,null,0,240.0113178232468,8]
["Refrigerated Display Case Lighting Controls",5.3565001927481912E-2,-275.95226237628981,1.2091299158097388,null,0,240.0113178232468,8]
["Refrigerated Display Case Lighting Controls",5.3565001927481912E-2,-275.95226237628981,1.2091299158097388,null,0,240.0113178232468,8]
["Refrigerated Display Case Lighting Controls",5.3565001927481912E-2,-275.95226237628981,1.2091299158097388,null,0,240.0113178232468,8]
["Refrigerated Display Case Lighting Controls",5.3565001927481912E-2,-275.95226237628981,1.2091299158097388,null,0,240.0113178232468,8]
["Refrigerated Display Case Lighting Controls",5.3565001927481912E-2,-275.95226237628981,1.2091299158097388,null,0,240.0113178232468,8]
["Refrigerated Display Case Lighting Controls",5.3565001927481912E-2,-275.95226237628981,1.2091299158097388,null,0,240.0113178232468,8]
["Refrigerated Display Case Lighting Controls",5.3565001927481912E-2,-275.95226237628981,1.2091299158097388,null,0,240.0113178232468,8]
["Strip Curtains for Walk-ins",0.17915320864112219,-435.89618242223673,1.0173173160072024,null,0,35.544758161372229,4]
["Strip Curtains for Walk-ins",0.17754786883560278,-441.83888465706411,1.0666789561822576,null,0,29.677213127894117,4]
["Strip Curtains for Walk-ins",0.17915320864112219,-435.89618242223673,1.0173173160072024,null,0,35.544758161372229,4]
["Strip Curtains for Walk-ins",0.17754786883560278,-441.83888465706411,1.0666789561822576,null,0,29.677213127894117,4]
["Strip Curtains for Walk-ins",0.17754786883560278,-441.83888465706411,1.0666789561822576,null,0,29.677213127894117,4]
["Strip Curtains for Walk-ins",0.17915320864112219,-435.89618242223673,1.0173173160072024,null,0,35.544758161372229,4]
["Strip Curtains for Walk-ins",0.17754786883560278,-441.83888465706411,1.0666789561822576,null,0,29.677213127894117,4]
["Strip Curtains for Walk-ins",0.17915320864112219,-435.89618242223673,1.0173173160072024,null,0,35.544758161372229,4]
["Strip Curtains for Walk-ins",0.17915320864112219,-435.89618242223673,1.0173173160072024,null,0,35.544758161372229,4]
["Strip Curtains for Walk-ins",0.17754786883560278,-441.83888465706411,1.0666789561822576,null,0,29.677213127894117,4]
["Strip Curtains for Walk-ins",0.17915320864112219,-435.89618242223673,1.0173173160072024,null,0,35.544758161372229,4]
["Strip Curtains for Walk-ins",0.17754786883560278,-441.83888465706411,1.0666789561822576,null,0,29.677213127894117,4]
["Strip Curtains for Walk-ins",0.17915320864112219,-435.89618242223673,1.0173173160072024,null,0,35.544758161372229,4]
["Strip Curtains for Walk-ins",0.17915320864112219,-435.89618242223673,1.0173173160072024,null,0,35.544758161372229,4]
["Strip Curtains for Walk-ins",0.17754786883560278,-441.83888465706411,1.0666789561822576,null,0,29.677213127894117,4]
["Strip Curtains for Walk-ins",0.17915320864112219,-435.89618242223673,1.0173173160072024,null,0,35.544758161372229,4]
["Strip Curtains for Walk-ins",0.17754786883560278,-441.83888465706411,1.0666789561822576,null,0,29.677213127894117,4]
["Strip Curtains for Walk-ins",0.17754786883560278,-441.83888465706411,1.0666789561822576,null,0,29.677213127894117,4]
["Strip Curtains for Walk-ins",0.17915320864112219,-435.89618242223673,1.0173173160072024,null,0,35.544758161372229,4]
["Strip Curtains for Walk-ins",0.17754786883560278,-441.83888465706411,1.0666789561822576,null,0,29.677213127894117,4]
["Strip Curtains for Walk-ins",0.17915320864112219,-435.89618242223673,1.0173173160072024,null,0,35.544758161372229,4]
["Strip Curtains for Walk-ins",0.17915320864112219,-435.89618242223673,1.0173173160072024,null,0,35.544758161372229,4]
["Strip Curtains for Walk-ins",0.17754786883560278,-441.83888465706411,1.0666789561822576,null,0,29.677213127894117,4]
["Strip Curtains for Walk-ins",0.17915320864112219,-435.89618242223673,1.0173173160072024,null,0,35.544758161372229,4]
["Strip Curtains for Walk-ins",0.17754786883560278,-441.83888465706411,1.0666789561822576,null,0,29.677213127894117,4]
["Strip Curtains for Walk-ins",0.17915320864112219,-435.89618242223673,1.0173173160072024,null,0,35.544758161372229,4]
["CO Sensors for Parking Garage Exhaust",3.3105192260115688,5559.020009604169,1.8268205336257817,null,0,21.257983893366859,15]
["CO Sensors for Parking Garage Exhaust",3.3105192260115688,5559.020009604169,1.8268205336257817,null,0,21.257983893366859,15]
["CO Sensors for Parking Garage Exhaust",3.3105192260115688,5559.020009604169,1.8268205336257817,null,0,21.257983893366859,15]
["CO Sensors for Parking Garage Exhaust",3.3105192260115688,5559.020009604169,1.8268205336257817,null,0,21.257983893366859,15]
["CO Sensors for Parking Garage Exhaust",3.3105192260115688,5559.020009604169,1.8268205336257817,null,0,21.257983893366859,15]
["CO Sensors for Parking Garage Exhaust",3.3105192260115688,5559.020009604169,1.8268205336257817,null,0,21.257983893366859,15]
["CO Sensors for Parking Garage Exhaust",3.3105192260115688,5559.020009604169,1.8268205336257817,null,0,21.257983893366859,15]
["CO Sensors for Parking Garage Exhaust",3.3105192260115688,5559.020009604169,1.8268205336257817,null,0,21.257983893366859,15]
["CO Sensors for Parking Garage Exhaust",3.3105192260115688,5559.020009604169,1.8268205336257817,null,0,21.257983893366859,15]
["CO Sensors for Parking Garage Exhaust",3.3105192260115688,5559.020009604169,1.8268205336257817,null,0,21.257983893366859,15]
["CO Sensors for Parking Garage Exhaust",3.3105192260115688,5559.020009604169,1.8268205336257817,null,0,21.257983893366859,15]
["CO Sensors for Parking Garage Exhaust",3.3105192260115688,5559.020009604169,1.8268205336257817,null,0,21.257983893366859,15]
["CO Sensors for Parking Garage Exhaust",3.3105192260115688,5559.020009604169,1.8268205336257817,null,0,21.257983893366859,15]
["CO Sensors for Parking Garage Exhaust",3.3105192260115688,5559.020009604169,1.8268205336257817,null,0,21.257983893366859,15]
["CO Sensors for Parking Garage Exhaust",3.3105192260115688,5559.020009604169,1.8268205336257817,null,0,21.257983893366859,15]
["CO Sensors for Parking Garage Exhaust",3.3105192260115688,5559.020009604169,1.8268205336257817,null,0,21.257983893366859,15]
["CO Sensors for Parking Garage Exhaust",3.3105192260115688,5559.020009604169,1.8268205336257817,null,0,21.257983893366859,15]
["CO Sensors for Parking Garage Exhaust",3.3105192260115688,5559.020009604169,1.8268205336257817,null,0,21.257983893366859,15]
["CO Sensors for Parking Garage Exhaust",3.3105192260115688,5559.020009604169,1.8268205336257817,null,0,21.257983893366859,15]
["CO Sensors for Parking Garage Exhaust",3.3105192260115688,5559.020009604169,1.8268205336257817,null,0,21.257983893366859,15]
["CO Sensors for Parking Garage Exhaust",3.3105192260115688,5559.020009604169,1.8268205336257817,null,0,21.257983893366859,15]
["CO Sensors for Parking Garage Exhaust",3.3105192260115688,5559.020009604169,1.8268205336257817,null,0,21.257983893366859,15]
["CO Sensors for Parking Garage Exhaust",3.3105192260115688,5559.020009604169,1.8268205336257817,null,0,21.257983893366859,15]
["CO Sensors for Parking Garage Exhaust",3.3105192260115688,5559.020009604169,1.8268205336257817,null,0,21.257983893366859,15]
["CO Sensors for Parking Garage Exhaust",3.3105192260115688,5559.020009604169,1.8268205336257817,null,0,21.257983893366859,15]
["CO Sensors for Parking Garage Exhaust",3.3105192260115688,5559.020009604169,1.8268205336257817,null,0,21.257983893366859,15]
["Demand Controlled Ventilation",1.297333028211715,7269.3395287919166,0.61663228901057121,null,0,7.3806297482487082,10]
["Demand Controlled Ventilation",2.5828894992973979,56205.373828103729,0.61664903533470583,null,0,3.7072413600321319,10]
["Demand Controlled Ventilation",0.58930175773768811,954.33186645997739,0.61660688586340917,null,0,16.247601763939478,10]
["Demand Controlled Ventilation",2.5167009657808732,18144.931337185655,0.6166448145098542,null,0,3.8047147312868885,10]
["Demand Controlled Ventilation",3.7462467687523855,203779.87292338998,0.61664714952271316,null,0,2.5559889906234341,10]
["Demand Controlled Ventilation",2.5803997613946308,18713.360615623758,0.61663718201227424,null,0,3.710747018246622,10]
["Demand Controlled Ventilation",2.1141746112682034,29109.541487539376,0.61664266324197969,null,0,4.5290941356446819,10]
["Demand Controlled Ventilation",1.9179027523844334,25608.209939610195,0.61664501389764925,null,0,4.9926057632284762,10]
["Demand Controlled Ventilation",2.0094412112118012,13620.292055720654,0.61665414881281388,null,0,4.7652422620864128,10]
["Demand Controlled Ventilation",0.63540201480383041,1364.9817071388848,0.61666720612854586,null,0,15.070265304794983,10]
["Demand Controlled Ventilation",1.421611653484907,8377.334297601883,0.61665649695066249,null,0,6.7356725878807824,10]
["Demand Controlled Ventilation",2.6562899731646259,38780.050112320976,0.61664307520236439,null,0,3.6047654161727745,10]
["Demand Controlled Ventilation",0.52775074137002898,405.06065298722092,0.61663957945333292,null,0,18.143504494856042,10]
["Demand Controlled Ventilation",1.297333028211715,7269.3395287919166,0.61663228901057121,null,0,7.3806297482487082,10]
["Demand Controlled Ventilation",2.5828894992973979,56205.373828103729,0.61664903533470583,null,0,3.7072413600321319,10]
["Demand Controlled Ventilation",0.58930175773768811,954.33186645997739,0.61660688586340917,null,0,16.247601763939478,10]
["Demand Controlled Ventilation",2.5167009657808732,18144.931337185655,0.6166448145098542,null,0,3.8047147312868885,10]
["Demand Controlled Ventilation",3.7462467687523855,203779.87292338998,0.61664714952271316,null,0,2.5559889906234341,10]
["Demand Controlled Ventilation",2.5803997613946308,18713.360615623758,0.61663718201227424,null,0,3.710747018246622,10]
["Demand Controlled Ventilation",2.1141746112682034,29109.541487539376,0.61664266324197969,null,0,4.5290941356446819,10]
["Demand Controlled Ventilation",1.9179027523844334,25608.209939610195,0.61664501389764925,null,0,4.9926057632284762,10]
["Demand Controlled Ventilation",2.0094412112118012,13620.292055720654,0.61665414881281388,null,0,4.7652422620864128,10]
["Demand Controlled Ventilation",0.63540201480383041,1364.9817071388848,0.61666720612854586,null,0,15.070265304794983,10]
["Demand Controlled Ventilation",1.421611653484907,8377.334297601883,0.61665649695066249,null,0,6.7356725878807824,10]
["Demand Controlled Ventilation",2.6562899731646259,38780.050112320976,0.61664307520236439,null,0,3.6047654161727745,10]
["Demand Controlled Ventilation",0.52775074137002898,405.06065298722092,0.61663957945333292,null,0,18.143504494856042,10]
["VAV System",5.7960821963601861,101846.64844284677,1.0640848408320274,null,0,1.7712950447785274,10]
["VAV System",5.7960794313577289,401382.74072680785,1.0640843332137606,null,0,1.7712950447785276,10]
["VAV System",5.7960498886994838,24906.016386318181,1.0640789095683161,null,0,1.7712950447785276,10]
["VAV System",5.7960688039106056,106358.31181860444,1.0640823821535446,null,0,1.7712950447785272,10]
["VAV System",5.79607756899797,1108236.8745674563,1.0640839913088802,null,0,1.7712950447785276,10]
["VAV System",5.796072405672632,109051.63671390823,1.0640830433899184,null,0,1.7712950447785274,10]
["VAV System",5.796077473639305,178694.91057219903,1.0640839738022774,null,0,1.7712950447785274,10]
["VAV System",5.7960731860087362,162104.94277416082,1.0640831866494149,null,0,1.7712950447785276,10]
["VAV System",5.796072856155571,84919.719400346148,1.0640831260926904,null,0,1.7712950447785276,10]
["VAV System",5.796059216265931,26851.752612629527,1.0640806219874515,null,0,1.7712950447785278,10]
["VAV System",5.7960724753215072,60492.138566728965,1.0640830561765404,null,0,1.7712950447785276,10]
["VAV System",5.796080938131321,275195.47521723411,1.0640846098376733,null,0,1.7712950447785276,10]
["VAV System",5.7960888913445974,84914.220377026941,1.0640860699435513,null,0,1.7712950447785276,10]
["VAV System",5.7960821963601861,101846.64844284677,1.0640848408320274,null,0,1.7712950447785274,10]
["VAV System",5.7960794313577289,401382.74072680785,1.0640843332137606,null,0,1.7712950447785276,10]
["VAV System",5.7960498886994838,24906.016386318181,1.0640789095683161,null,0,1.7712950447785276,10]
["VAV System",5.7960688039106056,106358.31181860444,1.0640823821535446,null,0,1.7712950447785272,10]
["VAV System",5.79607756899797,1108236.8745674563,1.0640839913088802,null,0,1.7712950447785276,10]
["VAV System",5.796072405672632,109051.63671390823,1.0640830433899184,null,0,1.7712950447785274,10]
["VAV System",5.796077473639305,178694.91057219903,1.0640839738022774,null,0,1.7712950447785274,10]
["VAV System",5.7960731860087362,162104.94277416082,1.0640831866494149,null,0,1.7712950447785276,10]
["VAV System",5.796072856155571,84919.719400346148,1.0640831260926904,null,0,1.7712950447785276,10]
["VAV System",5.796059216265931,26851.752612629527,1.0640806219874515,null,0,1.7712950447785278,10]
["VAV System",5.7960724753215072,60492.138566728965,1.0640830561765404,null,0,1.7712950447785276,10]
["VAV System",5.796080938131321,275195.47521723411,1.0640846098376733,null,0,1.7712950447785276,10]
["VAV System",5.7960888913445974,84914.220377026941,1.0640860699435513,null,0,1.7712950447785276,10]
["ENERGY STAR certified buildings program",0.44986562929139667,-28315.812416992187,0.83497879625794336,null,0,48.301523618197784,25]
["ENERGY STAR certified buildings program",0.62806700520394854,-66797.024891969093,1.0791570632824328,null,0,48.066826503438733,25]
["ENERGY STAR certified buildings program",4.3308461859286513,159010.13645990065,0.86680342917825193,null,0,4.2733169483115283,25]
["ENERGY STAR certified buildings program",1.5175311513177623,181013.16109522583,0.8349834325664508,null,0,14.318859914691922,25]
["ENERGY STAR certified buildings program",1.6677614675041068,1550830.0005438663,1.0791565737340933,null,0,18.101613848797143,25]
["ENERGY STAR certified buildings program",1.710953926941613,224713.62160068963,0.83498268903132877,null,0,12.700106227433494,25]
["ENERGY STAR certified buildings program",0.99915458549016944,110299.37973839666,0.86680281555857097,null,0,18.522724685705779,25]
["ENERGY STAR certified buildings program",1.1685417064096493,1605567.3637808743,0.83498384668834158,null,0,18.595251354465116,25]
["ENERGY STAR certified buildings program",1.5658000199760806,152127.9718284822,0.83498296910852632,null,0,13.877445161461718,25]
["ENERGY STAR certified buildings program",4.1857509443908105,164689.00277376975,0.86680085604589774,null,0,4.4214344603647602,25]
["ENERGY STAR certified buildings program",0.81152862479736687,17692.581590991034,0.86679760806538786,null,0,22.805054011716436,25]
["ENERGY STAR certified buildings program",0.57149133845735067,-14441.885390851879,0.83498380875137901,null,0,38.022143643085904,25]
["ENERGY STAR certified buildings program",0.18398916271356067,-65475.979699593241,0.83497587084111236,null,0,118.09999495481586,25]
["ENERGY STAR certified buildings program",0.44986562929139667,-28315.812416992187,0.83497879625794336,null,0,48.301523618197784,25]
["ENERGY STAR certified buildings program",0.62806700520394854,-66797.024891969093,1.0791570632824328,null,0,48.066826503438733,25]
["ENERGY STAR certified buildings program",4.3308461859286513,159010.13645990065,0.86680342917825193,null,0,4.2733169483115283,25]
["ENERGY STAR certified buildings program",1.5175311513177623,181013.16109522583,0.8349834325664508,null,0,14.318859914691922,25]
["ENERGY STAR certified buildings program",1.6677614675041068,1550830.0005438663,1.0791565737340933,null,0,18.101613848797143,25]
["ENERGY STAR certified buildings program",1.710953926941613,224713.62160068963,0.83498268903132877,null,0,12.700106227433494,25]
["ENERGY STAR certified buildings program",0.99915458549016944,110299.37973839666,0.86680281555857097,null,0,18.522724685705779,25]
["ENERGY STAR certified buildings program",1.1685417064096493,1605567.3637808743,0.83498384668834158,null,0,18.595251354465116,25]
["ENERGY STAR certified buildings program",1.5658000199760806,152127.9718284822,0.83498296910852632,null,0,13.877445161461718,25]
["ENERGY STAR certified buildings program",4.1857509443908105,164689.00277376975,0.86680085604589774,null,0,4.4214344603647602,25]
["ENERGY STAR certified buildings program",0.81152862479736687,17692.581590991034,0.86679760806538786,null,0,22.805054011716436,25]
["ENERGY STAR certified buildings program",0.57149133845735067,-14441.885390851879,0.83498380875137901,null,0,38.022143643085904,25]
["ENERGY STAR certified buildings program",0.18398916271356067,-65475.979699593241,0.83497587084111236,null,0,118.09999495481586,25]
["Retro-Commissioning",0.59087880710705964,4067.1731774900727,0.60745178471891259,null,0,6.6701394120152768,5]
["Retro-Commissioning",0.95659771456730402,43556.063534692068,0.76313446356553316,null,0,5.5640601297131536,5]
["Retro-Commissioning",6.7409596157616489,50453.292001995826,0.62641549213711112,null,0,0.49466516097756957,5]
["Retro-Commissioning",2.3778050661438339,69448.294609668126,0.6074485722727837,null,0,1.6575047434558523,5]
["Retro-Commissioning",2.5401389064620088,617957.09895742964,0.76313432377766055,null,0,2.09538392380512,5]
["Retro-Commissioning",2.6808844010636719,82545.485738139672,0.60744957799552601,null,0,1.4701229563917473,5]
["Retro-Commissioning",1.5551811944857548,61137.338816246753,0.6264142427721654,null,0,2.1441303654595791,5]
["Retro-Commissioning",1.8309775155884842,708409.20614713477,0.60744905857932785,null,0,2.1525257944603529,5]
["Retro-Commissioning",2.4534412621839308,57653.056215601151,0.60744926368549945,null,0,1.6064079963481175,5]
["Retro-Commissioning",6.5151138301457552,52426.197688732835,0.62641339032215759,null,0,0.51181096325915776,5]
["Retro-Commissioning",1.2631489579258908,14960.992089510033,0.62641398070083742,null,0,2.6398389571669933,5]
["Retro-Commissioning",0.89546483866280135,39745.814183786038,0.6074491241555523,null,0,4.4013193893079965,5]
["Retro-Commissioning",0.28829695852129889,-5423.5194958026304,0.60745469112940531,null,0,13.67084445316066,5]
["Retro-Commissioning",0.59087880710705964,4067.1731774900727,0.60745178471891259,null,0,6.6701394120152768,5]
["Retro-Commissioning",0.95659771456730402,43556.063534692068,0.76313446356553316,null,0,5.5640601297131536,5]
["Retro-Commissioning",6.7409596157616489,50453.292001995826,0.62641549213711112,null,0,0.49466516097756957,5]
["Retro-Commissioning",2.3778050661438339,69448.294609668126,0.6074485722727837,null,0,1.6575047434558523,5]
["Retro-Commissioning",2.5401389064620088,617957.09895742964,0.76313432377766055,null,0,2.09538392380512,5]
["Retro-Commissioning",2.6808844010636719,82545.485738139672,0.60744957799552601,null,0,1.4701229563917473,5]
["Retro-Commissioning",1.5551811944857548,61137.338816246753,0.6264142427721654,null,0,2.1441303654595791,5]
["Retro-Commissioning",1.8309775155884842,708409.20614713477,0.60744905857932785,null,0,2.1525257944603529,5]
["Retro-Commissioning",2.4534412621839308,57653.056215601151,0.60744926368549945,null,0,1.6064079963481175,5]
["Retro-Commissioning",6.5151138301457552,52426.197688732835,0.62641339032215759,null,0,0.51181096325915776,5]
["Retro-Commissioning",1.2631489579258908,14960.992089510033,0.62641398070083742,null,0,2.6398389571669933,5]
["Retro-Commissioning",0.89546483866280135,39745.814183786038,0.6074491241555523,null,0,4.4013193893079965,5]
["Retro-Commissioning",0.28829695852129889,-5423.5194958026304,0.60745469112940531,null,0,13.67084445316066,5]

{"sheet":"Industrial","index":25,"n_rows":322,"n_cols":41,"rows_kept":322,"cut":false,"hidden":false,"merged":[]}
[null,null,null,null,null,null,null,null,null,0,"Incentive %",null,null,null,"Participation"]
["(1)                                                                                           Measure","(2)                                       Summer Peak Per Cust (KW)","(3)                            Winter Peak Per Cust (KW)","Blended (Do not use)","(4)                    Annual energy Per Cust","(5 )service Life(Yrs)","(6)                         Utility Non Recurring","(7) Measure cost","O&M","Incentive","Adj. Factor",2020,{"$f":"L2+1","v":2021},{"$f":"M2+1","v":2022},{"$f":"N2+1","v":2023},2024,2025,2026,2027,2028,2029,2030,2031,2032,2033,2034,2035,2036,2037,2038,2039,2040,2041,2042,2043,2044,2045,2046,2047,2048,2049]
["Process Other Systems Optimization",0.29234520997353081,0.2851369613617834,null,2123.4876964275918,5.3333333333333304,null,49.218822772421383,null,null,1,1000,1000,1000,0,0,0,0,0,0,0,0,0,0,0,0,0,0,0,0,0,0,0,0,0,0,0,0,0,0,0]
["Plant Energy Management",43.409605908097774,42.48176292232732,null,317412.43634126394,10.5,null,38325.355503188883,null,null,1,1000,1000,1000,0,0,0,0,0,0,0,0,0,0,0,0,0,0,0,0,0,0,0,0,0,0,0,0,0,0,0]
["Process Heat System Optimization",0.27983248939657951,0.27293276234650288,null,2032.5999127816824,2,null,3517.6976107829173,null,null,1,1000,1000,1000,0,0,0,0,0,0,0,0,0,0,0,0,0,0,0,0,0,0,0,0,0,0,0,0,0,0,0]
["Process Heat Improved Controls",2.6951980263038362E-2,2.6287435171526589E-2,null,195.76923626729896,15,null,175.68933792368159,null,null,1,1000,1000,1000,0,0,0,0,0,0,0,0,0,0,0,0,0,0,0,0,0,0,0,0,0,0,0,0,0,0,0]
["Process Refrig System Optimization",2.3753041446910412,2.3167371416435238,null,17253.332548125465,4.6666666666666696,null,3617.9115413177847,null,null,1,1000,1000,1000,0,0,0,0,0,0,0,0,0,0,0,0,0,0,0,0,0,0,0,0,0,0,0,0,0,0,0]
["Process Refrig Controls",7.1425418247644173E-2,6.9664307908351555E-2,null,518.80787400210761,15,null,230.1763067422915,null,null,1,1000,1000,1000,0,0,0,0,0,0,0,0,0,0,0,0,0,0,0,0,0,0,0,0,0,0,0,0,0,0,0]
["Process Refrig Equipment Upgrade",0.97196484985617526,0.94799946906448285,null,7059.9939031549484,10,null,1297.8042287755143,null,null,1,1000,1000,1000,0,0,0,0,0,0,0,0,0,0,0,0,0,0,0,0,0,0,0,0,0,0,0,0,0,0,0]
["Pump System Optimization",2.990125507894934,2.9111498527499666,null,22204.824344150813,10,null,1230.4215445461848,null,null,1,1000,1000,1000,0,0,0,0,0,0,0,0,0,0,0,0,0,0,0,0,0,0,0,0,0,0,0,0,0,0,0]
["Pump Improved Controls",0.4915944043432699,0.47861033727113478,null,3650.6050893811885,15,null,232.92388935010496,null,null,1,1000,1000,1000,0,0,0,0,0,0,0,0,0,0,0,0,0,0,0,0,0,0,0,0,0,0,0,0,0,0,0]
["Motor Optimization",4.7779606553089984,4.651764423072728,null,35481.379224476324,10,null,4560.1127496065483,null,null,1,1000,1000,1000,0,0,0,0,0,0,0,0,0,0,0,0,0,0,0,0,0,0,0,0,0,0,0,0,0,0,0]
["Motor Improved Controls",0.48867116703073887,0.47576430895243754,null,3628.8969801832181,15,null,231.53882109401343,null,null,1,1000,1000,1000,0,0,0,0,0,0,0,0,0,0,0,0,0,0,0,0,0,0,0,0,0,0,0,0,0,0,0]
["Pump Equipment Upgrade",1.1318748649533394,1.1019796118056737,null,8405.3604069423054,15,null,2496.6146585527918,null,null,1,1000,1000,1000,0,0,0,0,0,0,0,0,0,0,0,0,0,0,0,0,0,0,0,0,0,0,0,0,0,0,0]
["Motor Equipment Upgrades",1.2275225090251942,1.1951009955805267,null,9115.6446842877685,10,null,1443.4228605304088,null,null,1,1000,1000,1000,0,0,0,0,0,0,0,0,0,0,0,0,0,0,0,0,0,0,0,0,0,0,0,0,0,0,0]
["Fan Improved Controls",2.7487141670239579,2.6761147053713272,null,20412.091428902797,15,null,502.18822796989707,null,null,1,1000,1000,1000,0,0,0,0,0,0,0,0,0,0,0,0,0,0,0,0,0,0,0,0,0,0,0,0,0,0,0]
["Fan Equipment Upgrades",0.72857968319662614,0.70933632446340866,null,5410.469842614576,15,null,1169.4529046511998,null,null,1,1000,1000,1000,0,0,0,0,0,0,0,0,0,0,0,0,0,0,0,0,0,0,0,0,0,0,0,0,0,0,0]
["Lighting Controls",0.74324670967042261,0.72245581064055941,null,5207.0967720441995,10,null,658.38711876764808,null,null,1,1000,1000,1000,0,0,0,0,0,0,0,0,0,0,0,0,0,0,0,0,0,0,0,0,0,0,0,0,0,0,0]
["Efficient Lighting - Other Interior Lighting",8.9343299426400069,8.6844092240951785,null,62592.837612867195,14.46666667,null,24935.296984969558,null,null,1,1000,1000,1000,0,0,0,0,0,0,0,0,0,0,0,0,0,0,0,0,0,0,0,0,0,0,0,0,0,0,0]
["Efficient Lighting - High Bay",24.43358676977811,23.750104113402649,null,171178.76089191175,13.66666667,null,36950.53666630479,null,null,1,1000,1000,1000,0,0,0,0,0,0,0,0,0,0,0,0,0,0,0,0,0,0,0,0,0,0,0,0,0,0,0]
["HVAC Recommissioning",66.436289056267981,64.82444686770036,null,466371.18425150355,10,null,37626.572464490135,null,null,1,1000,1000,1000,0,0,0,0,0,0,0,0,0,0,0,0,0,0,0,0,0,0,0,0,0,0,0,0,0,0,0]
["HVAC Improved Controls",8.1782513569142115,7.9798349379203639,null,57409.900893173115,15,null,507.30902520068071,null,null,1,1000,1000,1000,0,0,0,0,0,0,0,0,0,0,0,0,0,0,0,0,0,0,0,0,0,0,0,0,0,0,0]
["Building Envelope Improvements",1.7766861782082677,1.7335811556586844,null,12472.027693667416,25,null,2011.7592976345272,null,null,1,1000,1000,1000,0,0,0,0,0,0,0,0,0,0,0,0,0,0,0,0,0,0,0,0,0,0,0,0,0,0,0]
["HVAC Equipment Upgrades",5.1233929352089111,4.999091879281707,null,35965.326548499273,18,null,4477.7265287806422,null,null,1,1000,1000,1000,0,0,0,0,0,0,0,0,0,0,0,0,0,0,0,0,0,0,0,0,0,0,0,0,0,0,0]
["Lighting Controls -  Exterior",0,0,null,1268.147707323119,10,null,160.34503519866209,null,null,1,1000,1000,1000,0,0,0,0,0,0,0,0,0,0,0,0,0,0,0,0,0,0,0,0,0,0,0,0,0,0,0]
["Efficient Lighting - Exterior",0,0,null,7154.6967839255949,13.6,null,818.48275493188055,null,null,1,1000,1000,1000,0,0,0,0,0,0,0,0,0,0,0,0,0,0,0,0,0,0,0,0,0,0,0,0,0,0,0]
["Compressed Air System Optimization",1.8838515123268749,1.8340949362269658,null,13989.577297419231,10,null,694.16072386138876,null,null,1,1000,1000,1000,0,0,0,0,0,0,0,0,0,0,0,0,0,0,0,0,0,0,0,0,0,0,0,0,0,0,0]
["Compressed Air Controls",13.162306074457858,12.814661220519699,null,97743.955421136634,12.5,null,23969.157802745987,null,null,1,1000,1000,1000,0,0,0,0,0,0,0,0,0,0,0,0,0,0,0,0,0,0,0,0,0,0,0,0,0,0,0]
["Compressed Air Equipment",17.381648195839713,16.922561428364126,null,129077.00495560883,15,null,29744.074911568088,null,null,1,1000,1000,1000,0,0,0,0,0,0,0,0,0,0,0,0,0,0,0,0,0,0,0,0,0,0,0,0,0,0,0]
["Process Other Systems Optimization",5.3578812251641637,5.2257739130358285,null,38917.671548600425,5.3333333333333304,null,902.04524466440012,null,null,1,1000,1000,1000,0,0,0,0,0,0,0,0,0,0,0,0,0,0,0,0,0,0,0,0,0,0,0,0,0,0,0]
["Plant Energy Management",40.457306983966774,39.503534972277954,null,297677.8774711772,10.5,null,6899.6654818751003,null,null,1,1000,1000,1000,0,0,0,0,0,0,0,0,0,0,0,0,0,0,0,0,0,0,0,0,0,0,0,0,0,0,0]
["Process Heat System Optimization",1.9290832470611106,1.8815185490151523,null,14012.148654290413,2,null,5147.2669304444116,null,null,1,1000,1000,1000,0,0,0,0,0,0,0,0,0,0,0,0,0,0,0,0,0,0,0,0,0,0,0,0,0,0,0]
["Process Heat Improved Controls",0.46655156773004508,0.45504797685300236,null,3388.8583770996474,15,null,2077.2572651361911,null,null,1,1000,1000,1000,0,0,0,0,0,0,0,0,0,0,0,0,0,0,0,0,0,0,0,0,0,0,0,0,0,0,0]
["Process Heat Equipment Upgrade",13.814609111621209,13.473987361876475,null,100344.22141597662,10,null,23279.858698636628,null,null,1,1000,1000,1000,0,0,0,0,0,0,0,0,0,0,0,0,0,0,0,0,0,0,0,0,0,0,0,0,0,0,0]
["Process Refrig System Optimization",15.769672823794892,15.380845785205407,null,114545.08257908157,4.6666666666666696,null,2391.7736218046571,null,null,1,1000,1000,1000,0,0,0,0,0,0,0,0,0,0,0,0,0,0,0,0,0,0,0,0,0,0,0,0,0,0,0]
["Process Refrig Controls",0.87044209704340447,0.8489799255298448,null,6322.5701002306669,15,null,2011.901458453686,null,null,1,1000,1000,1000,0,0,0,0,0,0,0,0,0,0,0,0,0,0,0,0,0,0,0,0,0,0,0,0,0,0,0]
["Process Refrig Equipment Upgrade",5.5623890648968244,5.4252392779765213,null,40403.141009634557,10,null,6731.9805847014477,null,null,1,1000,1000,1000,0,0,0,0,0,0,0,0,0,0,0,0,0,0,0,0,0,0,0,0,0,0,0,0,0,0,0]
["Pump System Optimization",58.337129217263914,56.7963199813153,null,433214.49336864741,10,null,41880.099791258683,null,null,1,1000,1000,1000,0,0,0,0,0,0,0,0,0,0,0,0,0,0,0,0,0,0,0,0,0,0,0,0,0,0,0]
["Pump Improved Controls",1.6572616557054161,1.6134898057745712,null,12306.909479241949,15,null,785.23235233603975,null,null,1,1000,1000,1000,0,0,0,0,0,0,0,0,0,0,0,0,0,0,0,0,0,0,0,0,0,0,0,0,0,0,0]
["Motor Optimization",20.355666605866624,19.818029606394109,null,151162.21717046632,10,null,14101.940589521631,null,null,1,1000,1000,1000,0,0,0,0,0,0,0,0,0,0,0,0,0,0,0,0,0,0,0,0,0,0,0,0,0,0,0]
["Motor Improved Controls",2.766143326925671,2.6930835236190762,null,20541.521258206554,15,null,2177.0703416446136,null,null,1,1000,1000,1000,0,0,0,0,0,0,0,0,0,0,0,0,0,0,0,0,0,0,0,0,0,0,0,0,0,0,0]
["Pump Equipment Upgrade",4.1724264512679579,4.0622236816306856,null,30984.651378235383,15,null,7026.7929994148799,null,null,1,1000,1000,1000,0,0,0,0,0,0,0,0,0,0,0,0,0,0,0,0,0,0,0,0,0,0,0,0,0,0,0]
["Motor Equipment Upgrades",4.2143699710159588,4.1030593826792909,null,31296.1260925645,10,null,6710.9365890124309,null,null,1,1000,1000,1000,0,0,0,0,0,0,0,0,0,0,0,0,0,0,0,0,0,0,0,0,0,0,0,0,0,0,0]
["Fan System Optimization",92.135584197847663,89.702084966803,null,684203.54181026283,10,null,56135.958804714246,null,null,1,1000,1000,1000,0,0,0,0,0,0,0,0,0,0,0,0,0,0,0,0,0,0,0,0,0,0,0,0,0,0,0]
["Fan Improved Controls",29.70393989785337,28.919394865336916,null,220582.97085508925,15,null,5426.8898236072191,null,null,1,1000,1000,1000,0,0,0,0,0,0,0,0,0,0,0,0,0,0,0,0,0,0,0,0,0,0,0,0,0,0,0]
["Fan Equipment Upgrades",1.2274473958457113,1.1950278663019012,null,9115.0868899905236,15,null,2069.9798632286593,null,null,1,1000,1000,1000,0,0,0,0,0,0,0,0,0,0,0,0,0,0,0,0,0,0,0,0,0,0,0,0,0,0,0]
["Lighting Controls",2.4463920558892838,2.3779589373033874,null,17139.127575854771,10,null,2427.063496741479,null,null,1,1000,1000,1000,0,0,0,0,0,0,0,0,0,0,0,0,0,0,0,0,0,0,0,0,0,0,0,0,0,0,0]
["Efficient Lighting - Other Interior Lighting",20.361345607546458,19.791776075477674,null,142649.13064269794,14.46666667,null,56827.562699118789,null,null,1,1000,1000,1000,0,0,0,0,0,0,0,0,0,0,0,0,0,0,0,0,0,0,0,0,0,0,0,0,0,0,0]
["Efficient Lighting - High Bay",9.7254548675663663,9.4534039488872583,null,68135.36338428226,13.66666667,null,14707.656001150783,null,null,1,1000,1000,1000,0,0,0,0,0,0,0,0,0,0,0,0,0,0,0,0,0,0,0,0,0,0,0,0,0,0,0]
["HVAC Improved Controls",3.1911931700398912,3.1137701252490735,null,22401.620545457015,15,null,387.84325807547441,null,null,1,1000,1000,1000,0,0,0,0,0,0,0,0,0,0,0,0,0,0,0,0,0,0,0,0,0,0,0,0,0,0,0]
["Building Envelope Improvements",1.7379028370585257,1.695738755467066,null,12199.775390021796,25,null,1363.7135137064461,null,null,1,1000,1000,1000,0,0,0,0,0,0,0,0,0,0,0,0,0,0,0,0,0,0,0,0,0,0,0,0,0,0,0]
["HVAC Equipment Upgrades",10.554648479275135,10.29857716725486,null,74091.795019870551,18,null,7049.155126858549,null,null,1,1000,1000,1000,0,0,0,0,0,0,0,0,0,0,0,0,0,0,0,0,0,0,0,0,0,0,0,0,0,0,0]
["Lighting Controls -  Exterior",0,0,null,2235.3812726439537,10,null,316.55125175547761,null,null,1,1000,1000,1000,0,0,0,0,0,0,0,0,0,0,0,0,0,0,0,0,0,0,0,0,0,0,0,0,0,0,0]
["Efficient Lighting - Exterior",0,0,null,12611.681697643846,13.6,null,1442.7507378703563,null,null,1,1000,1000,1000,0,0,0,0,0,0,0,0,0,0,0,0,0,0,0,0,0,0,0,0,0,0,0,0,0,0,0]
["Compressed Air System Optimization",5.9642823580709772,5.8067528144265577,null,44291.064622608188,10,null,2347.9850773690791,null,null,1,1000,1000,1000,0,0,0,0,0,0,0,0,0,0,0,0,0,0,0,0,0,0,0,0,0,0,0,0,0,0,0]
["Compressed Air Controls",23.670695166506881,23.045501122452261,null,175779.78813546628,12.5,null,32006.446328378133,null,null,1,1000,1000,1000,0,0,0,0,0,0,0,0,0,0,0,0,0,0,0,0,0,0,0,0,0,0,0,0,0,0,0]
["Compressed Air Equipment",61.785823422872504,60.153926744753498,null,458824.67222235736,15,null,61911.838305337835,null,null,1,1000,1000,1000,0,0,0,0,0,0,0,0,0,0,0,0,0,0,0,0,0,0,0,0,0,0,0,0,0,0,0]
["Process Other Systems Optimization",7.2372475450661238,7.0588013869289075,null,52568.694795239382,5.3333333333333304,null,1719.8643698423227,null,null,1,1000,1000,1000,0,0,0,0,0,0,0,0,0,0,0,0,0,0,0,0,0,0,0,0,0,0,0,0,0,0,0]
["Plant Energy Management",5.0092716992686652,4.8973057385620251,null,36716.314333298535,10.5,null,851.02153926643041,null,null,1,1000,1000,1000,0,0,0,0,0,0,0,0,0,0,0,0,0,0,0,0,0,0,0,0,0,0,0,0,0,0,0]
["Process Heat System Optimization",0.26312764148204743,0.25663979973975565,null,1911.2620635300573,2,null,592.01853281123681,null,null,1,1000,1000,1000,0,0,0,0,0,0,0,0,0,0,0,0,0,0,0,0,0,0,0,0,0,0,0,0,0,0,0]
["Process Heat Improved Controls",0.41626363818054507,0.40599997833707618,null,3023.5854188498811,15,null,2911.8225107291942,null,null,1,1000,1000,1000,0,0,0,0,0,0,0,0,0,0,0,0,0,0,0,0,0,0,0,0,0,0,0,0,0,0,0]
["Process Refrig System Optimization",14.135084633684901,13.786561036541249,null,102672.03731612451,4.6666666666666696,null,11600.878241561733,null,null,1,1000,1000,1000,0,0,0,0,0,0,0,0,0,0,0,0,0,0,0,0,0,0,0,0,0,0,0,0,0,0,0]
["Process Refrig Controls",4.5992669231753558,4.4858644856357222,null,33407.377274399412,15,null,2215.8991636259316,null,null,1,1000,1000,1000,0,0,0,0,0,0,0,0,0,0,0,0,0,0,0,0,0,0,0,0,0,0,0,0,0,0,0]
["Process Refrig Equipment Upgrade",1.2527204286720151,1.2218325605530191,null,9099.2987967525623,10,null,1880.8960849112359,null,null,1,1000,1000,1000,0,0,0,0,0,0,0,0,0,0,0,0,0,0,0,0,0,0,0,0,0,0,0,0,0,0,0]
["Pump System Optimization",2.0439397204508611,1.9899548699577223,null,15178.400486137327,10,null,1007.2148591650382,null,null,1,1000,1000,1000,0,0,0,0,0,0,0,0,0,0,0,0,0,0,0,0,0,0,0,0,0,0,0,0,0,0,0]
["Pump Improved Controls",0.18447839931599122,0.17960592743893875,null,1369.9459909913692,15,null,87.40829002552637,null,null,1,1000,1000,1000,0,0,0,0,0,0,0,0,0,0,0,0,0,0,0,0,0,0,0,0,0,0,0,0,0,0,0]
["Motor Optimization",0.46498813457913629,0.45270679639916234,null,3453.025574740147,10,null,1574.8260250910234,null,null,1,1000,1000,1000,0,0,0,0,0,0,0,0,0,0,0,0,0,0,0,0,0,0,0,0,0,0,0,0,0,0,0]
["Motor Improved Controls",2.6797482827946073,2.6089703586912485,null,19899.947259365959,15,null,2063.7576154512044,null,null,1,1000,1000,1000,0,0,0,0,0,0,0,0,0,0,0,0,0,0,0,0,0,0,0,0,0,0,0,0,0,0,0]
["Pump Equipment Upgrade",1.9684400524213252,1.9164493107808469,null,14617.736105257281,15,null,1946.4205591231068,null,null,1,1000,1000,1000,0,0,0,0,0,0,0,0,0,0,0,0,0,0,0,0,0,0,0,0,0,0,0,0,0,0,0]
["Motor Equipment Upgrades",0.58068706489322341,0.56534986875778892,null,4312.211725170032,10,null,718.85548549625548,null,null,1,1000,1000,1000,0,0,0,0,0,0,0,0,0,0,0,0,0,0,0,0,0,0,0,0,0,0,0,0,0,0,0]
["Fan System Optimization",16.913639817473904,16.466914159322048,null,125601.55089665203,10,null,4435.8423669945769,null,null,1,1000,1000,1000,0,0,0,0,0,0,0,0,0,0,0,0,0,0,0,0,0,0,0,0,0,0,0,0,0,0,0]
["Fan Improved Controls",17.315426303014213,16.858088598364592,null,128585.23780602096,15,null,4285.6708908349083,null,null,1,1000,1000,1000,0,0,0,0,0,0,0,0,0,0,0,0,0,0,0,0,0,0,0,0,0,0,0,0,0,0,0]
["Fan Equipment Upgrades",0.63587617218485104,0.6190813128531012,null,4722.0488473528458,15,null,861.28434436956411,null,null,1,1000,1000,1000,0,0,0,0,0,0,0,0,0,0,0,0,0,0,0,0,0,0,0,0,0,0,0,0,0,0,0]
["Lighting Controls",0.40874439719557115,0.39731055782494851,null,2863.6139299856341,10,null,400.66763340492827,null,null,1,1000,1000,1000,0,0,0,0,0,0,0,0,0,0,0,0,0,0,0,0,0,0,0,0,0,0,0,0,0,0,0]
["Efficient Lighting - Other Interior Lighting",2.7919492290184222,2.7138498122813255,null,19560.059437840864,14.46666667,null,7792.1997104977854,null,null,1,1000,1000,1000,0,0,0,0,0,0,0,0,0,0,0,0,0,0,0,0,0,0,0,0,0,0,0,0,0,0,0]
["Efficient Lighting - High Bay",2.5232758590778364,2.4526920637807925,null,17677.766224632796,13.66666667,null,3815.9111893216336,null,null,1,1000,1000,1000,0,0,0,0,0,0,0,0,0,0,0,0,0,0,0,0,0,0,0,0,0,0,0,0,0,0,0]
["HVAC Recommissioning",20.614098332456166,20.113969956179865,null,144707.38188645872,10,null,33431.649726986216,null,null,1,1000,1000,1000,0,0,0,0,0,0,0,0,0,0,0,0,0,0,0,0,0,0,0,0,0,0,0,0,0,0,0]
["HVAC Improved Controls",1.8160101058152258,1.7719510268841461,null,12748.074820139887,15,null,643.63271802875181,null,null,1,1000,1000,1000,0,0,0,0,0,0,0,0,0,0,0,0,0,0,0,0,0,0,0,0,0,0,0,0,0,0,0]
["Building Envelope Improvements",0.52663927569867286,0.51386223148404364,null,3696.9160404628578,25,null,533.82211821628971,null,null,1,1000,1000,1000,0,0,0,0,0,0,0,0,0,0,0,0,0,0,0,0,0,0,0,0,0,0,0,0,0,0,0]
["HVAC Equipment Upgrades",1.1104347065718261,1.0834939256653806,null,7795.0583407700742,18,null,1070.3400280927992,null,null,1,1000,1000,1000,0,0,0,0,0,0,0,0,0,0,0,0,0,0,0,0,0,0,0,0,0,0,0,0,0,0,0]
["Lighting Controls -  Exterior",0,0,null,376.55303941361944,10,null,52.686087874298217,null,null,1,1000,1000,1000,0,0,0,0,0,0,0,0,0,0,0,0,0,0,0,0,0,0,0,0,0,0,0,0,0,0,0]
["Efficient Lighting - Exterior",0,0,null,2124.4550640567122,13.6,null,243.03333685149858,null,null,1,1000,1000,1000,0,0,0,0,0,0,0,0,0,0,0,0,0,0,0,0,0,0,0,0,0,0,0,0,0,0,0]
["Compressed Air System Optimization",0.85526667538619516,0.83267724031601476,null,6351.2539002839794,10,null,342.77673385624524,null,null,1,1000,1000,1000,0,0,0,0,0,0,0,0,0,0,0,0,0,0,0,0,0,0,0,0,0,0,0,0,0,0,0]
["Compressed Air Controls",0.77894820362425077,0.75837450377693916,null,5784.5090411756937,12.5,null,319.91533475919778,null,null,1,1000,1000,1000,0,0,0,0,0,0,0,0,0,0,0,0,0,0,0,0,0,0,0,0,0,0,0,0,0,0,0]
["Compressed Air Equipment",1.4169699920132337,1.3795447624887422,null,10522.491343762082,15,null,1089.5344598491047,null,null,1,1000,1000,1000,0,0,0,0,0,0,0,0,0,0,0,0,0,0,0,0,0,0,0,0,0,0,0,0,0,0,0]
["Process Other Systems Optimization",0.38619113670811028,0.37666896350302376,null,2805.1498683467694,5.3333333333333304,null,336.14080888764653,null,null,1,1000,1000,1000,0,0,0,0,0,0,0,0,0,0,0,0,0,0,0,0,0,0,0,0,0,0,0,0,0,0,0]
["Plant Energy Management",11.032876604334822,10.816004419944623,null,80266.283607768302,10.5,null,1860.4355439110361,null,null,1,1000,1000,1000,0,0,0,0,0,0,0,0,0,0,0,0,0,0,0,0,0,0,0,0,0,0,0,0,0,0,0]
["Process Heat System Optimization",0.70129844506719352,0.68400678653947589,null,5093.9730456292427,2,null,215.75140004404741,null,null,1,1000,1000,1000,0,0,0,0,0,0,0,0,0,0,0,0,0,0,0,0,0,0,0,0,0,0,0,0,0,0,0]
["Process Heat Improved Controls",0.4518694086525738,0.44072783038657137,null,3282.2125929569015,15,null,2945.5585993808722,null,null,1,1000,1000,1000,0,0,0,0,0,0,0,0,0,0,0,0,0,0,0,0,0,0,0,0,0,0,0,0,0,0,0]
["Process Refrig System Optimization",5.7385422039959559,5.5970490737368612,null,41682.652391394404,4.6666666666666696,null,299.43894479735934,null,null,1,1000,1000,1000,0,0,0,0,0,0,0,0,0,0,0,0,0,0,0,0,0,0,0,0,0,0,0,0,0,0,0]
["Process Refrig Controls",0.76563875181017793,0.74676067793875955,null,5561.3172848780241,15,null,4893.959184174234,null,null,1,1000,1000,1000,0,0,0,0,0,0,0,0,0,0,0,0,0,0,0,0,0,0,0,0,0,0,0,0,0,0,0]
["Process Refrig Equipment Upgrade",2.041475078864162,1.9911391766461242,null,14828.521435066768,10,null,1337.2605112607309,null,null,1,1000,1000,1000,0,0,0,0,0,0,0,0,0,0,0,0,0,0,0,0,0,0,0,0,0,0,0,0,0,0,0]
["Pump Improved Controls",0.23908488606869455,0.23277013925867587,null,1775.4565433723635,15,null,113.28156109169402,null,null,1,1000,1000,1000,0,0,0,0,0,0,0,0,0,0,0,0,0,0,0,0,0,0,0,0,0,0,0,0,0,0,0]
["Motor Optimization",8.3539151619724805,8.1332702689068626,null,62036.59955669495,10,null,4401.6932689408159,null,null,1,1000,1000,1000,0,0,0,0,0,0,0,0,0,0,0,0,0,0,0,0,0,0,0,0,0,0,0,0,0,0,0]
["Motor Improved Controls",0.24053649507461616,0.2341834081441061,null,1786.2362657979847,15,null,113.96935251585923,null,null,1,1000,1000,1000,0,0,0,0,0,0,0,0,0,0,0,0,0,0,0,0,0,0,0,0,0,0,0,0,0,0,0]
["Motor Equipment Upgrades",1.0908106182759338,1.0619999603319876,null,8100.4152192272231,10,null,1331.7563944100589,null,null,1,1000,1000,1000,0,0,0,0,0,0,0,0,0,0,0,0,0,0,0,0,0,0,0,0,0,0,0,0,0,0,0]
["Fan Improved Controls",3.6890762020837626,3.59163975362365,null,27395.267805037995,15,null,673.99173875404824,null,null,1,1000,1000,1000,0,0,0,0,0,0,0,0,0,0,0,0,0,0,0,0,0,0,0,0,0,0,0,0,0,0,0]
["Lighting Controls",1.2176329137884709,1.1835719719280762,null,8530.5892813628598,10,null,1232.5336482317964,null,null,1,1000,1000,1000,0,0,0,0,0,0,0,0,0,0,0,0,0,0,0,0,0,0,0,0,0,0,0,0,0,0,0]
["Efficient Lighting - Other Interior Lighting",11.922734345667577,11.589218754255709,null,83529.238296655894,14.46666667,null,33275.793897339485,null,null,1,1000,1000,1000,0,0,0,0,0,0,0,0,0,0,0,0,0,0,0,0,0,0,0,0,0,0,0,0,0,0,0]
["Efficient Lighting - High Bay",5.9210931660741677,5.75546195834659,null,41482.464316201884,13.66666667,null,8954.3779306380238,null,null,1,1000,1000,1000,0,0,0,0,0,0,0,0,0,0,0,0,0,0,0,0,0,0,0,0,0,0,0,0,0,0,0]
["HVAC Recommissioning",6.7685053665390607,6.6042914608813552,null,47513.72944283473,10,null,1706.6689866789663,null,null,1,1000,1000,1000,0,0,0,0,0,0,0,0,0,0,0,0,0,0,0,0,0,0,0,0,0,0,0,0,0,0,0]
["HVAC Improved Controls",3.678655803977978,3.5894061979825413,null,25823.523380450089,15,null,3511.9047096830691,null,null,1,1000,1000,1000,0,0,0,0,0,0,0,0,0,0,0,0,0,0,0,0,0,0,0,0,0,0,0,0,0,0,0]
["Building Envelope Improvements",1.4253076045016135,1.3907275434949515,null,10005.411272611971,25,null,1740.0776708650985,null,null,1,1000,1000,1000,0,0,0,0,0,0,0,0,0,0,0,0,0,0,0,0,0,0,0,0,0,0,0,0,0,0,0]
["HVAC Equipment Upgrades",7.1002215468532475,6.9279597182658295,null,49842.319285014019,18,null,6205.4288598632211,null,null,1,1000,1000,1000,0,0,0,0,0,0,0,0,0,0,0,0,0,0,0,0,0,0,0,0,0,0,0,0,0,0,0]
["Lighting Controls -  Exterior",0,0,null,1360.954396142854,10,null,196.63613281907598,null,null,1,1000,1000,1000,0,0,0,0,0,0,0,0,0,0,0,0,0,0,0,0,0,0,0,0,0,0,0,0,0,0,0]
["Efficient Lighting - Exterior",0,0,null,7678.2980311115671,13.6,null,878.38167227599263,null,null,1,1000,1000,1000,0,0,0,0,0,0,0,0,0,0,0,0,0,0,0,0,0,0,0,0,0,0,0,0,0,0,0]
["Compressed Air System Optimization",0.91390423658160103,0.88976605721982349,null,6786.6994168268693,10,null,327.35019604536774,null,null,1,1000,1000,1000,0,0,0,0,0,0,0,0,0,0,0,0,0,0,0,0,0,0,0,0,0,0,0,0,0,0,0]
["Compressed Air Controls",0.75641885906693695,0.73644020773571683,null,5617.2049808066049,12.5,null,172.30379500202937,null,null,1,1000,1000,1000,0,0,0,0,0,0,0,0,0,0,0,0,0,0,0,0,0,0,0,0,0,0,0,0,0,0,0]
["Compressed Air Equipment",4.5820097661281629,4.4609890189370622,null,34026.237939318766,15,null,1300.9741102874332,null,null,1,1000,1000,1000,0,0,0,0,0,0,0,0,0,0,0,0,0,0,0,0,0,0,0,0,0,0,0,0,0,0,0]
["Process Other Systems Optimization",3.663006021859723E-2,3.5726886259486244E-2,null,266.06723674602233,5.3333333333333304,null,31.367225779453147,null,null,1,1000,1000,1000,0,0,0,0,0,0,0,0,0,0,0,0,0,0,0,0,0,0,0,0,0,0,0,0,0,0,0]
["Plant Energy Management",23.682920073305247,23.120014794080301,null,174731.50511151581,10.5,null,21097.619735634285,null,null,1,1000,1000,1000,0,0,0,0,0,0,0,0,0,0,0,0,0,0,0,0,0,0,0,0,0,0,0,0,0,0,0]
["Process Other Equipment Upgrades",1.2468926731092567,1.2161484978215835,null,9056.9681314530462,10,null,792.28333866786227,null,null,1,1000,1000,1000,0,0,0,0,0,0,0,0,0,0,0,0,0,0,0,0,0,0,0,0,0,0,0,0,0,0,0]
["Process Heat System Optimization",4.8716389784740299E-2,4.7515207630714276E-2,null,353.85787347647397,2,null,100.83488016998589,null,null,1,1000,1000,1000,0,0,0,0,0,0,0,0,0,0,0,0,0,0,0,0,0,0,0,0,0,0,0,0,0,0,0]
["Process Heat Improved Controls",4.1777648824209035E-2,4.0747552660955887E-2,null,303.4574203282238,15,null,272.33202867839725,null,null,1,1000,1000,1000,0,0,0,0,0,0,0,0,0,0,0,0,0,0,0,0,0,0,0,0,0,0,0,0,0,0,0]
["Process Refrig Controls",0.11822723857085708,0.11531215291449808,null,858.75902160516125,15,null,755.7079733071796,null,null,1,1000,1000,1000,0,0,0,0,0,0,0,0,0,0,0,0,0,0,0,0,0,0,0,0,0,0,0,0,0,0,0]
["Process Refrig Equipment Upgrade",5.708494276412663E-2,5.5677420268825793E-2,null,414.64395336551439,10,null,99.254455973217262,null,null,1,1000,1000,1000,0,0,0,0,0,0,0,0,0,0,0,0,0,0,0,0,0,0,0,0,0,0,0,0,0,0,0]
["Pump System Optimization",11.793387835324697,11.481899060617993,null,87578.298842107135,10,null,22160.968105930398,null,null,1,1000,1000,1000,0,0,0,0,0,0,0,0,0,0,0,0,0,0,0,0,0,0,0,0,0,0,0,0,0,0,0]
["Pump Improved Controls",0.37373588227586019,0.36386471262897208,null,2775.3817005775336,15,null,177.08097268861457,null,null,1,1000,1000,1000,0,0,0,0,0,0,0,0,0,0,0,0,0,0,0,0,0,0,0,0,0,0,0,0,0,0,0]
["Motor Optimization",3.5165482803164223,3.4236686658809683,null,26114.066669102333,10,null,2056.3049508958452,null,null,1,1000,1000,1000,0,0,0,0,0,0,0,0,0,0,0,0,0,0,0,0,0,0,0,0,0,0,0,0,0,0,0]
["Motor Improved Controls",1.0176332537906236,0.99075536766068684,null,7556.9963827690362,15,null,371.92616602698814,null,null,1,1000,1000,1000,0,0,0,0,0,0,0,0,0,0,0,0,0,0,0,0,0,0,0,0,0,0,0,0,0,0,0]
["Pump Equipment Upgrade",2.2927387227893168,2.2321825547520771,null,17025.994551783984,15,null,5381.4665704675617,null,null,1,1000,1000,1000,0,0,0,0,0,0,0,0,0,0,0,0,0,0,0,0,0,0,0,0,0,0,0,0,0,0,0]
["Motor Equipment Upgrades",0.91094001020044635,0.88688012244209236,null,6764.6869207172431,10,null,443.8975808252207,null,null,1,1000,1000,1000,0,0,0,0,0,0,0,0,0,0,0,0,0,0,0,0,0,0,0,0,0,0,0,0,0,0,0]
["Fan System Optimization",11.876670600677388,11.562982148753575,null,88196.760900194291,10,null,3092.1416099017115,null,null,1,1000,1000,1000,0,0,0,0,0,0,0,0,0,0,0,0,0,0,0,0,0,0,0,0,0,0,0,0,0,0,0]
["Fan Improved Controls",4.1370171957207083,4.0277496607910273,null,30721.700442728543,15,null,755.83021383442474,null,null,1,1000,1000,1000,0,0,0,0,0,0,0,0,0,0,0,0,0,0,0,0,0,0,0,0,0,0,0,0,0,0,0]
["Fan Equipment Upgrades",3.4856664000992934,3.393602442637373,null,25884.736253429845,15,null,5992.7304990030916,null,null,1,1000,1000,1000,0,0,0,0,0,0,0,0,0,0,0,0,0,0,0,0,0,0,0,0,0,0,0,0,0,0,0]
["Lighting Controls",0.69564510644032862,0.67618577082479303,null,4873.6056831519763,10,null,850.51138426350178,null,null,1,1000,1000,1000,0,0,0,0,0,0,0,0,0,0,0,0,0,0,0,0,0,0,0,0,0,0,0,0,0,0,0]
["Efficient Lighting - Other Interior Lighting",2.6164261531028639,2.5432366572591802,null,18330.365945589208,14.46666667,null,7302.3230153489458,null,null,1,1000,1000,1000,0,0,0,0,0,0,0,0,0,0,0,0,0,0,0,0,0,0,0,0,0,0,0,0,0,0,0]
["Efficient Lighting - High Bay",2.2219555636628754,2.1598006248358441,null,15566.752590542997,13.66666667,null,3360.2291509479692,null,null,1,1000,1000,1000,0,0,0,0,0,0,0,0,0,0,0,0,0,0,0,0,0,0,0,0,0,0,0,0,0,0,0]
["HVAC Improved Controls",2.451043905466205,2.391577971577032,null,17205.901549927978,15,null,295.75344816324036,null,null,1,1000,1000,1000,0,0,0,0,0,0,0,0,0,0,0,0,0,0,0,0,0,0,0,0,0,0,0,0,0,0,0]
["HVAC Equipment Upgrades",0.3329796239939643,0.32490104806037634,null,2337.4589968768632,18,null,291.01648145721509,null,null,1,1000,1000,1000,0,0,0,0,0,0,0,0,0,0,0,0,0,0,0,0,0,0,0,0,0,0,0,0,0,0,0]
["Lighting Controls -  Exterior",0,0,null,510.71316809750897,10,null,89.126489051384695,null,null,1,1000,1000,1000,0,0,0,0,0,0,0,0,0,0,0,0,0,0,0,0,0,0,0,0,0,0,0,0,0,0,0]
["Efficient Lighting - Exterior",0,0,null,2881.3659925688221,13.6,null,329.62240704081916,null,null,1,1000,1000,1000,0,0,0,0,0,0,0,0,0,0,0,0,0,0,0,0,0,0,0,0,0,0,0,0,0,0,0]
["Compressed Air System Optimization",1.2830087972756017,1.2491217714453942,null,9527.6886874094289,10,null,467.60176669023599,null,null,1,1000,1000,1000,0,0,0,0,0,0,0,0,0,0,0,0,0,0,0,0,0,0,0,0,0,0,0,0,0,0,0]
["Compressed Air Controls",0.60404269671871846,0.58808862804068562,null,4485.6518368852348,12.5,null,152.91657805032895,null,null,1,1000,1000,1000,0,0,0,0,0,0,0,0,0,0,0,0,0,0,0,0,0,0,0,0,0,0,0,0,0,0,0]
["Compressed Air Equipment",18.130452147491013,17.651587854790932,null,134637.66124602946,15,null,19597.066890922888,null,null,1,1000,1000,1000,0,0,0,0,0,0,0,0,0,0,0,0,0,0,0,0,0,0,0,0,0,0,0,0,0,0,0]
["Process Other Systems Optimization",15.307140403507299,14.929717857150564,null,111185.41780547876,5.3333333333333304,null,19722.886688545463,null,null,1,1000,1000,1000,0,0,0,0,0,0,0,0,0,0,0,0,0,0,0,0,0,0,0,0,0,0,0,0,0,0,0]
["Plant Energy Management",21.192628582578489,20.706885796166134,null,155147.93290862211,10.5,null,14661.888944394528,null,null,1,1000,1000,1000,0,0,0,0,0,0,0,0,0,0,0,0,0,0,0,0,0,0,0,0,0,0,0,0,0,0,0]
["Process Heat System Optimization",0.27095858681653401,0.26427766032747629,null,1968.1431599252569,2,null,379.25915325841436,null,null,1,1000,1000,1000,0,0,0,0,0,0,0,0,0,0,0,0,0,0,0,0,0,0,0,0,0,0,0,0,0,0,0]
["Process Heat Improved Controls",0.16662692571428384,0.16251846672476095,null,1210.3164839946319,15,null,1088.836187612294,null,null,1,1000,1000,1000,0,0,0,0,0,0,0,0,0,0,0,0,0,0,0,0,0,0,0,0,0,0,0,0,0,0,0]
["Process Heat Equipment Upgrade",9.1728756890238081,8.9467034577184865,null,66628.383164770974,10,null,6812.4429396294008,null,null,1,1000,1000,1000,0,0,0,0,0,0,0,0,0,0,0,0,0,0,0,0,0,0,0,0,0,0,0,0,0,0,0]
["Process Refrig System Optimization",0.30427511557676101,0.29677271565837671,null,2210.1421272297789,4.6666666666666696,null,12.297696995390227,null,null,1,1000,1000,1000,0,0,0,0,0,0,0,0,0,0,0,0,0,0,0,0,0,0,0,0,0,0,0,0,0,0,0]
["Process Refrig Controls",5.9063167483315138E-2,5.7606868626714908E-2,null,429.01304753451439,15,null,255.27450103754262,null,null,1,1000,1000,1000,0,0,0,0,0,0,0,0,0,0,0,0,0,0,0,0,0,0,0,0,0,0,0,0,0,0,0]
["Process Refrig Equipment Upgrade",0.37737320846166023,0.36806845567898017,null,2741.0996923886501,10,null,536.05828078017828,null,null,1,1000,1000,1000,0,0,0,0,0,0,0,0,0,0,0,0,0,0,0,0,0,0,0,0,0,0,0,0,0,0,0]
["Pump System Optimization",0.97786535122338969,0.95203782105700552,null,7261.6779124542563,10,null,212.0770026847332,null,null,1,1000,1000,1000,0,0,0,0,0,0,0,0,0,0,0,0,0,0,0,0,0,0,0,0,0,0,0,0,0,0,0]
["Pump Improved Controls",0.25356052571909521,0.24686344608658647,null,1882.9533808320923,15,null,120.14030764440982,null,null,1,1000,1000,1000,0,0,0,0,0,0,0,0,0,0,0,0,0,0,0,0,0,0,0,0,0,0,0,0,0,0,0]
["Motor Optimization",3.0379243698111802,2.9576862437682343,null,22559.781127703278,10,null,1829.1294241912653,null,null,1,1000,1000,1000,0,0,0,0,0,0,0,0,0,0,0,0,0,0,0,0,0,0,0,0,0,0,0,0,0,0,0]
["Motor Improved Controls",0.17832633060033393,0.17361634810910589,null,1324.2604153111406,15,null,60.037619429507139,null,null,1,1000,1000,1000,0,0,0,0,0,0,0,0,0,0,0,0,0,0,0,0,0,0,0,0,0,0,0,0,0,0,0]
["Pump Equipment Upgrade",0.58009796865731544,0.56477633182233544,null,4307.8370665125276,15,null,632.88566568673446,null,null,1,1000,1000,1000,0,0,0,0,0,0,0,0,0,0,0,0,0,0,0,0,0,0,0,0,0,0,0,0,0,0,0]
["Motor Equipment Upgrades",0.29720511769089053,0.28935529037758839,null,2207.060344150872,10,null,404.24997325339291,null,null,1,1000,1000,1000,0,0,0,0,0,0,0,0,0,0,0,0,0,0,0,0,0,0,0,0,0,0,0,0,0,0,0]
["Fan System Optimization",19.270263293673736,18.761294133544631,null,143101.95688166999,10,null,2949.708931107536,null,null,1,1000,1000,1000,0,0,0,0,0,0,0,0,0,0,0,0,0,0,0,0,0,0,0,0,0,0,0,0,0,0,0]
["Fan Improved Controls",1.6533016326816663,1.6096343754884388,null,12277.502146536688,15,null,302.05708962465411,null,null,1,1000,1000,1000,0,0,0,0,0,0,0,0,0,0,0,0,0,0,0,0,0,0,0,0,0,0,0,0,0,0,0]
["Fan Equipment Upgrades",0.29625272889684834,0.28842805622296297,null,2199.9878564498681,15,null,323.21110514033359,null,null,1,1000,1000,1000,0,0,0,0,0,0,0,0,0,0,0,0,0,0,0,0,0,0,0,0,0,0,0,0,0,0,0]
["Lighting Controls",0.72437348752610131,0.70411053063290063,null,5074.8732548363714,10,null,807.73930238644698,null,null,1,1000,1000,1000,0,0,0,0,0,0,0,0,0,0,0,0,0,0,0,0,0,0,0,0,0,0,0,0,0,0,0]
["Efficient Lighting - Other Interior Lighting",4.2413259832788368,4.1226830358917068,null,29714.218104660769,14.46666667,null,11837.342661405022,null,null,1,1000,1000,1000,0,0,0,0,0,0,0,0,0,0,0,0,0,0,0,0,0,0,0,0,0,0,0,0,0,0,0]
["Efficient Lighting - High Bay",6.2847098343000232,6.1089071487356836,null,44029.918821879954,13.66666667,null,9504.2696493879521,null,null,1,1000,1000,1000,0,0,0,0,0,0,0,0,0,0,0,0,0,0,0,0,0,0,0,0,0,0,0,0,0,0,0]
["HVAC Recommissioning",14.491284990769223,14.139705080956743,null,101726.29805898924,10,null,118476.30541913562,null,null,1,1000,1000,1000,0,0,0,0,0,0,0,0,0,0,0,0,0,0,0,0,0,0,0,0,0,0,0,0,0,0,0]
["HVAC Improved Controls",1.8438194497577731,1.799085675198149,null,12943.291573693939,15,null,758.49165420289205,null,null,1,1000,1000,1000,0,0,0,0,0,0,0,0,0,0,0,0,0,0,0,0,0,0,0,0,0,0,0,0,0,0,0]
["Building Envelope Improvements",1.6316288285382416,1.5920431108637685,null,11453.750349899792,25,null,1476.7667075436577,null,null,1,1000,1000,1000,0,0,0,0,0,0,0,0,0,0,0,0,0,0,0,0,0,0,0,0,0,0,0,0,0,0,0]
["HVAC Equipment Upgrades",2.9576735105103129,2.8859159964774057,null,20762.353185587181,18,null,3085.4887345238426,null,null,1,1000,1000,1000,0,0,0,0,0,0,0,0,0,0,0,0,0,0,0,0,0,0,0,0,0,0,0,0,0,0,0]
["Lighting Controls -  Exterior",0,0,null,674.44559000565664,10,null,107.34774702986152,null,null,1,1000,1000,1000,0,0,0,0,0,0,0,0,0,0,0,0,0,0,0,0,0,0,0,0,0,0,0,0,0,0,0]
["Efficient Lighting - Exterior",0,0,null,3805.1194967792812,13.6,null,435.29792842738948,null,null,1,1000,1000,1000,0,0,0,0,0,0,0,0,0,0,0,0,0,0,0,0,0,0,0,0,0,0,0,0,0,0,0]
["Compressed Air System Optimization",0.96644889062217476,0.94092289377037452,null,7176.8986944540184,10,null,341.80305297544169,null,null,1,1000,1000,1000,0,0,0,0,0,0,0,0,0,0,0,0,0,0,0,0,0,0,0,0,0,0,0,0,0,0,0]
["Compressed Air Controls",1.9361375037285731,1.8849999419760721,null,14377.855733113338,12.5,null,723.70108687217942,null,null,1,1000,1000,1000,0,0,0,0,0,0,0,0,0,0,0,0,0,0,0,0,0,0,0,0,0,0,0,0,0,0,0]
["Compressed Air Equipment",1.6095424101227842,1.5670309282510597,null,11952.543930638705,15,null,1179.4849698181365,null,null,1,1000,1000,1000,0,0,0,0,0,0,0,0,0,0,0,0,0,0,0,0,0,0,0,0,0,0,0,0,0,0,0]
["Process Other Systems Optimization",4.2031566914365194E-2,4.099520998589877E-2,null,305.30178761030027,5.3333333333333304,null,7.0763746838630164,null,null,1,1000,1000,1000,0,0,0,0,0,0,0,0,0,0,0,0,0,0,0,0,0,0,0,0,0,0,0,0,0,0,0]
["Plant Energy Management",1.417226544135836,1.3888787311436233,null,10346.906165425375,10.5,null,239.82363620740239,null,null,1,1000,1000,1000,0,0,0,0,0,0,0,0,0,0,0,0,0,0,0,0,0,0,0,0,0,0,0,0,0,0,0]
["Process Heat System Optimization",1.4977858588246492E-2,1.460855502282994E-2,null,108.79363624207646,2,null,16.839771298007818,null,null,1,1000,1000,1000,0,0,0,0,0,0,0,0,0,0,0,0,0,0,0,0,0,0,0,0,0,0,0,0,0,0,0]
["Process Heat Improved Controls",5.3971330217524753E-2,5.2640578924730022E-2,null,392.02782110615476,15,null,351.81783231642828,null,null,1,1000,1000,1000,0,0,0,0,0,0,0,0,0,0,0,0,0,0,0,0,0,0,0,0,0,0,0,0,0,0,0]
["Process Refrig System Optimization",0.38785243830910104,0.37828930299979485,null,2817.2169499660604,4.6666666666666696,null,897.21277091074478,null,null,1,1000,1000,1000,0,0,0,0,0,0,0,0,0,0,0,0,0,0,0,0,0,0,0,0,0,0,0,0,0,0,0]
["Process Refrig Controls",7.9092744348550958E-2,7.714258356192015E-2,null,574.50050067879533,15,null,505.56043785790803,null,null,1,1000,1000,1000,0,0,0,0,0,0,0,0,0,0,0,0,0,0,0,0,0,0,0,0,0,0,0,0,0,0,0]
["Process Refrig Equipment Upgrade",2.5633302169120718E-2,2.5001271239687005E-2,null,186.19084533612468,10,null,44.110600876299983,null,null,1,1000,1000,1000,0,0,0,0,0,0,0,0,0,0,0,0,0,0,0,0,0,0,0,0,0,0,0,0,0,0,0]
["Pump System Optimization",0.85706290918908778,0.83442603171523477,null,6364.5928240077328,10,null,895.13097491129133,null,null,1,1000,1000,1000,0,0,0,0,0,0,0,0,0,0,0,0,0,0,0,0,0,0,0,0,0,0,0,0,0,0,0]
["Pump Improved Controls",4.3664584119676358E-2,4.2511308403195905E-2,null,324.25542602738091,15,null,20.688853799295863,null,null,1,1000,1000,1000,0,0,0,0,0,0,0,0,0,0,0,0,0,0,0,0,0,0,0,0,0,0,0,0,0,0,0]
["Motor Optimization",7.1810904696123279E-2,6.9914224028387095E-2,null,533.27143645369722,10,null,330.34724615509759,null,null,1,1000,1000,1000,0,0,0,0,0,0,0,0,0,0,0,0,0,0,0,0,0,0,0,0,0,0,0,0,0,0,0]
["Motor Improved Controls",4.3398557125164341E-2,4.2252307754608961E-2,null,322.27989601422763,15,null,20.562806713148419,null,null,1,1000,1000,1000,0,0,0,0,0,0,0,0,0,0,0,0,0,0,0,0,0,0,0,0,0,0,0,0,0,0,0]
["Pump Equipment Upgrade",0.34568401078974909,0.33655375149020539,null,2567.0670739074621,15,null,341.81709762187126,null,null,1,1000,1000,1000,0,0,0,0,0,0,0,0,0,0,0,0,0,0,0,0,0,0,0,0,0,0,0,0,0,0,0]
["Motor Equipment Upgrades",7.016227881347839E-2,6.8309141906305784E-2,null,521.02865666512491,10,null,113.38068965092815,null,null,1,1000,1000,1000,0,0,0,0,0,0,0,0,0,0,0,0,0,0,0,0,0,0,0,0,0,0,0,0,0,0,0]
["Fan Improved Controls",0.27051198520497749,0.26336718101541384,null,2008.8357825129492,15,null,49.422357597039522,null,null,1,1000,1000,1000,0,0,0,0,0,0,0,0,0,0,0,0,0,0,0,0,0,0,0,0,0,0,0,0,0,0,0]
["Fan Equipment Upgrades",5.3151396248973908E-2,5.1747553390355021E-2,null,394.7049761752985,15,null,71.992736122397858,null,null,1,1000,1000,1000,0,0,0,0,0,0,0,0,0,0,0,0,0,0,0,0,0,0,0,0,0,0,0,0,0,0,0]
["Lighting Controls",0.51216089036413193,0.49783417324576451,null,3588.137403480634,10,null,405.0483283895154,null,null,1,1000,1000,1000,0,0,0,0,0,0,0,0,0,0,0,0,0,0,0,0,0,0,0,0,0,0,0,0,0,0,0]
["Efficient Lighting - Other Interior Lighting",0.96067000533555535,0.93379710724925713,null,6730.3381484199526,14.46666667,null,2681.1850515245264,null,null,1,1000,1000,1000,0,0,0,0,0,0,0,0,0,0,0,0,0,0,0,0,0,0,0,0,0,0,0,0,0,0,0]
["Efficient Lighting - High Bay",1.3204844590676814,1.2835464427915602,null,9251.1547981084605,13.66666667,null,1996.9482942396971,null,null,1,1000,1000,1000,0,0,0,0,0,0,0,0,0,0,0,0,0,0,0,0,0,0,0,0,0,0,0,0,0,0,0]
["HVAC Improved Controls",0.83545423064124447,0.81518488094255259,null,5864.7432670733415,15,null,36.588979457542294,null,null,1,1000,1000,1000,0,0,0,0,0,0,0,0,0,0,0,0,0,0,0,0,0,0,0,0,0,0,0,0,0,0,0]
["Building Envelope Improvements",0.91940250027442816,0.89709644195497917,null,6454.0455065697952,25,null,644.31896201888833,null,null,1,1000,1000,1000,0,0,0,0,0,0,0,0,0,0,0,0,0,0,0,0,0,0,0,0,0,0,0,0,0,0,0]
["HVAC Equipment Upgrades",3.1452363289896463,3.0689282648262886,null,22079.011521239721,18,null,7174.3374653407309,null,null,1,1000,1000,1000,0,0,0,0,0,0,0,0,0,0,0,0,0,0,0,0,0,0,0,0,0,0,0,0,0,0,0]
["Lighting Controls -  Exterior",0,0,null,303.51137522033576,10,null,34.262003194455851,null,null,1,1000,1000,1000,0,0,0,0,0,0,0,0,0,0,0,0,0,0,0,0,0,0,0,0,0,0,0,0,0,0,0]
["Efficient Lighting - Exterior",0,0,null,1712.365086637391,13.6,null,195.89108188469604,null,null,1,1000,1000,1000,0,0,0,0,0,0,0,0,0,0,0,0,0,0,0,0,0,0,0,0,0,0,0,0,0,0,0]
["Compressed Air System Optimization",0.17498402060942153,0.17036231572411101,null,1299.4402510551733,10,null,96.061221805389891,null,null,1,1000,1000,1000,0,0,0,0,0,0,0,0,0,0,0,0,0,0,0,0,0,0,0,0,0,0,0,0,0,0,0]
["Compressed Air Controls",0.35277051323834219,0.34345308414539472,null,2619.6918020902544,12.5,null,17.024915625156947,null,null,1,1000,1000,1000,0,0,0,0,0,0,0,0,0,0,0,0,0,0,0,0,0,0,0,0,0,0,0,0,0,0,0]
["Compressed Air Equipment",7.4325851849766866E-2,7.2362746010716114E-2,null,551.9475621327133,15,null,7.9564071808238106,null,null,1,1000,1000,1000,0,0,0,0,0,0,0,0,0,0,0,0,0,0,0,0,0,0,0,0,0,0,0,0,0,0,0]
["Process Other Systems Optimization",2.1562772536454844,2.1031107163126519,null,15662.402057545039,5.3333333333333304,null,3019.4401581069947,null,null,1,1000,1000,1000,0,0,0,0,0,0,0,0,0,0,0,0,0,0,0,0,0,0,0,0,0,0,0,0,0,0,0]
["Plant Energy Management",162.60939865308819,158.81195016055591,null,1186146.2059384212,10.5,null,27492.845845294447,null,null,1,1000,1000,1000,0,0,0,0,0,0,0,0,0,0,0,0,0,0,0,0,0,0,0,0,0,0,0,0,0,0,0]
["Process Heat System Optimization",6.4436027917526122,6.2847252411934393,null,46803.952252858951,2,null,8116.0138409087886,null,null,1,1000,1000,1000,0,0,0,0,0,0,0,0,0,0,0,0,0,0,0,0,0,0,0,0,0,0,0,0,0,0,0]
["Process Heat Improved Controls",3.8812767776436123,3.78557755976763,null,28192.161877742303,15,null,25300.513754750515,null,null,1,1000,1000,1000,0,0,0,0,0,0,0,0,0,0,0,0,0,0,0,0,0,0,0,0,0,0,0,0,0,0,0]
["Process Refrig System Optimization",2.8759787752904247,2.8050668215208421,null,20890.048258594881,4.6666666666666696,null,116.23663498296388,null,null,1,1000,1000,1000,0,0,0,0,0,0,0,0,0,0,0,0,0,0,0,0,0,0,0,0,0,0,0,0,0,0,0]
["Process Refrig Controls",1.1876977701911973,1.1584131419124197,null,8626.9982063459956,15,null,7591.7583804477426,null,null,1,1000,1000,1000,0,0,0,0,0,0,0,0,0,0,0,0,0,0,0,0,0,0,0,0,0,0,0,0,0,0,0]
["Process Refrig Equipment Upgrade",6.4385858023974958,6.2798319539046474,null,46767.510694026285,10,null,6875.5125939796426,null,null,1,1000,1000,1000,0,0,0,0,0,0,0,0,0,0,0,0,0,0,0,0,0,0,0,0,0,0,0,0,0,0,0]
["Pump System Optimization",24.535486120687253,23.887451084844997,null,182201.76981526017,10,null,1526.2848371802877,null,null,1,1000,1000,1000,0,0,0,0,0,0,0,0,0,0,0,0,0,0,0,0,0,0,0,0,0,0,0,0,0,0,0]
["Pump Improved Controls",2.7533175856645609,2.680596537810251,null,20446.276650234573,15,null,1304.5580564037805,null,null,1,1000,1000,1000,0,0,0,0,0,0,0,0,0,0,0,0,0,0,0,0,0,0,0,0,0,0,0,0,0,0,0]
["Motor Optimization",40.442612551936179,39.374436044418331,null,300328.90103215229,10,null,18472.037043211778,null,null,1,1000,1000,1000,0,0,0,0,0,0,0,0,0,0,0,0,0,0,0,0,0,0,0,0,0,0,0,0,0,0,0]
["Motor Improved Controls",2.7698770771737315,2.6967186574808988,null,20569.248277752795,15,null,1312.4041611069631,null,null,1,1000,1000,1000,0,0,0,0,0,0,0,0,0,0,0,0,0,0,0,0,0,0,0,0,0,0,0,0,0,0,0]
["Pump Equipment Upgrade",11.675878602927058,11.367493500153079,null,86705.669296184657,15,null,9645.2264690204993,null,null,1,1000,1000,1000,0,0,0,0,0,0,0,0,0,0,0,0,0,0,0,0,0,0,0,0,0,0,0,0,0,0,0]
["Motor Equipment Upgrades",1.9294073988185181,1.8784475936327774,null,14327.877631207279,10,null,2475.2780879296392,null,null,1,1000,1000,1000,0,0,0,0,0,0,0,0,0,0,0,0,0,0,0,0,0,0,0,0,0,0,0,0,0,0,0]
["Fan System Optimization",241.13082485093591,234.76204039089635,null,1790649.7889931928,10,null,5828.9000366884957,null,null,1,1000,1000,1000,0,0,0,0,0,0,0,0,0,0,0,0,0,0,0,0,0,0,0,0,0,0,0,0,0,0,0]
["Fan Improved Controls",16.14728870001484,15.720804025531601,null,119910.58845905789,15,null,2950.0987756607719,null,null,1,1000,1000,1000,0,0,0,0,0,0,0,0,0,0,0,0,0,0,0,0,0,0,0,0,0,0,0,0,0,0,0]
["Fan Equipment Upgrades",5.8755513133301243,5.7203653476965961,null,43632.143364239106,15,null,4853.6838189815417,null,null,1,1000,1000,1000,0,0,0,0,0,0,0,0,0,0,0,0,0,0,0,0,0,0,0,0,0,0,0,0,0,0,0]
["Lighting Controls",7.6555889347296215,7.4414385395981313,null,53634.13239704015,10,null,7883.6220438862219,null,null,1,1000,1000,1000,0,0,0,0,0,0,0,0,0,0,0,0,0,0,0,0,0,0,0,0,0,0,0,0,0,0,0]
["Efficient Lighting - Other Interior Lighting",22.994247414559542,22.351027511876367,null,161094.92303172377,14.46666667,null,64175.869025325694,null,null,1,1000,1000,1000,0,0,0,0,0,0,0,0,0,0,0,0,0,0,0,0,0,0,0,0,0,0,0,0,0,0,0]
["Efficient Lighting - High Bay",44.552300949906588,43.306035909583258,null,312128.04502864281,13.66666667,null,67375.758022313443,null,null,1,1000,1000,1000,0,0,0,0,0,0,0,0,0,0,0,0,0,0,0,0,0,0,0,0,0,0,0,0,0,0,0]
["HVAC Improved Controls",0.6872996601259812,0.67062475844023262,null,4824.7239721221076,15,null,150.33358550767699,null,null,1,1000,1000,1000,0,0,0,0,0,0,0,0,0,0,0,0,0,0,0,0,0,0,0,0,0,0,0,0,0,0,0]
["Building Envelope Improvements",1.7169832932647817,1.6753267506062051,null,12052.923834167636,25,null,1566.159295892041,null,null,1,1000,1000,1000,0,0,0,0,0,0,0,0,0,0,0,0,0,0,0,0,0,0,0,0,0,0,0,0,0,0,0]
["HVAC Equipment Upgrades",12.943849383862279,12.629812540207389,null,90863.569468972535,18,null,21767.976083259728,null,null,1,1000,1000,1000,0,0,0,0,0,0,0,0,0,0,0,0,0,0,0,0,0,0,0,0,0,0,0,0,0,0,0]
["Lighting Controls -  Exterior",0,0,null,4980.2500247074868,10,null,732.04146546454763,null,null,1,1000,1000,1000,0,0,0,0,0,0,0,0,0,0,0,0,0,0,0,0,0,0,0,0,0,0,0,0,0,0,0]
["Efficient Lighting - Exterior",0,0,null,28097.814311743823,13.6,null,3214.3327886527622,null,null,1,1000,1000,1000,0,0,0,0,0,0,0,0,0,0,0,0,0,0,0,0,0,0,0,0,0,0,0,0,0,0,0]
["Compressed Air System Optimization",10.475294428262513,10.198619339499809,null,77790.070055147633,10,null,3558.5493728074725,null,null,1,1000,1000,1000,0,0,0,0,0,0,0,0,0,0,0,0,0,0,0,0,0,0,0,0,0,0,0,0,0,0,0]
["Compressed Air Controls",12.740769490979226,12.404258326165452,null,94613.6032783712,12.5,null,4308.4093042145614,null,null,1,1000,1000,1000,0,0,0,0,0,0,0,0,0,0,0,0,0,0,0,0,0,0,0,0,0,0,0,0,0,0,0]
["Compressed Air Equipment",32.165323907240349,31.315768421419701,null,238861.33389625023,15,null,28871.208966007991,null,null,1,1000,1000,1000,0,0,0,0,0,0,0,0,0,0,0,0,0,0,0,0,0,0,0,0,0,0,0,0,0,0,0]
["Process Other Systems Optimization",0.46018812663601688,0.44884143679195543,null,3342.6366898302235,5.3333333333333304,null,77.476616938315743,null,null,1,1000,1000,1000,0,0,0,0,0,0,0,0,0,0,0,0,0,0,0,0,0,0,0,0,0,0,0,0,0,0,0]
["Plant Energy Management",9.5586834908351062,9.3276650070539802,null,70270.863977593835,10.5,null,1628.7587660605298,null,null,1,1000,1000,1000,0,0,0,0,0,0,0,0,0,0,0,0,0,0,0,0,0,0,0,0,0,0,0,0,0,0,0]
["Process Heat System Optimization",0.1867303187870881,0.18212617780838,null,1356.3401108240666,2,null,441.74156173855408,null,null,1,1000,1000,1000,0,0,0,0,0,0,0,0,0,0,0,0,0,0,0,0,0,0,0,0,0,0,0,0,0,0,0]
["Process Heat Improved Controls",0.4395860591522775,0.42874734692944083,null,3192.9908761476518,15,null,2865.4882846904243,null,null,1,1000,1000,1000,0,0,0,0,0,0,0,0,0,0,0,0,0,0,0,0,0,0,0,0,0,0,0,0,0,0,0]
["Process Heat Equipment Upgrade",18.463163479820956,18.007924030082979,null,134109.60449832864,10,null,31113.427348334048,null,null,1,1000,1000,1000,0,0,0,0,0,0,0,0,0,0,0,0,0,0,0,0,0,0,0,0,0,0,0,0,0,0,0]
["Process Refrig Controls",0.21543116540397653,0.21011935817754401,null,1564.8124667540169,15,null,1377.0349632819275,null,null,1,1000,1000,1000,0,0,0,0,0,0,0,0,0,0,0,0,0,0,0,0,0,0,0,0,0,0,0,0,0,0,0]
["Process Refrig Equipment Upgrade",0.36806457857655295,0.35898934526659715,null,2673.4852408523543,10,null,688.72010019118284,null,null,1,1000,1000,1000,0,0,0,0,0,0,0,0,0,0,0,0,0,0,0,0,0,0,0,0,0,0,0,0,0,0,0]
["Pump System Optimization",0,0,null,0,10,null,0,null,null,1,1000,1000,1000,0,0,0,0,0,0,0,0,0,0,0,0,0,0,0,0,0,0,0,0,0,0,0,0,0,0,0]
["Pump Improved Controls",0.3702680014698837,0.36048842602460801,null,2749.6290410520905,15,null,175.43784518758102,null,null,1,1000,1000,1000,0,0,0,0,0,0,0,0,0,0,0,0,0,0,0,0,0,0,0,0,0,0,0,0,0,0,0]
["Motor Optimization",4.0549881535919727,3.9478871823486421,null,30112.548597169458,10,null,1966.7706206785413,null,null,1,1000,1000,1000,0,0,0,0,0,0,0,0,0,0,0,0,0,0,0,0,0,0,0,0,0,0,0,0,0,0,0]
["Motor Improved Controls",0.3725189629399408,0.36267993475385724,null,2766.3447955968745,15,null,176.50438031440646,null,null,1,1000,1000,1000,0,0,0,0,0,0,0,0,0,0,0,0,0,0,0,0,0,0,0,0,0,0,0,0,0,0,0]
["Pump Equipment Upgrade",0.7445780251394577,0.7249121157364331,null,5529.2743448671672,15,null,1008.5193065353561,null,null,1,1000,1000,1000,0,0,0,0,0,0,0,0,0,0,0,0,0,0,0,0,0,0,0,0,0,0,0,0,0,0,0]
["Motor Equipment Upgrades",0.30602749057439815,0.29794464539058568,null,2272.5757346117898,10,null,139.11809035856044,null,null,1,1000,1000,1000,0,0,0,0,0,0,0,0,0,0,0,0,0,0,0,0,0,0,0,0,0,0,0,0,0,0,0]
["Fan Improved Controls",2.1160747331877814,2.060184641635447,null,15714.078765412643,15,null,386.60542928041099,null,null,1,1000,1000,1000,0,0,0,0,0,0,0,0,0,0,0,0,0,0,0,0,0,0,0,0,0,0,0,0,0,0,0]
["Fan Equipment Upgrades",0.41577575914260173,0.40479422579726743,null,3087.5719677790285,15,null,563.16177234235556,null,null,1,1000,1000,1000,0,0,0,0,0,0,0,0,0,0,0,0,0,0,0,0,0,0,0,0,0,0,0,0,0,0,0]
["Lighting Controls",0.58960736377176071,0.57311423032367825,null,4130.7180519249341,10,null,619.14061052109992,null,null,1,1000,1000,1000,0,0,0,0,0,0,0,0,0,0,0,0,0,0,0,0,0,0,0,0,0,0,0,0,0,0,0]
["Efficient Lighting - Other Interior Lighting",2.6229834092397604,2.549610486751221,null,18376.305290923199,14.46666667,null,7320.6240105248326,null,null,1,1000,1000,1000,0,0,0,0,0,0,0,0,0,0,0,0,0,0,0,0,0,0,0,0,0,0,0,0,0,0,0]
["Efficient Lighting - High Bay",2.1648936518390749,2.1043349103873479,null,15166.983721070113,13.66666667,null,3273.9353012172055,null,null,1,1000,1000,1000,0,0,0,0,0,0,0,0,0,0,0,0,0,0,0,0,0,0,0,0,0,0,0,0,0,0,0]
["HVAC Improved Controls",0.10905977390811553,0.10641382322125724,null,765.58062821135888,15,null,31.17606093123954,null,null,1,1000,1000,1000,0,0,0,0,0,0,0,0,0,0,0,0,0,0,0,0,0,0,0,0,0,0,0,0,0,0,0]
["Building Envelope Improvements",0.23367553453230283,0.22800622201732693,null,1640.3615752549536,25,null,254.00198254034436,null,null,1,1000,1000,1000,0,0,0,0,0,0,0,0,0,0,0,0,0,0,0,0,0,0,0,0,0,0,0,0,0,0,0]
["HVAC Equipment Upgrades",0.26544366768864114,0.25900361349015472,null,1863.3683399620072,18,null,231.99160551166975,null,null,1,1000,1000,1000,0,0,0,0,0,0,0,0,0,0,0,0,0,0,0,0,0,0,0,0,0,0,0,0,0,0,0]
["Lighting Controls -  Exterior",0,0,null,497.59756449489441,10,null,74.583366863205114,null,null,1,1000,1000,1000,0,0,0,0,0,0,0,0,0,0,0,0,0,0,0,0,0,0,0,0,0,0,0,0,0,0,0]
["Efficient Lighting - Exterior",0,0,null,2807.369890251824,13.6,null,321.15740349032518,null,null,1,1000,1000,1000,0,0,0,0,0,0,0,0,0,0,0,0,0,0,0,0,0,0,0,0,0,0,0,0,0,0,0]
["Compressed Air System Optimization",1.3926676124938204,1.3558842611577393,null,10342.020635442761,10,null,636.81083744739499,null,null,1,1000,1000,1000,0,0,0,0,0,0,0,0,0,0,0,0,0,0,0,0,0,0,0,0,0,0,0,0,0,0,0]
["Compressed Air Controls",0.48680781380518928,0.47395017089908248,null,3615.0596242076281,12.5,null,193.11492213460755,null,null,1,1000,1000,1000,0,0,0,0,0,0,0,0,0,0,0,0,0,0,0,0,0,0,0,0,0,0,0,0,0,0,0]
["Compressed Air Equipment",1.5907244040344539,1.5487099462359408,null,11812.800458802736,15,null,2615.0745846050677,null,null,1,1000,1000,1000,0,0,0,0,0,0,0,0,0,0,0,0,0,0,0,0,0,0,0,0,0,0,0,0,0,0,0]
["Process Other Systems Optimization",0.31614966773640557,0.30835448134093957,null,2296.3944910495106,5.3333333333333304,null,125.45130422470403,null,null,1,1000,1000,1000,0,0,0,0,0,0,0,0,0,0,0,0,0,0,0,0,0,0,0,0,0,0,0,0,0,0,0]
["Process Heat System Optimization",0.15185690481262118,0.14811262481091039,null,1103.0325039920219,2,null,1167.335637403693,null,null,1,1000,1000,1000,0,0,0,0,0,0,0,0,0,0,0,0,0,0,0,0,0,0,0,0,0,0,0,0,0,0,0]
["Process Heat Equipment Upgrade",11.976669058913341,11.681364722902206,null,86994.103283204735,10,null,3249.8091183479546,null,null,1,1000,1000,1000,0,0,0,0,0,0,0,0,0,0,0,0,0,0,0,0,0,0,0,0,0,0,0,0,0,0,0]
["Process Refrig Controls",0.12443545056606732,0.12136729130367946,null,903.85318199806363,15,null,795.39079584838817,null,null,1,1000,1000,1000,0,0,0,0,0,0,0,0,0,0,0,0,0,0,0,0,0,0,0,0,0,0,0,0,0,0,0]
["Process Refrig Equipment Upgrade",0.31002875841700983,0.30238449303751713,null,2251.9344650690518,10,null,370.72968652378478,null,null,1,1000,1000,1000,0,0,0,0,0,0,0,0,0,0,0,0,0,0,0,0,0,0,0,0,0,0,0,0,0,0,0]
["Pump Improved Controls",0.18722003121048589,0.18227514692985289,null,1390.3054891036854,15,null,88.707311247879588,null,null,1,1000,1000,1000,0,0,0,0,0,0,0,0,0,0,0,0,0,0,0,0,0,0,0,0,0,0,0,0,0,0,0]
["Motor Optimization",114.30456700482181,111.28553718770119,null,848831.53746383416,10,null,259951.45066953564,null,null,1,1000,1000,1000,0,0,0,0,0,0,0,0,0,0,0,0,0,0,0,0,0,0,0,0,0,0,0,0,0,0,0]
["Motor Improved Controls",0.18607939742745822,0.18116463974186522,null,1381.8350845249277,15,null,88.166863971182337,null,null,1,1000,1000,1000,0,0,0,0,0,0,0,0,0,0,0,0,0,0,0,0,0,0,0,0,0,0,0,0,0,0,0]
["Pump Equipment Upgrade",0.5310601677949528,0.51703372490408916,null,3943.6798592323603,15,null,504.32556515112736,null,null,1,1000,1000,1000,0,0,0,0,0,0,0,0,0,0,0,0,0,0,0,0,0,0,0,0,0,0,0,0,0,0,0]
["Motor Equipment Upgrades",0.34202226901380156,0.33298872420164766,null,2539.8747929433785,10,null,357.31181932154448,null,null,1,1000,1000,1000,0,0,0,0,0,0,0,0,0,0,0,0,0,0,0,0,0,0,0,0,0,0,0,0,0,0,0]
["Fan Improved Controls",1.239469885309112,1.2067328159231321,null,9204.3665091935836,15,null,226.45031367497921,null,null,1,1000,1000,1000,0,0,0,0,0,0,0,0,0,0,0,0,0,0,0,0,0,0,0,0,0,0,0,0,0,0,0]
["Fan Equipment Upgrades",0.35756959763798274,0.34812541438921235,null,2655.330047316219,15,null,339.56884802413663,null,null,1,1000,1000,1000,0,0,0,0,0,0,0,0,0,0,0,0,0,0,0,0,0,0,0,0,0,0,0,0,0,0,0]
["Lighting Controls",0.42008782299505054,0.40833667307682481,null,2943.0846025037595,10,null,377.88574175254075,null,null,1,1000,1000,1000,0,0,0,0,0,0,0,0,0,0,0,0,0,0,0,0,0,0,0,0,0,0,0,0,0,0,0]
["Efficient Lighting - Other Interior Lighting",4.4090400516036841,4.2857056253104773,null,30889.202631922206,14.46666667,null,12305.424560230311,null,null,1,1000,1000,1000,0,0,0,0,0,0,0,0,0,0,0,0,0,0,0,0,0,0,0,0,0,0,0,0,0,0,0]
["Efficient Lighting - High Bay",1.9679015529205699,1.9128532870417678,null,13786.880843989626,13.66666667,null,2976.0271863487046,null,null,1,1000,1000,1000,0,0,0,0,0,0,0,0,0,0,0,0,0,0,0,0,0,0,0,0,0,0,0,0,0,0,0]
["HVAC Recommissioning",5.8628191780474719,5.7205785527904416,null,41155.970057308026,10,null,2442.87922079296,null,null,1,1000,1000,1000,0,0,0,0,0,0,0,0,0,0,0,0,0,0,0,0,0,0,0,0,0,0,0,0,0,0,0]
["HVAC Improved Controls",2.8781155495735771,2.8082882288084732,null,20203.870148895061,15,null,66.159047951495168,null,null,1,1000,1000,1000,0,0,0,0,0,0,0,0,0,0,0,0,0,0,0,0,0,0,0,0,0,0,0,0,0,0,0]
["Building Envelope Improvements",0.55133990176637193,0.53796358399589705,null,3870.3101356867778,25,null,1090.0658399243355,null,null,1,1000,1000,1000,0,0,0,0,0,0,0,0,0,0,0,0,0,0,0,0,0,0,0,0,0,0,0,0,0,0,0]
["HVAC Equipment Upgrades",2.0329857352697607,1.983662508108643,null,14271.205968791543,18,null,1821.6736164278857,null,null,1,1000,1000,1000,0,0,0,0,0,0,0,0,0,0,0,0,0,0,0,0,0,0,0,0,0,0,0,0,0,0,0]
["Lighting Controls -  Exterior",0,0,null,452.31922533990092,10,null,58.076817034444986,null,null,1,1000,1000,1000,0,0,0,0,0,0,0,0,0,0,0,0,0,0,0,0,0,0,0,0,0,0,0,0,0,0,0]
["Efficient Lighting - Exterior",0,0,null,2551.9163788363971,13.6,null,291.93404153736731,null,null,1,1000,1000,1000,0,0,0,0,0,0,0,0,0,0,0,0,0,0,0,0,0,0,0,0,0,0,0,0,0,0,0]
["Compressed Air System Optimization",0.84148702172972834,0.81926153699284221,null,6248.9254902700177,10,null,312.30164636018441,null,null,1,1000,1000,1000,0,0,0,0,0,0,0,0,0,0,0,0,0,0,0,0,0,0,0,0,0,0,0,0,0,0,0]
["Compressed Air Controls",1.0858971018653685,1.0572162204731308,null,8063.927196058753,12.5,null,442.64983651566382,null,null,1,1000,1000,1000,0,0,0,0,0,0,0,0,0,0,0,0,0,0,0,0,0,0,0,0,0,0,0,0,0,0,0]
["Compressed Air Equipment",1.050718516384495,1.022966777206552,null,7802.6892282155841,15,null,982.40647931830381,null,null,1,1000,1000,1000,0,0,0,0,0,0,0,0,0,0,0,0,0,0,0,0,0,0,0,0,0,0,0,0,0,0,0]
["Process Other Systems Optimization",5.6979632302456291E-2,5.557470640858158E-2,null,413.87901704354658,5.3333333333333304,null,9.5930096620575842,null,null,1,1000,1000,1000,0,0,0,0,0,0,0,0,0,0,0,0,0,0,0,0,0,0,0,0,0,0,0,0,0,0,0]
["Plant Energy Management",16.664168658276324,16.33935413026099,null,121646.28303066366,10.5,null,2819.5533487114812,null,null,1,1000,1000,1000,0,0,0,0,0,0,0,0,0,0,0,0,0,0,0,0,0,0,0,0,0,0,0,0,0,0,0]
["Process Heat System Optimization",0.49494986308455163,0.48274606585528707,null,3595.1331123356767,2,null,333.32178476885457,null,null,1,1000,1000,1000,0,0,0,0,0,0,0,0,0,0,0,0,0,0,0,0,0,0,0,0,0,0,0,0,0,0,0]
["Process Heat Improved Controls",0.12006749389141379,0.11710703373461105,null,872.12595698898826,15,null,782.67267570194201,null,null,1,1000,1000,1000,0,0,0,0,0,0,0,0,0,0,0,0,0,0,0,0,0,0,0,0,0,0,0,0,0,0,0]
["Process Refrig Controls",0.62818177879317949,0.61269293108700074,null,4562.8805702275477,15,null,4015.334880042732,null,null,1,1000,1000,1000,0,0,0,0,0,0,0,0,0,0,0,0,0,0,0,0,0,0,0,0,0,0,0,0,0,0,0]
["Process Refrig Equipment Upgrade",0.27578502348997314,0.26898509332216819,null,2003.2006144139518,10,null,245.11971357748081,null,null,1,1000,1000,1000,0,0,0,0,0,0,0,0,0,0,0,0,0,0,0,0,0,0,0,0,0,0,0,0,0,0,0]
["Pump System Optimization",82.759627295625819,80.573767281399597,null,614577.20822577982,10,null,48137.979917530371,null,null,1,1000,1000,1000,0,0,0,0,0,0,0,0,0,0,0,0,0,0,0,0,0,0,0,0,0,0,0,0,0,0,0]
["Pump Improved Controls",0.60428103024802415,0.58832066666813176,null,4487.4217138150098,15,null,286.31629364026372,null,null,1,1000,1000,1000,0,0,0,0,0,0,0,0,0,0,0,0,0,0,0,0,0,0,0,0,0,0,0,0,0,0,0]
["Motor Optimization",3.7626493796212097,3.6632697050718321,null,27941.625969384793,10,null,2340.6874791656123,null,null,1,1000,1000,1000,0,0,0,0,0,0,0,0,0,0,0,0,0,0,0,0,0,0,0,0,0,0,0,0,0,0,0]
["Motor Improved Controls",0.60059946459192159,0.5847363390907927,null,4460.0822197070283,15,null,284.57191944897733,null,null,1,1000,1000,1000,0,0,0,0,0,0,0,0,0,0,0,0,0,0,0,0,0,0,0,0,0,0,0,0,0,0,0]
["Pump Equipment Upgrade",0.94750411399768564,0.92247848950201028,null,7036.213818158607,15,null,1785.6503945754707,null,null,1,1000,1000,1000,0,0,0,0,0,0,0,0,0,0,0,0,0,0,0,0,0,0,0,0,0,0,0,0,0,0,0]
["Motor Equipment Upgrades",2.8349821571918228,2.7601041721047883,null,21052.721918540316,10,null,662.20275917887307,null,null,1,1000,1000,1000,0,0,0,0,0,0,0,0,0,0,0,0,0,0,0,0,0,0,0,0,0,0,0,0,0,0,0]
["Fan System Optimization",13.774114144422782,13.410310121573191,null,102287.27331533066,10,null,3586.1490915708464,null,null,1,1000,1000,1000,0,0,0,0,0,0,0,0,0,0,0,0,0,0,0,0,0,0,0,0,0,0,0,0,0,0,0]
["Fan Improved Controls",82.597171639624179,80.415602429188937,null,613370.80424851994,15,null,6046.8173784117262,null,null,1,1000,1000,1000,0,0,0,0,0,0,0,0,0,0,0,0,0,0,0,0,0,0,0,0,0,0,0,0,0,0,0]
["Fan Equipment Upgrades",0.40169513937167528,0.39108550552297405,null,2983.0085680673178,15,null,757.02793636612398,null,null,1,1000,1000,1000,0,0,0,0,0,0,0,0,0,0,0,0,0,0,0,0,0,0,0,0,0,0,0,0,0,0,0]
["Lighting Controls",3.5267391017898979,3.4280853497907828,null,24707.908630924721,10,null,3247.7451774849565,null,null,1,1000,1000,1000,0,0,0,0,0,0,0,0,0,0,0,0,0,0,0,0,0,0,0,0,0,0,0,0,0,0,0]
["Efficient Lighting - Other Interior Lighting",27.51236698753522,26.742761368474987,null,192748.32362946551,14.46666667,null,76785.729427734579,null,null,1,1000,1000,1000,0,0,0,0,0,0,0,0,0,0,0,0,0,0,0,0,0,0,0,0,0,0,0,0,0,0,0]
["Efficient Lighting - High Bay",12.12255062601837,11.783445557982869,null,84929.127048101393,13.66666667,null,18332.746461517399,null,null,1,1000,1000,1000,0,0,0,0,0,0,0,0,0,0,0,0,0,0,0,0,0,0,0,0,0,0,0,0,0,0,0]
["HVAC Recommissioning",54.917273767281912,53.584899849403186,null,385509.70209999906,10,null,89759.333756086242,null,null,1,1000,1000,1000,0,0,0,0,0,0,0,0,0,0,0,0,0,0,0,0,0,0,0,0,0,0,0,0,0,0,0]
["HVAC Improved Controls",4.8908217503977234,4.7721632138352952,null,34332.71731604643,15,null,516.90466590945562,null,null,1,1000,1000,1000,0,0,0,0,0,0,0,0,0,0,0,0,0,0,0,0,0,0,0,0,0,0,0,0,0,0,0]
["Building Envelope Improvements",6.9710087290377132,6.801881793654255,null,48935.267796721731,25,null,6629.9455814092462,null,null,1,1000,1000,1000,0,0,0,0,0,0,0,0,0,0,0,0,0,0,0,0,0,0,0,0,0,0,0,0,0,0,0]
["HVAC Equipment Upgrades",20.886658332748201,20.379917249566866,null,146620.70564251806,18,null,18254.454674246124,null,null,1,1000,1000,1000,0,0,0,0,0,0,0,0,0,0,0,0,0,0,0,0,0,0,0,0,0,0,0,0,0,0,0]
["Lighting Controls -  Exterior",0,0,null,1517.8276497665045,10,null,199.51172328736257,null,null,1,1000,1000,1000,0,0,0,0,0,0,0,0,0,0,0,0,0,0,0,0,0,0,0,0,0,0,0,0,0,0,0]
["Efficient Lighting - Exterior",0,0,null,15720.164168994288,13.6,null,1798.354796240613,null,null,1,1000,1000,1000,0,0,0,0,0,0,0,0,0,0,0,0,0,0,0,0,0,0,0,0,0,0,0,0,0,0,0]
["Compressed Air System Optimization",3.210075899721843,3.1252908809738909,null,23838.187158537159,10,null,1455.8326081364278,null,null,1,1000,1000,1000,0,0,0,0,0,0,0,0,0,0,0,0,0,0,0,0,0,0,0,0,0,0,0,0,0,0,0]
["Compressed Air Controls",2.0201387883541546,1.9667825717429166,null,15001.653551923688,12.5,null,1021.3438783943651,null,null,1,1000,1000,1000,0,0,0,0,0,0,0,0,0,0,0,0,0,0,0,0,0,0,0,0,0,0,0,0,0,0,0]
["Compressed Air Equipment",6.2139366086501768,6.0498131585134836,null,46145.009805258531,15,null,3999.0622474763918,null,null,1,1000,1000,1000,0,0,0,0,0,0,0,0,0,0,0,0,0,0,0,0,0,0,0,0,0,0,0,0,0,0,0]
["Process Other Systems Optimization",0.2482619076022298,0.24214060480754557,null,1803.282859783166,5.3333333333333304,null,58.99712654781947,null,null,1,1000,1000,1000,0,0,0,0,0,0,0,0,0,0,0,0,0,0,0,0,0,0,0,0,0,0,0,0,0,0,0]
["Plant Energy Management",0.22414083577187455,0.21914537884371424,null,1643.2935559641003,10.5,null,38.088741663126989,null,null,1,1000,1000,1000,0,0,0,0,0,0,0,0,0,0,0,0,0,0,0,0,0,0,0,0,0,0,0,0,0,0,0]
["Process Heat System Optimization",1.2103734747724283E-2,1.1805297399631114E-2,null,87.917061544954819,2,null,27.232544808003418,null,null,1,1000,1000,1000,0,0,0,0,0,0,0,0,0,0,0,0,0,0,0,0,0,0,0,0,0,0,0,0,0,0,0]
["Process Heat Improved Controls",1.914791116154798E-2,1.8675788139383236E-2,null,139.0833589081796,15,null,133.94232318090579,null,null,1,1000,1000,1000,0,0,0,0,0,0,0,0,0,0,0,0,0,0,0,0,0,0,0,0,0,0,0,0,0,0,0]
["Process Refrig System Optimization",0.65020654334797801,0.63417463910073046,null,4722.8603302963502,4.6666666666666696,null,533.63436701830597,null,null,1,1000,1000,1000,0,0,0,0,0,0,0,0,0,0,0,0,0,0,0,0,0,0,0,0,0,0,0,0,0,0,0]
["Process Refrig Controls",0.21156389352809366,0.20634744020581133,null,1536.7220313132539,15,null,101.93021247801022,null,null,1,1000,1000,1000,0,0,0,0,0,0,0,0,0,0,0,0,0,0,0,0,0,0,0,0,0,0,0,0,0,0,0]
["Process Refrig Equipment Upgrade",5.7624488383541901E-2,5.6203662509805435E-2,null,418.56301359090162,10,null,86.520241958945718,null,null,1,1000,1000,1000,0,0,0,0,0,0,0,0,0,0,0,0,0,0,0,0,0,0,0,0,0,0,0,0,0,0,0]
["Pump System Optimization",9.4020164519757018E-2,9.1536889463181573E-2,null,698.19853128476836,10,null,46.33135988205747,null,null,1,1000,1000,1000,0,0,0,0,0,0,0,0,0,0,0,0,0,0,0,0,0,0,0,0,0,0,0,0,0,0,0]
["Pump Improved Controls",8.4859103832644334E-3,8.2617792120977737E-3,null,63.016802794089656,15,null,4.0207358620912901,null,null,1,1000,1000,1000,0,0,0,0,0,0,0,0,0,0,0,0,0,0,0,0,0,0,0,0,0,0,0,0,0,0,0]
["Motor Optimization",2.1389212608217766E-2,2.0824277432651098E-2,null,158.83738243467062,10,null,72.441178960650802,null,null,1,1000,1000,1000,0,0,0,0,0,0,0,0,0,0,0,0,0,0,0,0,0,0,0,0,0,0,0,0,0,0,0]
["Motor Improved Controls",0.12326701838214144,0.12001127091977155,null,915.38715795565713,15,null,94.931770104470758,null,null,1,1000,1000,1000,0,0,0,0,0,0,0,0,0,0,0,0,0,0,0,0,0,0,0,0,0,0,0,0,0,0,0]
["Pump Equipment Upgrade",9.0547218889007838E-2,8.815567180697631E-2,null,672.40826011255194,15,null,89.534333646682924,null,null,1,1000,1000,1000,0,0,0,0,0,0,0,0,0,0,0,0,0,0,0,0,0,0,0,0,0,0,0,0,0,0,0]
["Motor Equipment Upgrades",2.6711303080259242E-2,2.6005800031986062E-2,null,198.35949739718146,10,null,33.066978592898671,null,null,1,1000,1000,1000,0,0,0,0,0,0,0,0,0,0,0,0,0,0,0,0,0,0,0,0,0,0,0,0,0,0,0]
["Fan System Optimization",0.77801863831405127,0.75746949028878818,null,5777.606041828376,10,null,204.04644271657077,null,null,1,1000,1000,1000,0,0,0,0,0,0,0,0,0,0,0,0,0,0,0,0,0,0,0,0,0,0,0,0,0,0,0]
["Fan Improved Controls",0.79650060815667989,0.7754633114992483,null,5914.8540913854586,15,null,197.13863298388253,null,null,1,1000,1000,1000,0,0,0,0,0,0,0,0,0,0,0,0,0,0,0,0,0,0,0,0,0,0,0,0,0,0,0]
["Fan Equipment Upgrades",2.9249973493827474E-2,2.8477418691847195E-2,null,217.21179321290481,15,null,39.618632283228223,null,null,1,1000,1000,1000,0,0,0,0,0,0,0,0,0,0,0,0,0,0,0,0,0,0,0,0,0,0,0,0,0,0,0]
["Lighting Controls",1.8802029789773959E-2,1.8276079122479368E-2,null,131.72475216153245,10,null,18.430502854020091,null,null,1,1000,1000,1000,0,0,0,0,0,0,0,0,0,0,0,0,0,0,0,0,0,0,0,0,0,0,0,0,0,0,0]
["Efficient Lighting - Other Interior Lighting",0.12842821265714904,0.12483568010073234,null,899.75256246070012,14.46666667,null,358.43713456015053,null,null,1,1000,1000,1000,0,0,0,0,0,0,0,0,0,0,0,0,0,0,0,0,0,0,0,0,0,0,0,0,0,0,0]
["Efficient Lighting - High Bay",0.1160693777136535,0.11282255982518453,null,813.16805599307099,13.66666667,null,175.52993088793579,null,null,1,1000,1000,1000,0,0,0,0,0,0,0,0,0,0,0,0,0,0,0,0,0,0,0,0,0,0,0,0,0,0,0]
["HVAC Recommissioning",0.94823780621171661,0.92523216091517724,null,6656.4643347321862,10,null,1537.8385066323078,null,null,1,1000,1000,1000,0,0,0,0,0,0,0,0,0,0,0,0,0,0,0,0,0,0,0,0,0,0,0,0,0,0,0]
["HVAC Improved Controls",8.3535520220516218E-2,8.1508825508213228E-2,null,586.40481046904586,15,null,29.60677022628154,null,null,1,1000,1000,1000,0,0,0,0,0,0,0,0,0,0,0,0,0,0,0,0,0,0,0,0,0,0,0,0,0,0,0]
["Building Envelope Improvements",2.4225132894135068E-2,2.3637395502762205E-2,null,170.05621591716397,25,null,24.555539915745953,null,null,1,1000,1000,1000,0,0,0,0,0,0,0,0,0,0,0,0,0,0,0,0,0,0,0,0,0,0,0,0,0,0,0]
["HVAC Equipment Upgrades",5.1079419161382249E-2,4.9840157246826562E-2,null,358.56863084265359,18,null,49.235084797506175,null,null,1,1000,1000,1000,0,0,0,0,0,0,0,0,0,0,0,0,0,0,0,0,0,0,0,0,0,0,0,0,0,0,0]
["Lighting Controls -  Exterior",0,0,null,17.321244032539177,10,null,2.4235326492428135,null,null,1,1000,1000,1000,0,0,0,0,0,0,0,0,0,0,0,0,0,0,0,0,0,0,0,0,0,0,0,0,0,0,0]
["Efficient Lighting - Exterior",0,0,null,97.723828372800483,13.6,null,11.179407134172665,null,null,1,1000,1000,1000,0,0,0,0,0,0,0,0,0,0,0,0,0,0,0,0,0,0,0,0,0,0,0,0,0,0,0]
["Compressed Air System Optimization",3.9341822256171846E-2,3.83027199913758E-2,null,292.15437621951293,10,null,15.767551484259773,null,null,1,1000,1000,1000,0,0,0,0,0,0,0,0,0,0,0,0,0,0,0,0,0,0,0,0,0,0,0,0,0,0,0]
["Compressed Air Controls",3.5831212114049431E-2,3.4884832624668891E-2,null,266.0844064671391,12.5,null,14.715938960972878,null,null,1,1000,1000,1000,0,0,0,0,0,0,0,0,0,0,0,0,0,0,0,0,0,0,0,0,0,0,0,0,0,0,0]
["Compressed Air Equipment",6.5179883782421344E-2,6.3458342659683142E-2,null,484.02913735207841,15,null,50.118019344226589,null,null,1,1000,1000,1000,0,0,0,0,0,0,0,0,0,0,0,0,0,0,0,0,0,0,0,0,0,0,0,0,0,0,0]

{"sheet":"Industrial_Results","index":26,"n_rows":1347,"n_cols":30,"rows_kept":1347,"cut":false,"hidden":false,"merged":[]}
[]
[{"$f":"NOW()","v":"2019-05-14T07:55:54.360"}]
[]
[]
[]
[]
[]
["Targets",0,null,0,0,null,0]
["Measure Name","TRC","Part ","RIM","UCT","Incentive","Payback",null,null,null,null,null,null,null,null,null,null,null,null,null,null,null,"Inc.","Yr Pb"]
["Process Other Systems Optimization",7.4217100715079063,1390.4077235903937,1.15837889056617,null,0,1.1942303896123083,5.3333333333333304,null,{"$f":"IF(B10<1.01,0,1)","v":1},null,{"$f":"IF(D10<1.01,0,1)","v":1},null,null,null,null,null,null,null,null,null,81.430000000000007,0,0,5.2020547378738717,3.7027577039754127,3.7232790808231782,5.638802605440584,231,0]
["Plant Energy Management",2.9780740748148631,328040.96089996811,1.3229305224380927,null,0,6.2539368189188531,10.5,null,{"$f":"IF(B11<1.01,0,1)","v":1},null,{"$f":"IF(D11<1.01,0,1)","v":1},null,null,null,null,null,null,null,null,null,null,0,0,5.2020547378738717,3.7027577039754127,3.7232790808231782,5.638802605440584,231]
["Process Heat System Optimization",2.0238173241881968E-2,-6633.9217792811751,0.94644919675043704,null,0,89.168866656358816,2,null,0,null,0,null,null,null,null,null,null,null,null,null,{"$f":"+V10-F10","v":81.430000000000007},230,2,5.2020547378738717,3.7027577039754127,3.7232790808231782,5.638802605440584,231,2]
["Process Heat Improved Controls",0.55834240183417672,-144.95851353514479,1.4355365018978534,null,0,46.238911854507862,15,null,0,null,1,null,null,null,null,null,null,null,null,null,null,450,2,5.2020547378738717,3.7027577039754127,3.7232790808231782,5.638802605440584,231,2]
["Process Refrig System Optimization",0.6320155445649096,-470.1880615974992,1.113762978205628,null,0,10.804174662367542,4.6666666666666696,null,0,null,1,null,null,null,null,null,null,null,null,null,null,null,null,4.2323209593405258,2.3121664773713135,3.7279222706104509,5.6458345872237592,231]
["Process Refrig Controls",1.129011218761748,291.04141059364463,1.4350432355277971,null,0,22.859182986720011,15,null,1,null,1]
["Process Refrig Equipment Upgrade",1.7532930244915443,5157.4613011704178,1.2855323791499487,null,0,9.4713416880840295,10,null,1,null,1]
["Pump System Optimization",5.7804692181544732,24217.812738218614,1.2922621148129447,null,0,2.9210465389200544,10,null,1,null,1]
["Pump Improved Controls",7.8047173956954099,5983.650814501887,1.4430331527881619,null,0,3.3634197474577325,15,null,1,null,1]
["Motor Optimization",2.4922922785353272,31258.158021692769,1.2922751525964993,null,0,6.7749637967357277,10,null,1,null,1]
["Motor Improved Controls",7.8045250130879742,5948.0693856418984,1.4429975827006785,null,0,3.3634197474577321,15,null,1,null,1]
["Pump Equipment Upgrade",1.6764783553889622,8154.761522132726,1.4429891818723013,null,0,15.657667540300197,15,null,1,null,1]
["Motor Equipment Upgrades",2.0228398062263704,7250.9034526856603,1.2922561757084052,null,0,8.3471473861786194,10,null,1,null,1]
["Fan Improved Controls",20.2406624735398,35752.146422503087,1.4430244649845543,null,0,1.296913211439406,15,null,1,null,1]
["Fan Equipment Upgrades",2.3038552644564754,6504.2302006983455,1.4430218142662137,null,0,11.394090052180029,15,null,1,null,1]
["Lighting Controls",2.5749283944787607,4732.3708847681137,1.2742695866690239,null,0,6.2922793208408194,10,null,1,null,1]
["Efficient Lighting - Other Interior Lighting",1.2698810699689551,44440.359238566321,1.4221730768522509,null,0,19.824955509232463,14.46666667,null,1,null,1]
["Efficient Lighting - High Bay",2.1835507872959288,192750.98852612247,1.3947319560631126,null,0,10.742198885754521,13.66666667,null,1,null,1]
["HVAC Recommissioning",4.033755689019709,484703.31011311169,1.2750839582814055,null,0,4.0167049241370254,10,null,1,null,1]
["HVAC Improved Controls",57.225964470302365,104838.53444459435,1.4230958996358121,null,0,0.43993931089551708,15,null,1,null,1]
["Building Envelope Improvements",4.8186061493701704,27910.013409911502,1.5996919110016996,null,0,8.0305618140514312,25,null,1,null,1]
["HVAC Equipment Upgrades",4.8621688242779513,64407.537940360555,1.5029399426473207,null,0,6.1984133864562621,18,null,1,null,1]
["Lighting Controls -  Exterior",1.8361616882538303,661.93066668617757,1.9248796483213189,null,0,0,10,null,1,null,1]
["Efficient Lighting - Exterior",2.9672561940015161,6477.3157906662336,2.1277785428914058,null,0,0,13.6,null,1,null,1]
["Compressed Air System Optimization",6.4552539086543801,15490.22216276753,1.2922594264751888,null,0,2.6156964103137961,10,null,1,null,1]
["Compressed Air Controls",1.7487810156147414,88332.339974644347,1.3852828501622698,null,0,12.926910924108595,12.5,null,1,null,1]
["Compressed Air Equipment",2.1609689209270528,149880.39195047534,1.4430123757566748,null,0,12.147404064050647,15,null,1,null,1]
["Process Other Systems Optimization",7.4216458598076223,25482.337946370702,1.1583688684179836,null,0,1.1942303896123088,5.3333333333333304,null,1,null,1]
["Plant Energy Management",15.485684031763149,390195.62204421143,1.3248038948693872,null,0,1.2091667266684283,10.5,null,1,null,1]
["Process Heat System Optimization",9.5347147288984302E-2,-8379.6293601851539,0.94645300639289476,null,0,18.92686133158271,2,null,0,null,0]
["Process Heat Improved Controls",0.81729244596463646,255.5472999321546,1.4352482352177087,null,0,31.582282389633704,15,null,0,null,1]
["Process Heat Equipment Upgrade",1.3892478192903037,59438.911820170542,1.2855570432388448,null,0,11.953487121153668,10,null,1,null,1]
["Process Refrig System Optimization",6.3470464713612689,58907.931706163785,1.1137696189436199,null,0,1.0758463921041075,4.6666666666666696,null,1,null,1]
["Process Refrig Controls",1.5743484125263645,5821.7827352000086,1.435246751810932,null,0,16.395312460657745,15,null,1,null,1]
["Process Refrig Equipment Upgrade",1.9343740153227944,31508.960572314776,1.2855584612743982,null,0,8.5848828107170334,10,null,1,null,1]
["Pump System Optimization",3.3133512046655205,421221.88292248547,1.2922696263618325,null,0,5.0960845101546512,10,null,1,null,1]
["Pump Improved Controls",7.8046297437598913,20172.066582515443,1.4430169466089438,null,0,3.3634197474577321,15,null,1,null,1]
["Motor Optimization",3.4334969495016114,148444.20280318032,1.2922698970692919,null,0,4.917762134718207,10,null,1,null,1]
["Motor Improved Controls",4.6985417136458514,31184.291853541876,1.4430218039801856,null,0,5.5869109530415599,15,null,1,null,1]
["Pump Equipment Upgrade",2.1957884708837185,36303.144251118443,1.4430154953849228,null,0,11.954803365758991,15,null,1,null,1]
["Motor Equipment Upgrades",1.4937610879948786,19859.618073635778,1.2922740660869196,null,0,11.303799447621669,10,null,1,null,1]
["Fan System Optimization",3.904059142020246,693966.46624999621,1.2922696639387909,null,0,4.3250159968249191,10,null,1,null,1]
["Fan Improved Controls",20.240512613995268,386355.05331683659,1.4430137809968464,null,0,1.2969132114394062,15,null,1,null,1]
["Fan Equipment Upgrades",2.1927788622073425,10671.560026673516,1.4430124965208921,null,0,11.971186562233157,15,null,1,null,1]
["Lighting Controls",2.2991014424644036,14830.910287085573,1.2742687889436186,null,0,7.0471699277804944,10,null,1,null,1]
["Efficient Lighting - Other Interior Lighting",1.2698825348795824,101279.61837164871,1.4221747041449104,null,0,19.824955323844119,14.46666667,null,1,null,1]
["Efficient Lighting - High Bay",2.1835519043821821,76721.891946444259,1.3947327177367315,null,0,10.742199256531219,13.66666667,null,1,null,1]
["HVAC Improved Controls",29.208092903099523,40363.887147280089,1.4230995002799953,null,0,0.86195340301126433,15,null,1,null,1]
["Building Envelope Improvements",6.9533270697767504,29033.457362747271,1.5997051205432473,null,0,5.5651681111793581,25,null,1,null,1]
["HVAC Equipment Upgrades",6.362636879272948,138924.4002628767,1.5029416633607062,null,0,4.7366787393495082,18,null,1,null,1]
["Lighting Controls -  Exterior",1.639472630732854,1069.5410692969094,1.9248796483213191,null,0,0,10,null,1,null,1]
["Efficient Lighting - Exterior",2.9672561698448576,11417.652939467103,2.1277785428914058,null,0,0,13.6,null,1,null,1]
["Compressed Air System Optimization",6.0421956659918576,48611.130083295444,1.2922749693950855,null,0,2.7945449796077737,10,null,1,null,1]
["Compressed Air Controls",2.3552132683952669,190686.87868066513,1.3852843329302389,null,0,9.5984346365440949,12.5,null,1,null,1]
["Compressed Air Equipment",3.6903998523559833,658447.42608251527,1.4430132169464287,null,0,7.1130985814098375,15,null,1,null,1]
["Process Other Systems Optimization",5.2579128669662847,32982.607658340567,1.1583653738459723,null,0,1.6856742423412603,5.3333333333333304,null,1,null,1]
["Plant Energy Management",15.502757296350291,48184.197737150454,1.3236423516903124,null,0,1.2039200142734408,10.5,null,1,null,1]
["Process Heat System Optimization",0.11307315858910715,-927.75690505828595,0.94644195328799019,null,0,15.959589193631958,2,null,0,null,0]
["Process Heat Improved Controls",0.52018447566772597,-2807.7544477725296,1.4352009517302091,null,0,49.619147955073537,15,null,0,null,1]
["Process Refrig System Optimization",1.1729394489997313,25678.456417499947,1.1137670069508177,null,0,5.8216398456042606,4.6666666666666696,null,1,null,1]
["Process Refrig Controls",7.5526949251786588,54895.123831229401,1.4352323818401109,null,0,3.417545123547177,15,null,1,null,1]
["Process Refrig Equipment Upgrade",1.5592525696039043,6050.0327032270416,1.285573763246713,null,0,10.650341210048623,10,null,1,null,1]
["Pump System Optimization",4.8269859599265708,16077.891976831454,1.2922694771899472,null,0,3.4980660689425238,10,null,1,null,1]
["Pump Improved Controls",7.8045967403549721,2245.4574636580637,1.4430108445292607,null,0,3.3634197474577321,15,null,1,null,1]
["Motor Optimization",0.7023155356656855,-201.87852456612131,1.2922483850226469,null,0,24.041672650954624,10,null,0,null,1]
["Motor Improved Controls",4.8017154502392829,30340.282127198185,1.4430225969446715,null,0,5.4668688430876955,15,null,{"$f":"IF(B75<1.01,0,1)","v":1},null,{"$f":"IF(D75<1.01,0,1)","v":1}]
["Pump Equipment Upgrade",3.7397331873352848,21052.203254853517,1.4430026632554349,null,0,7.0192135789147807,15,null,1,null,1]
["Motor Equipment Upgrades",1.9214775350163737,3326.7321361320596,1.2922833854102269,null,0,8.7876632550989964,10,null,1,null,1]
["Fan System Optimization",9.0696614426554678,144227.1357491393,1.2922695551344479,null,0,1.8617141253708904,10,null,1,null,1]
["Fan Improved Controls",14.94078153931814,222000.94270335892,1.4430154095425307,null,0,1.7569507841043768,15,null,1,null,1]
["Fan Equipment Upgrades",2.7301650576055008,6133.7224835940397,1.4430285714355828,null,0,9.6149707866442267,15,null,1,null,1]
["Lighting Controls",2.3268571491488932,2491.8583676119279,1.2742363831414474,null,0,6.9629313156177162,10,null,1,null,1]
["Efficient Lighting - Other Interior Lighting",1.2698832378732279,13887.46861935949,1.422175504745038,null,0,19.824955509232467,14.46666667,null,1,null,1]
["Efficient Lighting - High Bay",2.1835702931052641,19905.547259354367,1.3947444152995849,null,0,10.742198885754519,13.66666667,null,1,null,1]
["HVAC Recommissioning",1.4086568990259993,87995.607064310461,1.2750833931473462,null,0,11.5020195257863,10,null,1,null,1]
["HVAC Improved Controls",10.015927598785259,21756.874966897019,1.4231148169360519,null,0,2.5136250029303833,15,null,1,null,1]
["Building Envelope Improvements",5.382623227539173,8452.2365332317786,1.5996572013029018,null,0,7.1889250438122847,25,null,1,null,1]
["HVAC Equipment Upgrades",4.408527102725933,13673.205281553524,1.502913364553641,null,0,6.836115252924583,18,null,1,null,1]
["Lighting Controls -  Exterior",1.6593072223483161,181.99378215184441,1.9248796483213186,null,0,0,10,null,1,null,1]
["Efficient Lighting - Exterior",2.9672561940015156,1923.3192892103543,2.1277785428914053,null,0,0,13.6,null,1,null,1]
["Compressed Air System Optimization",5.934910007588023,6953.3046484285578,1.2922511703274633,null,0,2.845009710013255,10,null,1,null,1]
["Compressed Air Controls",7.7541524395389576,8378.3500639210979,1.3852975019920939,null,0,2.9154154104017485,12.5,null,1,null,1]
["Compressed Air Equipment",4.8092833038830163,16047.953342175741,1.4430211715792425,null,0,5.4582608260878223,15,null,1,null,1]
["Process Other Systems Optimization",1.435558860657618,1059.1447927894915,1.1583808068558268,null,0,6.1740738157848494,5.3333333333333304,null,1,null,1]
["Plant Energy Management",15.536498744486842,105578.2503265003,1.3214106771911975,null,0,1.1936186178655741,10.5,null,1,null,1]
["Process Heat System Optimization",0.82695925212279409,190.74105968768782,0.94645612710993021,null,0,2.1822455953013478,2,null,0,null,0]
["Process Heat Improved Controls",0.55822829160412168,-2430.3341406089985,1.4352431166920261,null,0,46.238911854507847,15,null,0,null,1]
["Process Refrig System Optimization",18.448509492471583,23073.884604265764,1.1137668512118837,null,0,0.37013451307486284,4.6666666666666696,null,1,null,1]
["Process Refrig Controls",0.56927003722253933,-3839.8852891217293,1.4352040972019871,null,0,45.340814277151516,15,null,0,null,1]
["Process Refrig Equipment Upgrade",3.5739531033225105,14815.111206602129,1.2855550431192537,null,0,4.6464879641889461,10,null,1,null,1]
["Pump Improved Controls",7.8045302152723375,2910.1235909534021,1.4429985445451781,null,0,3.3634197474577321,15,null,1,null,1]
["Motor Optimization",4.5144051891974488,64895.447088747533,1.2922699987223518,null,0,3.7402762730643446,10,null,1,null,1]
["Motor Improved Controls",7.8047781621886125,2927.7924686580309,1.4430443880526591,null,0,3.3634197474577321,15,null,1,null,1]
["Motor Equipment Upgrades",1.9483377510813125,6302.5585008424232,1.2922980521832168,null,0,8.6666129423966431,10,null,1,null,1]
["Fan Improved Controls",20.240637956551019,47983.30583913374,1.4430227170864969,null,0,1.296913211439406,15,null,1,null,1]
["Lighting Controls",2.2533648959551771,7311.4013209641698,1.2742708873321529,null,0,7.1902181737484243,10,null,1,null,1]
["Efficient Lighting - Other Interior Lighting",1.2698829572761388,59305.017928506699,1.4221751904970077,null,0,19.824955509232467,14.46666667,null,1,null,1]
["Efficient Lighting - High Bay",2.1835552516011547,46710.152368121962,1.3947348076153623,null,0,10.742198885754519,13.66666667,null,1,null,1]
["HVAC Recommissioning",9.0603172550922579,55480.96969337426,1.2750870132931671,null,0,1.7882867346145477,10,null,1,null,1]
["HVAC Improved Controls",3.7183843327083275,37739.446967660362,1.4231043870520963,null,0,6.7707098762199767,15,null,1,null,1]
["Building Envelope Improvements",4.4692747223767588,22028.281494375005,1.5997300683118278,null,0,8.6584602556083592,25,null,1,null,1]
["HVAC Equipment Upgrades",4.8621718014794437,89258.777229677537,1.5029408629269736,null,0,6.1984133864562629,18,null,1,null,1]
["Lighting Controls -  Exterior",1.606855583729327,639.94253878068184,1.9248796483213195,null,0,0,10,null,1,null,1]
["Efficient Lighting - Exterior",2.9672561940015161,6951.3443524398008,2.1277785428914053,null,0,0,13.6,null,1,null,1]
["Compressed Air System Optimization",6.6408582221080517,7541.6740624530294,1.2922874703235112,null,0,2.5426458960147698,10,null,1,null,1]
["Compressed Air Controls",13.980780368810384,8532.847927484785,1.3853073760024541,null,0,1.6169867527975383,12.5,null,1,null,1]
["Compressed Air Equipment",13.023995370715815,58267.230665689829,1.4430085387294156,null,0,2.0155176737204172,15,null,1,null,1]
["Process Other Systems Optimization",1.4588656255828178,101.93814941026766,1.1581509804495467,null,0,6.0742317326339457,5.3333333333333304,null,1,null,1]
["Plant Energy Management",2.9704371263439144,179952.82555751095,1.3256648752070181,null,0,6.3166777556106455,10.5,null,1,null,1]
["Process Other Equipment Upgrades",3.684394028909892,9119.0136382700002,1.2855453718252818,null,0,4.5071740477869433,10,null,1,null,1]
["Process Heat System Optimization",0.12290533651463882,-154.61278430708603,0.94639417826673833,null,0,14.682113221637936,2,null,0,null,0]
["Process Heat Improved Controls",0.55801567192986123,-224.69687991185549,1.4346964569677778,null,0,46.238911854507862,15,null,0,null,1]
["Process Refrig Controls",0.5692176882509139,-592.94166784043955,1.4350721915097882,null,0,45.340816580438279,15,null,0,null,1]
["Process Refrig Equipment Upgrade",1.3460308945636539,236.8465173063245,1.2851486393083233,null,0,12.33335755542759,10,null,1,null,1]
["Pump System Optimization",1.2658417031473073,45876.982924494689,1.2922679029030819,null,0,13.339025874778528,10,null,1,null,1]
["Pump Improved Controls",7.8046639982961779,4549.0855807768066,1.443023280013344,null,0,3.363419747457733,15,null,1,null,1]
["Motor Optimization",4.0677779460456511,26734.037480548937,1.2922638173004,null,0,4.1509251665432263,10,null,1,null,1]
["Motor Improved Controls",10.118172824280391,12702.738651372669,1.4430439566507189,null,0,2.5944147825296016,15,null,1,null,1]
["Pump Equipment Upgrade",1.5754632523695664,15588.275754406275,1.4430001716525211,null,0,16.661728291835473,15,null,1,null,1]
["Motor Equipment Upgrades",4.8813554952921434,7179.9011012616929,1.2922794799915891,null,0,3.4591306691494128,10,null,1,null,1]
["Fan System Optimization",9.1361981975753075,101340.60989239952,1.2922697736770432,null,0,1.8481560174708953,10,null,1,null,1]
["Fan Improved Controls",20.240548742471947,53809.612744238919,1.4430162747790056,null,0,1.2969131377977949,15,null,1,null,1]
["Fan Equipment Upgrades",2.150884916913844,29976.459814081794,1.443005962331974,null,0,12.204300554568826,15,null,1,null,1]
["Lighting Controls",1.8655626595893764,3757.3199127331236,1.2742365803999025,null,0,8.6846447829626854,10,null,1,null,1]
["Efficient Lighting - Other Interior Lighting",1.2698828239670572,13014.397152509157,1.4221750412006744,null,0,19.824955509232463,14.46666667,null,1,null,1]
["Efficient Lighting - High Bay",2.183535622027724,17528.500231774458,1.3947222693252035,null,0,10.742198885754521,13.66666667,null,1,null,1]
["HVAC Improved Controls",29.418674802494067,31008.215023732289,1.4230846809368831,null,0,0.85577454027807132,15,null,1,null,1]
["HVAC Equipment Upgrades",4.8625096017066491,4185.9755402455276,1.5030453699508799,null,0,6.1984137573906484,18,null,1,null,1]
["Lighting Controls -  Exterior",1.3303528825249571,196.15897557748326,1.9248796483213191,null,0,0,10,null,1,null,1]
["Efficient Lighting - Exterior",2.9672561940015165,2608.5686096839072,2.1277785428914058,null,0,0,13.6,null,{"$f":"IF(B139<1.01,0,1)","v":1},null,{"$f":"IF(D139<1.01,0,1)","v":1}]
["Compressed Air System Optimization",6.5264896080528514,10564.51352486529,1.2922578239600362,null,0,2.5871432503062888,10,null,1,null,1]
["Compressed Air Controls",12.579935914649976,6770.0098253297565,1.3853120133769921,null,0,1.7970530597704006,12.5,null,1,null,1]
["Compressed Air Equipment",3.4211834473082701,189114.72256920664,1.4430149364085918,null,0,7.6728446860704116,15,null,1,null,1]
["Process Other Systems Optimization",0.96974617543418484,23626.067274768779,1.1583662615089891,null,0,9.1396442746732731,5.3333333333333304,null,0,null,1]
["Plant Energy Management",3.8034908027777323,171944.10278969724,1.3232322472300497,null,0,4.9038891452843361,10.5,null,1,null,1]
["Process Heat System Optimization",0.18176269789192859,-504.89497249807113,0.94646278634397651,null,0,9.9285546686590109,2,null,0,null,0]
["Process Heat Improved Controls",0.55691138859277289,-903.81787959460496,1.4353650489234659,null,0,46.352188457559024,15,null,0,null,1]
["Process Heat Equipment Upgrade",3.1522682932475519,64262.811165731655,1.2855543218727064,null,0,5.2680543714939558,10,null,1,null,1]
["Process Refrig System Optimization",23.819211106802381,1233.7143593293758,1.1138097772645117,null,0,0.28668847276644815,4.6666666666666696,null,1,null,1]
["Process Refrig Controls",0.84194511069069344,54.424327455713239,1.4352692637134945,null,0,30.657983137822168,15,null,0,null,1]
["Process Refrig Equipment Upgrade",1.6479833405344286,1910.1448879830311,1.2854750487340196,null,0,10.076131434407806,10,null,1,null,1]
["Pump System Optimization",10.967718072431724,8465.810791759779,1.2922716220593471,null,0,1.5395311691611295,10,null,1,null,1]
["Pump Improved Controls",7.8041575171520092,3086.3200136380192,1.4429296144227959,null,0,3.3634196983633244,15,null,1,null,1]
["Motor Optimization",3.9506143076135909,22944.221835642216,1.292275530332663,null,0,4.274068177451519,10,null,1,null,1]
["Motor Improved Controls",10.98228864128682,2240.7158110470605,1.442822374103548,null,0,2.3899122620837208,15,null,1,null,1]
["Pump Equipment Upgrade",3.3895160598023559,6034.059904183232,1.4430242680057757,null,0,7.7445802066696752,15,null,1,null,1]
["Motor Equipment Upgrades",1.7488385548738445,1598.4844011191938,1.292309229190582,null,0,9.6553424924175619,10,null,1,null,1]
["Fan System Optimization",15.539578046316315,170357.67215213203,1.2922714420697796,null,0,1.0865894443829172,10,null,1,null,1]
["Fan Improved Controls",20.240674764232597,21504.266542660302,1.443025313916388,null,0,1.2969131868922026,15,null,1,null,1]
["Fan Equipment Upgrades",3.3896883237002826,3081.5600286946374,1.4430976061994365,null,0,7.7445802066696743,15,null,1,null,1]
["Lighting Controls",2.0455107251709723,4135.8993487125645,1.2742606169740378,null,0,7.9207869415541321,10,null,1,null,1]
["Efficient Lighting - Other Interior Lighting",1.2698761192067465,21096.83052696391,1.4221675589620828,null,0,19.82495588000916,14.46666667,null,1,null,1]
["Efficient Lighting - High Bay",2.1835574902410451,49578.641730730858,1.3947362134649117,null,0,10.742198700366171,13.66666667,null,1,null,1]
["HVAC Recommissioning",0.27943084429744297,-210534.94704948712,1.2750841474121835,null,0,57.983608727447816,10,null,0,null,1]
["HVAC Improved Controls",8.6291861686568847,21788.891792908147,1.4230860634301588,null,0,2.9175146845005946,15,null,1,null,1]
["Building Envelope Improvements",6.0284360171504501,26694.621006656602,1.5997230541920024,null,0,6.4190559168818586,25,null,1,null,1]
["HVAC Equipment Upgrades",4.07338388410348,35746.085324232452,1.5029369624474436,null,0,7.3986821337198974,18,null,1,null,1]
["Lighting Controls -  Exterior",1.4586482764871349,288.73787443923362,1.9248796483213191,null,0,0,10,null,1,null,1]
["Efficient Lighting - Exterior",2.9672561940015156,3444.8644500539185,2.1277785428914053,null,0,0,13.6,null,1,null,1]
["Compressed Air System Optimization",6.725662192698195,7987.8082635577039,1.2922754870551625,null,0,2.5105623571776943,10,null,1,null,1]
["Compressed Air Controls",8.5199540850608688,21030.045455967527,1.3852958089510969,null,0,2.6533649902943157,12.5,null,1,null,1]
["Compressed Air Equipment",5.046270598999004,18395.638544856025,1.4430206499841121,null,0,5.201923411696483,15,null,1,null,1]
["Process Other Systems Optimization",7.4203251474308178,199.90413141241859,1.1581627319180314,null,0,1.1942303896123088,5.3333333333333304,null,1,null,1]
["Plant Energy Management",15.52099596270765,13595.085527408837,1.3224987647010316,null,0,1.1979962201656769,10.5,null,1,null,1]
["Process Heat System Optimization",0.22628568789869011,-19.84405234847371,0.94647507096395511,null,0,7.9751588483102331,2,null,0,null,0]
["Process Heat Improved Controls",0.55823016733226827,-290.2793681760013,1.435247939317378,null,0,46.238911854507855,15,null,0,null,1]
["Process Refrig System Optimization",0.41612195661954776,-955.72687465959211,1.1137195743682977,null,0,16.408988081899171,4.6666666666666696,null,0,null,1]
["Process Refrig Controls",0.56936292864974214,-396.67149132958667,1.4354382886194144,null,0,45.340814277151523,15,null,0,null,1]
["Process Refrig Equipment Upgrade",1.3591967090326782,107.66781524899798,1.2843713825662468,null,0,12.206503940599848,10,null,1,null,1]
["Pump System Optimization",2.2774578033579767,5385.7798252955909,1.2922520636599331,null,0,7.4139192599977957,10,null,1,null,1]
["Pump Improved Controls",7.808281635507849,531.48209585832842,1.4436921537427219,null,0,3.3634197474577325,15,null,1,null,1]
["Motor Optimization",0.51693196778909101,-281.09390082803236,1.291923188440407,null,0,32.655343755530623,10,null,0,null,1]
["Motor Improved Controls",7.8073384843572802,528.24403491148371,1.4435177722360819,null,0,3.3634197474577321,15,null,1,null,1]
["Pump Equipment Upgrade",3.7395413128503043,3697.0442905523214,1.4429286271199757,null,0,7.0192135789147789,15,null,1,null,1]
["Motor Equipment Upgrades",1.4720522622558365,325.88390555807621,1.2923544648083691,null,0,11.47121383126464,10,null,1,null,1]
["Fan Improved Controls",20.241138390346954,3518.5121174536625,1.4430583946840847,null,0,1.2969132114394062,15,null,1,null,1]
["Fan Equipment Upgrades",2.7296632562385965,512.70346093731814,1.4427633443543073,null,0,9.6149707866442284,15,null,1,null,1]
["Lighting Controls",2.88415603913313,3400.5049901501934,1.2742863079722779,null,0,5.6177200812083052,10,null,1,null,1]
["Efficient Lighting - Other Interior Lighting",1.2699016916705619,4778.4803584511756,1.4221961716360993,null,0,19.824955509232467,14.46666667,null,1,null,1]
["Efficient Lighting - High Bay",2.1835592925947971,10417.000468121985,1.3947373887794918,null,0,10.742198885754522,13.66666667,null,1,null,1]
["HVAC Improved Controls",81.053180317107774,10753.540602685494,1.4230711229017723,null,0,0.31060487634617023,15,null,1,null,1]
["Building Envelope Improvements",7.7855609130129251,15580.769670824471,1.5996860732828981,null,0,4.9702229241530818,25,null,1,null,1]
["HVAC Equipment Upgrades",1.8629606898447217,26847.016898317699,1.5029478100652778,null,0,16.177416009608795,18,null,1,null,1]
["Lighting Controls -  Exterior",2.056642562054229,170.22226822920925,1.9248796483213193,null,0,0,10,null,1,null,1]
["Efficient Lighting - Exterior",2.9672561940015156,1550.2445107081521,2.1277785428914053,null,0,0,13.6,null,1,null,1]
["Compressed Air System Optimization",4.3324949784387847,1348.2466842734523,1.2921436373179196,null,0,3.8969396688284168,10,null,1,null,1]
["Compressed Air Controls",65.987305773252615,4161.0997560635742,1.3852728630748026,null,0,0.34258367077001423,12.5,null,1,null,1]
["Compressed Air Equipment",34.549436104547674,982.8729384881276,1.4432118727978751,null,0,0.75989060048487633,15,null,1,null,1]
["Process Other Systems Optimization",0.89230619389146082,2636.5695362206516,1.1583695781928427,null,0,9.9328689167197748,5.3333333333333304,null,0,null,1]
["Plant Energy Management",15.522835144147042,1558928.0737215176,1.3220585380538323,null,0,1.1986397711805972,10.5,null,1,null,1]
["Process Heat System Optimization",0.20198518201177082,-10240.982622802367,0.94645323055715003,null,0,8.934430954515383,2,null,0,null,0]
["Process Heat Improved Controls",0.55822002649788371,-20875.056556689116,1.4352218665386123,null,0,46.238911854507862,15,null,0,null,1]
["Process Refrig System Optimization",23.818335918885666,11660.948038674565,1.1137688526153191,null,0,0.28668847276644804,4.6666666666666696,null,1,null,1]
["Process Refrig Controls",0.56928521683260114,-5956.6253470024903,1.4352423669810548,null,0,45.340814277151509,15,null,{"$f":"IF(B203<1.01,0,1)","v":0},null,{"$f":"IF(D203<1.01,0,1)","v":1}]
["Process Refrig Equipment Upgrade",2.1923367271063254,39102.043455289779,1.2855582005984909,null,0,7.5747355143956794,10,null,1,null,1]
["Pump System Optimization",38.237517713964309,223298.58765057486,1.2922710768823129,null,0,0.44158558696122457,10,null,1,null,1]
["Pump Improved Controls",7.804623661164146,33513.178483089599,1.4430158219830451,null,0,3.3634197474577334,15,null,1,null,1]
["Motor Optimization",5.2078030622202354,322306.47305252438,1.2922696687556994,null,0,3.2422728169617949,10,null,1,null,1]
["Motor Improved Controls",7.8045961145844851,33714.739391800424,1.4430107288290352,null,0,3.3634197474577321,15,null,1,null,1]
["Pump Equipment Upgrade",4.4764754658110277,130321.42420268769,1.4430158162853393,null,0,5.8640386706623486,15,null,1,null,1]
["Motor Equipment Upgrades",1.8540784362401221,10804.579614178749,1.2922637770248455,null,0,9.1069724947241486,10,null,1,null,1]
["Fan System Optimization",98.40027387113615,2220846.3591117114,1.2922697942181383,null,0,0.17159626980472825,10,null,1,null,1]
["Fan Improved Controls",20.240495343944048,210025.55917060125,1.4430125497571842,null,0,1.2969132114394064,15,null,1,null,1]
["Fan Equipment Upgrades",4.4764794153466516,65580.522131944395,1.4430170894392786,null,0,5.8640386706623477,15,null,1,null,1]
["Lighting Controls",2.2149825085853339,45583.446028204606,1.2742813339662293,null,0,7.3148740415551545,10,null,1,null,1]
["Efficient Lighting - Other Interior Lighting",1.2698828038845287,114375.96575054934,1.4221750187097248,null,0,19.824955509232463,14.46666667,null,1,null,1]
["Efficient Lighting - High Bay",2.1835521578076422,351462.93215655413,1.3947328314704963,null,0,10.742198885754517,13.66666667,null,1,null,1]
["HVAC Improved Controls",16.228914114215783,8501.7331699141505,1.4230765446285043,null,0,1.551281175579613,15,null,1,null,1]
["Building Envelope Improvements",5.9816079676860507,28056.264912944745,1.5996959089734795,null,0,6.4691988273030585,25,null,1,null,1]
["HVAC Equipment Upgrades",2.5268263468138441,132733.85525762761,1.5029401572640142,null,0,11.927110333174188,18,null,1,null,1]
["Lighting Controls -  Exterior",1.5794724769127291,2306.0139620084155,1.9248796483213191,null,0,0,10,null,1,null,1]
["Efficient Lighting - Exterior",2.9672561940015156,25437.614174448372,2.1277785428914058,null,0,0,13.6,null,1,null,1]
["Compressed Air System Optimization",7.0020165093672944,86998.90236956664,1.2922689161091403,null,0,2.4114636759096788,10,null,1,null,1]
["Compressed Air Controls",9.4174954102128492,139690.24798074184,1.3852844285915349,null,0,2.4004643685186133,12.5,null,1,null,1]
["Compressed Air Equipment",4.119852037714522,352419.64437943103,1.4430144633017341,null,0,6.3716367449740492,15,null,1,null,1]
["Process Other Systems Optimization",7.4218703905499392,2188.676618430809,1.1584039131273129,null,0,1.1942303896123088,5.3333333333333304,null,1,null,1]
["Plant Energy Management",15.489000768386038,92135.076355194702,1.3245017168726467,null,0,1.2084322712906173,10.5,null,1,null,1]
["Process Heat System Optimization",0.10754362206831719,-700.64743514178122,0.9464631573389144,null,0,16.78055430363472,2,null,0,null,0]
["Process Heat Improved Controls",0.55822617178365752,-2364.2693814551958,1.4352376664886317,null,0,46.238911854507862,15,null,0,null,1]
["Process Heat Equipment Upgrade",1.389246534107722,79439.840615923298,1.2855558539798106,null,0,11.953487121153671,10,null,1,null,1]
["Process Refrig Controls",0.56922556382664047,-1080.4455245992706,1.4350919739637391,null,0,45.340814277151509,15,null,0,null,1]
["Process Refrig Equipment Upgrade",1.2510561835069278,1387.2578510607527,1.2854803337091336,null,0,13.273076964271967,10,null,1,null,1]
["Pump System Optimization",{"$error":"#DIV/0!"},0,{"$error":"#DIV/0!"},null,0,0,10,null,{"$error":"#DIV/0!"},null,{"$error":"#DIV/0!"}]
["Pump Improved Controls",7.8042253775869721,4506.8747915043014,1.4429421823652426,null,0,3.3634197474577325,15,null,1,null,1]
["Motor Optimization",4.9041546770374902,31987.260361632114,1.2922641377366613,null,0,3.4430084585445,10,null,1,null,1]
["Motor Improved Controls",7.8047207737385804,4534.2733284174974,1.4430337773627671,null,0,3.3634197474577321,15,null,1,null,1]
["Pump Equipment Upgrade",2.7300936898655563,7182.2709725004297,1.4429908500210722,null,0,9.6149707866442284,15,null,1,null,1]
["Motor Equipment Upgrades",5.2322898114522127,2440.7691579792804,1.2922244915231551,null,0,3.226986389546906,10,null,1,null,1]
["Fan Improved Controls",20.240286031906624,27523.492478594017,1.4429976272025882,null,0,1.296913211439406,15,null,1,null,1]
["Fan Equipment Upgrades",2.7301061254843204,4010.6128103900573,1.4429974228665974,null,0,9.6149707866442284,15,null,1,null,1]
["Lighting Controls",2.1721419584571842,3476.3481619434315,1.2742728449534493,null,0,7.4590935711156892,10,null,1,null,1]
["Efficient Lighting - Other Interior Lighting",1.269886325437029,13047.013680017521,1.422178962588623,null,0,19.824955509232467,14.46666667,null,1,null,1]
["Efficient Lighting - High Bay",2.1835440247419799,17078.351835026082,1.3947276365161838,null,0,10.742198885754521,13.66666667,null,1,null,1]
["HVAC Improved Controls",12.419481125431206,1328.0453154703569,1.4232756277594902,null,0,2.0273899276074041,15,null,1,null,1]
["Building Envelope Improvements",5.0192760283120661,3701.1917304645995,1.5996116785066548,null,0,7.7091145255761617,25,null,1,null,1]
["HVAC Equipment Upgrades",4.8619202391621803,3336.9630855743599,1.502863102761018,null,0,6.1984133864562629,18,null,1,null,1]
["Lighting Controls -  Exterior",1.5489338095260827,226.26757555349701,1.9248796483213189,null,0,0,10,null,1,null,1]
["Efficient Lighting - Exterior",2.9672561940015161,2541.5781925550536,2.1277785428914053,null,0,0,13.6,null,1,null,1]
["Compressed Air System Optimization",5.2019941295648016,11096.784063123354,1.292277664071146,null,0,3.2459134618301766,10,null,1,null,1]
["Compressed Air Controls",8.0279033924708276,5255.6484768394685,1.3852962832444315,null,0,2.8159974682030051,12.5,null,1,null,1]
["Compressed Air Equipment",2.2494066464975853,14023.637364487056,1.4430093141519247,null,0,11.669791675457315,15,null,1,null,1]
["Process Other Systems Optimization",3.1487148948049466,1296.4767860823695,1.1583163858008405,null,0,2.8147208486004609,5.3333333333333304,null,1,null,1]
["Process Heat System Optimization",3.3095166044204476E-2,-2149.9087645976283,0.94643631258575622,null,0,54.527310793677074,2,null,0,null,0]
["Process Heat Equipment Upgrade",8.62776725158899,100095.55704537581,1.2855533776541386,null,0,1.9247515702554296,10,null,1,null,1]
["Process Refrig Controls",0.56928628608917098,-624.07741894488038,1.4352450627164874,null,0,45.340814277151516,15,null,0,null,1]
["Process Refrig Equipment Upgrade",1.9578184911607588,1769.0752638114761,1.2855758285887127,null,0,8.4821951847097949,10,null,1,null,1]
["Pump Improved Controls",7.8043200402632174,2278.8284047705306,1.4429596847773387,null,0,3.3634197474577325,15,null,1,null,1]
["Motor Optimization",1.0459272084853866,315124.73907443229,1.2922696171153978,null,0,16.143683320403742,10,null,1,null,1]
["Motor Improved Controls",7.8039252809017796,2264.9446945318427,1.4428866967603431,null,0,3.3634197474577321,15,null,1,null,1]
["Pump Equipment Upgrade",3.8938075641482208,5739.2563098936607,1.4429582453882774,null,0,6.7412622535169797,15,null,1,null,1]
["Motor Equipment Upgrades",2.2767936955821622,2148.9855119415511,1.2922296122058172,null,0,7.4159529467261516,10,null,1,null,1]
["Fan Improved Controls",20.240432630506881,16121.61401046406,1.4430080787066826,null,0,1.296913211439406,15,null,1,null,1]
["Fan Equipment Upgrades",3.8939297473180923,3864.3146180421049,1.4430035237461598,null,0,6.7412622535169797,15,null,1,null,1]
["Lighting Controls",2.5356670472265859,2658.2431983515808,1.274267101220298,null,0,6.3896942245611923,10,null,1,null,1]
["Efficient Lighting - Other Interior Lighting",1.2698770269902222,21931.059749131731,1.422168549014456,null,0,19.824955509232471,14.46666667,null,1,null,1]
["Efficient Lighting - High Bay",2.1835727948449737,15524.32613441371,1.3947460132730967,null,0,10.742198885754521,13.66666667,null,1,null,1]
["HVAC Recommissioning",5.482806917011966,45290.642348889734,1.2750826780091948,null,0,2.9551268749307185,10,null,1,null,1]
["HVAC Improved Controls",154.42814467846361,37217.400791663065,1.4231031733932751,null,0,0.16302779591546374,15,null,{"$f":"IF(B267<1.01,0,1)","v":1},null,{"$f":"IF(D267<1.01,0,1)","v":1}]
["Building Envelope Improvements",2.7597226838698226,7325.1276277206298,1.5997362046793844,null,0,14.022128461799699,25,null,1,null,1]
["HVAC Equipment Upgrades",4.7423284394427094,25428.453987641711,1.5029327802247427,null,0,6.3550192880649155,18,null,1,null,1]
["Lighting Controls -  Exterior",1.8081682494772555,233.55605626537121,1.9248796483213191,null,0,0,10,null,1,null,1]
["Efficient Lighting - Exterior",2.9672561940015165,2310.3101020624172,2.1277785428914067,null,0,0,13.6,null,1,null,1]
["Compressed Air System Optimization",6.4090761765612205,6912.8417000169757,1.2922462939876134,null,0,2.6345158676562477,10,null,1,null,1]
["Compressed Air Controls",7.8123596701996227,11689.436262209472,1.3852753366354829,null,0,2.8936473429563381,12.5,null,1,null,1]
["Compressed Air Equipment",3.9550917339021945,11399.50783409774,1.4430235458591798,null,0,6.6371067010129474,15,null,1,null,1]
["Process Other Systems Optimization",7.4215240229805195,270.99784138022659,1.158349852152561,null,0,1.1942303896123088,5.3333333333333304,null,1,null,1]
["Plant Energy Management",15.522048148568631,159840.74794022404,1.3225000730137058,null,0,1.1975847510714488,10.5,null,1,null,1]
["Process Heat System Optimization",0.37777538868017679,-219.40533400609596,0.94645894730922253,null,0,4.7770014057239276,2,null,0,null,0]
["Process Heat Improved Controls",0.55813203641716291,-645.77093291575898,1.4349956380231617,null,0,46.238911854507855,15,null,0,null,1]
["Process Refrig Controls",0.56928517276852197,-3150.5014154250694,1.4352422558897584,null,0,45.340814277151516,15,null,0,null,1]
["Process Refrig Equipment Upgrade",2.6341245968247473,1816.4906426492589,1.2856233906521355,null,0,6.3046421523211826,10,null,1,null,1]
["Pump System Optimization",4.089411874183619,629901.43644352618,1.2922698123858096,null,0,4.1289849741057907,10,null,1,null,1]
["Pump Improved Controls",7.8048996060885649,7355.2641097736941,1.4430668421102442,null,0,3.3634197474577321,15,null,1,null,1]
["Motor Optimization",3.8236815667993747,28202.092854892162,1.2922734121508304,null,0,4.4159449268671036,10,null,1,null,1]
["Motor Improved Controls",7.8044532567216427,7310.4523642734366,1.4429843154918491,null,0,3.3634197474577316,15,null,1,null,1]
["Pump Equipment Upgrade",1.9622231757113486,7699.16538519599,1.4430313118484142,null,0,13.377941636808716,15,null,1,null,1]
["Motor Equipment Upgrades",10.183295822446189,24407.859665096716,1.2922663229233295,null,0,1.6581149051986843,10,null,1,null,1]
["Fan System Optimization",9.1362101178300161,117531.01311437541,1.2922714597377569,null,0,1.8481560174708955,10,null,1,null,1]
["Fan Improved Controls",50.512237577195719,1100267.8323371855,1.4430132133863742,null,0,0.51967956972307205,15,null,1,null,1]
["Fan Equipment Upgrades",1.962162750197225,3264.0674238375245,1.4429868745438337,null,0,13.377941636808712,15,null,1,null,1]
["Lighting Controls",2.4768979033930543,22100.622051556889,1.274279071666182,null,0,6.5413633995609981,10,null,1,null,1]
["Efficient Lighting - Other Interior Lighting",1.2698829315356865,136849.5992737037,1.422175161669601,null,0,19.824955509232463,14.46666667,null,1,null,1]
["Efficient Lighting - High Bay",2.1835516055863451,95632.034651301656,1.3947324787419524,null,0,10.742198885754521,13.66666667,null,1,null,1]
["HVAC Recommissioning",1.3977448046188943,232431.78533668286,1.2750829416828451,null,0,11.591810870954509,10,null,1,null,1]
["HVAC Improved Controls",33.587348624718558,62083.968681107457,1.4230928995726086,null,0,0.74956492046027001,15,null,1,null,1]
["Building Envelope Improvements",5.7368935547812931,113131.28779451447,1.5997081368649566,null,0,6.7452022021703826,25,null,1,null,1]
["HVAC Equipment Upgrades",4.8621690392900776,262571.7480634682,1.5029400091094951,null,0,6.1984133864562629,18,null,1,null,1]
["Lighting Controls -  Exterior",1.7662437499642851,770.46628244869021,1.9248796483213197,null,0,0,10,null,1,null,1]
["Efficient Lighting - Exterior",2.9672561940015156,14231.835489165731,2.1277785428914058,null,0,0,13.6,null,1,null,1]
["Compressed Air System Optimization",5.2448906208073716,25612.338175081004,1.2922769188211611,null,0,3.2193641882457893,10,null,1,null,1]
["Compressed Air Controls",6.2989609284720309,21178.846905478189,1.385293944514788,null,0,3.5889280342131396,12.5,null,1,null,1]
["Compressed Air Equipment",5.7460278500238937,72610.283328833772,1.4430158338881287,null,0,4.5684125182049469,15,null,1,null,1]
["Process Other Systems Optimization",5.2579947246554593,1131.4142626692108,1.1583834078292508,null,0,1.6856742423412603,5.3333333333333304,null,1,null,1]
["Plant Energy Management",15.502419465773359,2156.3889123559443,1.3237862057695859,null,0,1.2041913607580501,10.5,null,1,null,1]
["Process Heat System Optimization",0.11305200403755834,-42.67633543152958,0.94626488602164149,null,0,15.959589193631954,2,null,0,null,0]
["Process Heat Improved Controls",0.52038460394163877,-129.15524633470687,1.435753110248241,null,0,49.619147955073537,15,null,0,null,1]
["Process Refrig System Optimization",1.1729164488165678,1181.1956432114939,1.1137451670807519,null,0,5.8216398456042624,4.6666666666666696,null,1,null,1]
["Process Refrig Controls",7.5534869500578878,2525.1472305120083,1.4353828896740903,null,0,3.4175451235471757,15,null,1,null,1]
["Process Refrig Equipment Upgrade",1.5590068949673208,278.29835871418754,1.2853712092325367,null,0,10.650341210048619,10,null,1,null,1]
["Pump System Optimization",4.8258985419026708,739.5746722213164,1.2919783561606137,null,0,3.4980660689425238,10,null,1,null,1]
["Pump Improved Controls",7.7919510998935069,103.28987500263317,1.4406727613548205,null,0,3.3634197474577325,15,null,1,null,1]
["Motor Optimization",0.7018431072855531,-9.2863072449931607,1.2913791250102131,null,0,24.041672650954627,10,null,0,null,1]
["Motor Improved Controls",4.8017906569753084,1395.6370972248319,1.4430451982463621,null,0,5.4668688430876955,15,null,1,null,1]
["Pump Equipment Upgrade",3.7400300110442113,968.39040328828753,1.4431171947957995,null,0,7.0192135789147798,15,null,1,null,1]
["Motor Equipment Upgrades",1.9212873027965083,153.0279486618175,1.2921554453575217,null,0,8.7876632550989981,10,null,1,null,1]
["Fan System Optimization",9.0698146577535042,6634.3732617241149,1.2922913856303084,null,0,1.8617141253708906,10,null,1,null,1]
["Fan Improved Controls",14.940455683665252,10211.927952579528,1.442983937646154,null,0,1.756950784104377,15,null,1,null,1]
["Fan Equipment Upgrades",2.7322964587754743,282.1480469179524,1.4441551233914418,null,0,9.6149707866442302,15,null,1,null,1]
["Lighting Controls",2.3290213239594166,114.62418954533042,1.2754215312215766,null,0,6.9629313156177188,10,null,1,null,1]
["Efficient Lighting - Other Interior Lighting",1.2698709168731037,638.81633468801738,1.4221617061342309,null,0,19.824955509232463,14.46666667,null,1,null,1]
["Efficient Lighting - High Bay",2.18370547898268,915.6448254085692,1.394830764590995,null,0,10.742198885754519,13.66666667,null,1,null,1]
["HVAC Recommissioning",1.4086223674987688,4047.7521768466322,1.2750521360137301,null,0,11.502019525786299,10,null,1,null,1]
["HVAC Improved Controls",10.018187209094783,1000.8049310477747,1.4234358740603446,null,0,2.5136250029303833,15,null,1,null,1]
["Building Envelope Improvements",5.3847512314849109,388.79848639955753,1.6002896209786435,null,0,7.1889250438122856,25,null,1,null,1]
["HVAC Equipment Upgrades",4.407119893186886,628.96033393290043,1.5024336319868048,null,0,6.836115252924583,18,null,1,null,1]
["Lighting Controls -  Exterior",1.6593072223483163,8.3716193553126637,1.9248796483213191,null,0,0,10,null,1,null,1]
["Efficient Lighting - Exterior",2.9672561940015165,88.471687306948766,2.1277785428914058,null,0,0,13.6,null,1,null,1]
["Compressed Air System Optimization",5.9338616173276622,319.84839751644233,1.2920228966823399,null,0,2.8450097100132554,10,null,1,null,1]
["Compressed Air Controls",7.7493727775383272,385.39974405144147,1.384443604176508,null,0,2.9154154104017485,12.5,null,1,null,1]
["Compressed Air Equipment",4.8082272438117899,738.19751983778485,1.4427043016955303,null,0,5.4582608260878214,15,null,1,null,1]
[null,null,null,null,null,null,null,null,null,0,null,0]
[null,null,null,null,null,null,null,null,null,{"$f":"IF(B331<1.01,0,1)","v":0},null,{"$f":"IF(D331<1.01,0,1)","v":0}]
[null,null,null,null,null,null,null,null,null,0,null,0]
[null,null,null,null,null,null,null,null,null,0,null,0]
[null,null,null,null,null,null,null,null,null,0,null,0]
[null,null,null,null,null,null,null,null,null,0,null,0]
[null,null,null,null,null,null,null,null,null,0,null,0]
[null,null,null,null,null,null,null,null,null,0,null,0]
[null,null,null,null,null,null,null,null,null,0,null,0]
[null,null,null,null,null,null,null,null,null,0,null,0]
[null,null,null,null,null,null,null,null,null,0,null,0]
[null,null,null,null,null,null,null,null,null,0,null,0]
[null,null,null,null,null,null,null,null,null,0,null,0]
[null,null,null,null,null,null,null,null,null,0,null,0]
[null,null,null,null,null,null,null,null,null,0,null,0]
[null,null,null,null,null,null,null,null,null,0,null,0]
[null,null,null,null,null,null,null,null,null,0,null,0]
[null,null,null,null,null,null,null,null,null,0,null,0]
[null,null,null,null,null,null,null,null,null,0,null,0]
[null,null,null,null,null,null,null,null,null,0,null,0]
[null,null,null,null,null,null,null,null,null,0,null,0]
[null,null,null,null,null,null,null,null,null,0,null,0]
[null,null,null,null,null,null,null,null,null,0,null,0]
[null,null,null,null,null,null,null,null,null,0,null,0]
[null,null,null,null,null,null,null,null,null,0,null,0]
[null,null,null,null,null,null,null,null,null,0,null,0]
[null,null,null,null,null,null,null,null,null,0,null,0]
[null,null,null,null,null,null,null,null,null,0,null,0]
[null,null,null,null,null,null,null,null,null,0,null,0]
[null,null,null,null,null,null,null,null,null,0,null,0]
[null,null,null,null,null,null,null,null,null,0,null,0]
[null,null,null,null,null,null,null,null,null,0,null,0]
[null,null,null,null,null,null,null,null,null,0,null,0]
[null,null,null,null,null,null,null,null,null,0,null,0]
[null,null,null,null,null,null,null,null,null,0,null,0]
[null,null,null,null,null,null,null,null,null,0,null,0]
[null,null,null,null,null,null,null,null,null,0,null,0]
[null,null,null,null,null,null,null,null,null,0,null,0]
[null,null,null,null,null,null,null,null,null,0,null,0]
[null,null,null,null,null,null,null,null,null,0,null,0]
[null,null,null,null,null,null,null,null,null,0,null,0]
[null,null,null,null,null,null,null,null,null,0,null,0]
[null,null,null,null,null,null,null,null,null,0,null,0]
[null,null,null,null,null,null,null,null,null,0,null,0]
[null,null,null,null,null,null,null,null,null,0,null,0]
[null,null,null,null,null,null,null,null,null,0,null,0]
[null,null,null,null,null,null,null,null,null,0,null,0]
[null,null,null,null,null,null,null,null,null,0,null,0]
[null,null,null,null,null,null,null,null,null,0,null,0]
[null,null,null,null,null,null,null,null,null,0,null,0]
[null,null,null,null,null,null,null,null,null,0,null,0]
[null,null,null,null,null,null,null,null,null,0,null,0]
[null,null,null,null,null,null,null,null,null,0,null,0]
[null,null,null,null,null,null,null,null,null,0,null,0]
[null,null,null,null,null,null,null,null,null,0,null,0]
[null,null,null,null,null,null,null,null,null,0,null,0]
[null,null,null,null,null,null,null,null,null,0,null,0]
[null,null,null,null,null,null,null,null,null,0,null,0]
[null,null,null,null,null,null,null,null,null,0,null,0]
[null,null,null,null,null,null,null,null,null,0,null,0]
[null,null,null,null,null,null,null,null,null,0,null,0]
[null,null,null,null,null,null,null,null,null,0,null,0]
[null,null,null,null,null,null,null,null,null,0,null,0]
[null,null,null,null,null,null,null,null,null,0,null,0]
[null,null,null,null,null,null,null,null,null,0,null,0]
[null,null,null,null,null,null,null,null,null,{"$f":"IF(B395<1.01,0,1)","v":0},null,{"$f":"IF(D395<1.01,0,1)","v":0}]
[null,null,null,null,null,null,null,null,null,0,null,0]
[null,null,null,null,null,null,null,null,null,0,null,0]
[null,null,null,null,null,null,null,null,null,0,null,0]
[null,null,null,null,null,null,null,null,null,0,null,0]
[null,null,null,null,null,null,null,null,null,0,null,0]
[null,null,null,null,null,null,null,null,null,0,null,0]
[null,null,null,null,null,null,null,null,null,0,null,0]
[null,null,null,null,null,null,null,null,null,0,null,0]
[null,null,null,null,null,null,null,null,null,0,null,0]
[null,null,null,null,null,null,null,null,null,0,null,0]
[null,null,null,null,null,null,null,null,null,0,null,0]
[null,null,null,null,null,null,null,null,null,0,null,0]
[null,null,null,null,null,null,null,null,null,0,null,0]
[null,null,null,null,null,null,null,null,null,0,null,0]
[null,null,null,null,null,null,null,null,null,0,null,0]
[null,null,null,null,null,null,null,null,null,0,null,0]
[null,null,null,null,null,null,null,null,null,0,null,0]
[null,null,null,null,null,null,null,null,null,0,null,0]
[null,null,null,null,null,null,null,null,null,0,null,0]
[null,null,null,null,null,null,null,null,null,0,null,0]
[null,null,null,null,null,null,null,null,null,0,null,0]
[null,null,null,null,null,null,null,null,null,0,null,0]
[null,null,null,null,null,null,null,null,null,0,null,0]
[null,null,null,null,null,null,null,null,null,0,null,0]
[null,null,null,null,null,null,null,null,null,0,null,0]
[null,null,null,null,null,null,null,null,null,0,null,0]
[null,null,null,null,null,null,null,null,null,0,null,0]
[null,null,null,null,null,null,null,null,null,0,null,0]
[null,null,null,null,null,null,null,null,null,0,null,0]
[null,null,null,null,null,null,null,null,null,0,null,0]
[null,null,null,null,null,null,null,null,null,0,null,0]
[null,null,null,null,null,null,null,null,null,0,null,0]
[null,null,null,null,null,null,null,null,null,0,null,0]
[null,null,null,null,null,null,null,null,null,0,null,0]
[null,null,null,null,null,null,null,null,null,0,null,0]
[null,null,null,null,null,null,null,null,null,0,null,0]
[null,null,null,null,null,null,null,null,null,0,null,0]
[null,null,null,null,null,null,null,null,null,0,null,0]
[null,null,null,null,null,null,null,null,null,0,null,0]
[null,null,null,null,null,null,null,null,null,0,null,0]
[null,null,null,null,null,null,null,null,null,0,null,0]
[null,null,null,null,null,null,null,null,null,0,null,0]
[null,null,null,null,null,null,null,null,null,0,null,0]
[null,null,null,null,null,null,null,null,null,0,null,0]
[null,null,null,null,null,null,null,null,null,0,null,0]
[null,null,null,null,null,null,null,null,null,0,null,0]
[null,null,null,null,null,null,null,null,null,0,null,0]
[null,null,null,null,null,null,null,null,null,0,null,0]
[null,null,null,null,null,null,null,null,null,0,null,0]
[null,null,null,null,null,null,null,null,null,0,null,0]
[null,null,null,null,null,null,null,null,null,0,null,0]
[null,null,null,null,null,null,null,null,null,0,null,0]
[null,null,null,null,null,null,null,null,null,0,null,0]
[null,null,null,null,null,null,null,null,null,0,null,0]
[null,null,null,null,null,null,null,null,null,0,null,0]
[null,null,null,null,null,null,null,null,null,0,null,0]
[null,null,null,null,null,null,null,null,null,0,null,0]
[null,null,null,null,null,null,null,null,null,0,null,0]
[null,null,null,null,null,null,null,null,null,0,null,0]
[null,null,null,null,null,null,null,null,null,0,null,0]
[null,null,null,null,null,null,null,null,null,0,null,0]
[null,null,null,null,null,null,null,null,null,0,null,0]
[null,null,null,null,null,null,null,null,null,0,null,0]
[null,null,null,null,null,null,null,null,null,{"$f":"IF(B459<1.01,0,1)","v":0},null,{"$f":"IF(D459<1.01,0,1)","v":0}]
[null,null,null,null,null,null,null,null,null,0,null,0]
[null,null,null,null,null,null,null,null,null,0,null,0]
[null,null,null,null,null,null,null,null,null,0,null,0]
[null,null,null,null,null,null,null,null,null,0,null,0]
[null,null,null,null,null,null,null,null,null,0,null,0]
[null,null,null,null,null,null,null,null,null,0,null,0]
[null,null,null,null,null,null,null,null,null,0,null,0]
[null,null,null,null,null,null,null,null,null,0,null,0]
[null,null,null,null,null,null,null,null,null,0,null,0]
[null,null,null,null,null,null,null,null,null,0,null,0]
[null,null,null,null,null,null,null,null,null,0,null,0]
[null,null,null,null,null,null,null,null,null,0,null,0]
[null,null,null,null,null,null,null,null,null,0,null,0]
[null,null,null,null,null,null,null,null,null,0,null,0]
[null,null,null,null,null,null,null,null,null,0,null,0]
[null,null,null,null,null,null,null,null,null,0,null,0]
[null,null,null,null,null,null,null,null,null,0,null,0]
[null,null,null,null,null,null,null,null,null,0,null,0]
[null,null,null,null,null,null,null,null,null,0,null,0]
[null,null,null,null,null,null,null,null,null,0,null,0]
[null,null,null,null,null,null,null,null,null,0,null,0]
[null,null,null,null,null,null,null,null,null,0,null,0]
[null,null,null,null,null,null,null,null,null,0,null,0]
[null,null,null,null,null,null,null,null,null,0,null,0]
[null,null,null,null,null,null,null,null,null,0,null,0]
[null,null,null,null,null,null,null,null,null,0,null,0]
[null,null,null,null,null,null,null,null,null,0,null,0]
[null,null,null,null,null,null,null,null,null,0,null,0]
[null,null,null,null,null,null,null,null,null,0,null,0]
[null,null,null,null,null,null,null,null,null,0,null,0]
[null,null,null,null,null,null,null,null,null,0,null,0]
[null,null,null,null,null,null,null,null,null,0,null,0]
[null,null,null,null,null,null,null,null,null,0,null,0]
[null,null,null,null,null,null,null,null,null,0,null,0]
[null,null,null,null,null,null,null,null,null,0,null,0]
[null,null,null,null,null,null,null,null,null,0,null,0]
[null,null,null,null,null,null,null,null,null,0,null,0]
[null,null,null,null,null,null,null,null,null,0,null,0]
[null,null,null,null,null,null,null,null,null,0,null,0]
[null,null,null,null,null,null,null,null,null,0,null,0]
[null,null,null,null,null,null,null,null,null,0,null,0]
[null,null,null,null,null,null,null,null,null,0,null,0]
[null,null,null,null,null,null,null,null,null,0,null,0]
[null,null,null,null,null,null,null,null,null,0,null,0]
[null,null,null,null,null,null,null,null,null,0,null,0]
[null,null,null,null,null,null,null,null,null,0,null,0]
[null,null,null,null,null,null,null,null,null,0,null,0]
[null,null,null,null,null,null,null,null,null,0,null,0]
[null,null,null,null,null,null,null,null,null,0,null,0]
[null,null,null,null,null,null,null,null,null,0,null,0]
[null,null,null,null,null,null,null,null,null,0,null,0]
[null,null,null,null,null,null,null,null,null,0,null,0]
[null,null,null,null,null,null,null,null,null,0,null,0]
[null,null,null,null,null,null,null,null,null,0,null,0]
[null,null,null,null,null,null,null,null,null,0,null,0]
[null,null,null,null,null,null,null,null,null,0,null,0]
[null,null,null,null,null,null,null,null,null,0,null,0]
[null,null,null,null,null,null,null,null,null,0,null,0]
[null,null,null,null,null,null,null,null,null,0,null,0]
[null,null,null,null,null,null,null,null,null,0,null,0]
[null,null,null,null,null,null,null,null,null,0,null,0]
[null,null,null,null,null,null,null,null,null,0,null,0]
[null,null,null,null,null,null,null,null,null,0,null,0]
[null,null,null,null,null,null,null,null,null,{"$f":"IF(B523<1.01,0,1)","v":0},null,{"$f":"IF(D523<1.01,0,1)","v":0}]
[null,null,null,null,null,null,null,null,null,0,null,0]
[null,null,null,null,null,null,null,null,null,0,null,0]
[null,null,null,null,null,null,null,null,null,0,null,0]
[null,null,null,null,null,null,null,null,null,0,null,0]
[null,null,null,null,null,null,null,null,null,0,null,0]
[null,null,null,null,null,null,null,null,null,0,null,0]
[null,null,null,null,null,null,null,null,null,0,null,0]
[null,null,null,null,null,null,null,null,null,0,null,0]
[null,null,null,null,null,null,null,null,null,0,null,0]
[null,null,null,null,null,null,null,null,null,0,null,0]
[null,null,null,null,null,null,null,null,null,0,null,0]
[null,null,null,null,null,null,null,null,null,0,null,0]
[null,null,null,null,null,null,null,null,null,0,null,0]
[null,null,null,null,null,null,null,null,null,0,null,0]
[null,null,null,null,null,null,null,null,null,0,null,0]
[null,null,null,null,null,null,null,null,null,0,null,0]
[null,null,null,null,null,null,null,null,null,0,null,0]
[null,null,null,null,null,null,null,null,null,0,null,0]
[null,null,null,null,null,null,null,null,null,0,null,0]
[null,null,null,null,null,null,null,null,null,0,null,0]
[null,null,null,null,null,null,null,null,null,0,null,0]
[null,null,null,null,null,null,null,null,null,0,null,0]
[null,null,null,null,null,null,null,null,null,0,null,0]
[null,null,null,null,null,null,null,null,null,0,null,0]
[null,null,null,null,null,null,null,null,null,0,null,0]
[null,null,null,null,null,null,null,null,null,0,null,0]
[null,null,null,null,null,null,null,null,null,0,null,0]
[null,null,null,null,null,null,null,null,null,0,null,0]
[null,null,null,null,null,null,null,null,null,0,null,0]
[null,null,null,null,null,null,null,null,null,0,null,0]
[null,null,null,null,null,null,null,null,null,0,null,0]
[null,null,null,null,null,null,null,null,null,0,null,0]
[null,null,null,null,null,null,null,null,null,0,null,0]
[null,null,null,null,null,null,null,null,null,0,null,0]
[null,null,null,null,null,null,null,null,null,0,null,0]
[null,null,null,null,null,null,null,null,null,0,null,0]
[null,null,null,null,null,null,null,null,null,0,null,0]
[null,null,null,null,null,null,null,null,null,0,null,0]
[null,null,null,null,null,null,null,null,null,0,null,0]
[null,null,null,null,null,null,null,null,null,0,null,0]
[null,null,null,null,null,null,null,null,null,0,null,0]
[null,null,null,null,null,null,null,null,null,0,null,0]
[null,null,null,null,null,null,null,null,null,0,null,0]
[null,null,null,null,null,null,null,null,null,0,null,0]
[null,null,null,null,null,null,null,null,null,0,null,0]
[null,null,null,null,null,null,null,null,null,0,null,0]
[null,null,null,null,null,null,null,null,null,0,null,0]
[null,null,null,null,null,null,null,null,null,0,null,0]
[null,null,null,null,null,null,null,null,null,0,null,0]
[null,null,null,null,null,null,null,null,null,0,null,0]
[null,null,null,null,null,null,null,null,null,0,null,0]
[null,null,null,null,null,null,null,null,null,0,null,0]
[null,null,null,null,null,null,null,null,null,0,null,0]
[null,null,null,null,null,null,null,null,null,0,null,0]
[null,null,null,null,null,null,null,null,null,0,null,0]
[null,null,null,null,null,null,null,null,null,0,null,0]
[null,null,null,null,null,null,null,null,null,0,null,0]
[null,null,null,null,null,null,null,null,null,0,null,0]
[null,null,null,null,null,null,null,null,null,0,null,0]
[null,null,null,null,null,null,null,null,null,0,null,0]
[null,null,null,null,null,null,null,null,null,0,null,0]
[null,null,null,null,null,null,null,null,null,0,null,0]
[null,null,null,null,null,null,null,null,null,0,null,0]
[null,null,null,null,null,null,null,null,null,{"$f":"IF(B587<1.01,0,1)","v":0},null,{"$f":"IF(D587<1.01,0,1)","v":0}]
[null,null,null,null,null,null,null,null,null,0,null,0]
[null,null,null,null,null,null,null,null,null,0,null,0]
[null,null,null,null,null,null,null,null,null,0,null,0]
[null,null,null,null,null,null,null,null,null,0,null,0]
[null,null,null,null,null,null,null,null,null,0,null,0]
[null,null,null,null,null,null,null,null,null,0,null,0]
[null,null,null,null,null,null,null,null,null,0,null,0]
[null,null,null,null,null,null,null,null,null,0,null,0]
[null,null,null,null,null,null,null,null,null,0,null,0]
[null,null,null,null,null,null,null,null,null,0,null,0]
[null,null,null,null,null,null,null,null,null,0,null,0]
[null,null,null,null,null,null,null,null,null,0,null,0]
[null,null,null,null,null,null,null,null,null,0,null,0]
[null,null,null,null,null,null,null,null,null,0,null,0]
[null,null,null,null,null,null,null,null,null,0,null,0]
[null,null,null,null,null,null,null,null,null,0,null,0]
[null,null,null,null,null,null,null,null,null,0,null,0]
[null,null,null,null,null,null,null,null,null,0,null,0]
[null,null,null,null,null,null,null,null,null,0,null,0]
[null,null,null,null,null,null,null,null,null,0,null,0]
[null,null,null,null,null,null,null,null,null,0,null,0]
[null,null,null,null,null,null,null,null,null,0,null,0]
[null,null,null,null,null,null,null,null,null,0,null,0]
[null,null,null,null,null,null,null,null,null,0,null,0]
[null,null,null,null,null,null,null,null,null,0,null,0]
[null,null,null,null,null,null,null,null,null,0,null,0]
[null,null,null,null,null,null,null,null,null,0,null,0]
[null,null,null,null,null,null,null,null,null,0,null,0]
[null,null,null,null,null,null,null,null,null,0,null,0]
[null,null,null,null,null,null,null,null,null,0,null,0]
[null,null,null,null,null,null,null,null,null,0,null,0]
[null,null,null,null,null,null,null,null,null,0,null,0]
[null,null,null,null,null,null,null,null,null,0,null,0]
[null,null,null,null,null,null,null,null,null,0,null,0]
[null,null,null,null,null,null,null,null,null,0,null,0]
[null,null,null,null,null,null,null,null,null,0,null,0]
[null,null,null,null,null,null,null,null,null,0,null,0]
[null,null,null,null,null,null,null,null,null,0,null,0]
[null,null,null,null,null,null,null,null,null,0,null,0]
[null,null,null,null,null,null,null,null,null,0,null,0]
[null,null,null,null,null,null,null,null,null,0,null,0]
[null,null,null,null,null,null,null,null,null,0,null,0]
[null,null,null,null,null,null,null,null,null,0,null,0]
[null,null,null,null,null,null,null,null,null,0,null,0]
[null,null,null,null,null,null,null,null,null,0,null,0]
[null,null,null,null,null,null,null,null,null,0,null,0]
[null,null,null,null,null,null,null,null,null,0,null,0]
[null,null,null,null,null,null,null,null,null,0,null,0]
[null,null,null,null,null,null,null,null,null,0,null,0]
[null,null,null,null,null,null,null,null,null,0,null,0]
[null,null,null,null,null,null,null,null,null,0,null,0]
[null,null,null,null,null,null,null,null,null,0,null,0]
[null,null,null,null,null,null,null,null,null,0,null,0]
[null,null,null,null,null,null,null,null,null,0,null,0]
[null,null,null,null,null,null,null,null,null,0,null,0]
[null,null,null,null,null,null,null,null,null,0,null,0]
[null,null,null,null,null,null,null,null,null,0,null,0]
[null,null,null,null,null,null,null,null,null,0,null,0]
[null,null,null,null,null,null,null,null,null,0,null,0]
[null,null,null,null,null,null,null,null,null,0,null,0]
[null,null,null,null,null,null,null,null,null,0,null,0]
[null,null,null,null,null,null,null,null,null,0,null,0]
[null,null,null,null,null,null,null,null,null,0,null,0]
[null,null,null,null,null,null,null,null,null,{"$f":"IF(B651<1.01,0,1)","v":0},null,{"$f":"IF(D651<1.01,0,1)","v":0}]
[null,null,null,null,null,null,null,null,null,0,null,0]
[null,null,null,null,null,null,null,null,null,0,null,0]
[null,null,null,null,null,null,null,null,null,0,null,0]
[null,null,null,null,null,null,null,null,null,0,null,0]
[null,null,null,null,null,null,null,null,null,0,null,0]
[null,null,null,null,null,null,null,null,null,0,null,0]
[null,null,null,null,null,null,null,null,null,0,null,0]
[null,null,null,null,null,null,null,null,null,0,null,0]
[null,null,null,null,null,null,null,null,null,0,null,0]
[null,null,null,null,null,null,null,null,null,0,null,0]
[null,null,null,null,null,null,null,null,null,0,null,0]
[null,null,null,null,null,null,null,null,null,0,null,0]
[null,null,null,null,null,null,null,null,null,0,null,0]
[null,null,null,null,null,null,null,null,null,0,null,0]
[null,null,null,null,null,null,null,null,null,0,null,0]
[null,null,null,null,null,null,null,null,null,0,null,0]
[null,null,null,null,null,null,null,null,null,0,null,0]
[null,null,null,null,null,null,null,null,null,0,null,0]
[null,null,null,null,null,null,null,null,null,0,null,0]
[null,null,null,null,null,null,null,null,null,0,null,0]
[null,null,null,null,null,null,null,null,null,0,null,0]
[null,null,null,null,null,null,null,null,null,0,null,0]
[null,null,null,null,null,null,null,null,null,0,null,0]
[null,null,null,null,null,null,null,null,null,0,null,0]
[null,null,null,null,null,null,null,null,null,0,null,0]
[null,null,null,null,null,null,null,null,null,0,null,0]
[null,null,null,null,null,null,null,null,null,0,null,0]
[null,null,null,null,null,null,null,null,null,0,null,0]
[null,null,null,null,null,null,null,null,null,0,null,0]
[null,null,null,null,null,null,null,null,null,0,null,0]
[null,null,null,null,null,null,null,null,null,0,null,0]
[null,null,null,null,null,null,null,null,null,0,null,0]
[null,null,null,null,null,null,null,null,null,0,null,0]
[null,null,null,null,null,null,null,null,null,0,null,0]
[null,null,null,null,null,null,null,null,null,0,null,0]
[null,null,null,null,null,null,null,null,null,0,null,0]
[null,null,null,null,null,null,null,null,null,0,null,0]
[null,null,null,null,null,null,null,null,null,0,null,0]
[null,null,null,null,null,null,null,null,null,0,null,0]
[null,null,null,null,null,null,null,null,null,0,null,0]
[null,null,null,null,null,null,null,null,null,0,null,0]
[null,null,null,null,null,null,null,null,null,0,null,0]
[null,null,null,null,null,null,null,null,null,0,null,0]
[null,null,null,null,null,null,null,null,null,0,null,0]
[null,null,null,null,null,null,null,null,null,0,null,0]
[null,null,null,null,null,null,null,null,null,0,null,0]
[null,null,null,null,null,null,null,null,null,0,null,0]
[null,null,null,null,null,null,null,null,null,0,null,0]
[null,null,null,null,null,null,null,null,null,0,null,0]
[null,null,null,null,null,null,null,null,null,0,null,0]
[null,null,null,null,null,null,null,null,null,0,null,0]
[null,null,null,null,null,null,null,null,null,0,null,0]
[null,null,null,null,null,null,null,null,null,0,null,0]
[null,null,null,null,null,null,null,null,null,0,null,0]
[null,null,null,null,null,null,null,null,null,0,null,0]
[null,null,null,null,null,null,null,null,null,0,null,0]
[null,null,null,null,null,null,null,null,null,0,null,0]
[null,null,null,null,null,null,null,null,null,0,null,0]
[null,null,null,null,null,null,null,null,null,0,null,0]
[null,null,null,null,null,null,null,null,null,0,null,0]
[null,null,null,null,null,null,null,null,null,0,null,0]
[null,null,null,null,null,null,null,null,null,0,null,0]
[null,null,null,null,null,null,null,null,null,0,null,0]
[null,null,null,null,null,null,null,null,null,{"$f":"IF(B715<1.01,0,1)","v":0},null,{"$f":"IF(D715<1.01,0,1)","v":0}]
[null,null,null,null,null,null,null,null,null,0,null,0]
[null,null,null,null,null,null,null,null,null,0,null,0]
[null,null,null,null,null,null,null,null,null,0,null,0]
[null,null,null,null,null,null,null,null,null,0,null,0]
[null,null,null,null,null,null,null,null,null,0,null,0]
[null,null,null,null,null,null,null,null,null,0,null,0]
[null,null,null,null,null,null,null,null,null,0,null,0]
[null,null,null,null,null,null,null,null,null,0,null,0]
[null,null,null,null,null,null,null,null,null,0,null,0]
[null,null,null,null,null,null,null,null,null,0,null,0]
[null,null,null,null,null,null,null,null,null,0,null,0]
[null,null,null,null,null,null,null,null,null,0,null,0]
[null,null,null,null,null,null,null,null,null,0,null,0]
[null,null,null,null,null,null,null,null,null,0,null,0]
[null,null,null,null,null,null,null,null,null,0,null,0]
[null,null,null,null,null,null,null,null,null,0,null,0]
[null,null,null,null,null,null,null,null,null,0,null,0]
[null,null,null,null,null,null,null,null,null,0,null,0]
[null,null,null,null,null,null,null,null,null,0,null,0]
[null,null,null,null,null,null,null,null,null,0,null,0]
[null,null,null,null,null,null,null,null,null,0,null,0]
[null,null,null,null,null,null,null,null,null,0,null,0]
[null,null,null,null,null,null,null,null,null,0,null,0]
[null,null,null,null,null,null,null,null,null,0,null,0]
[null,null,null,null,null,null,null,null,null,0,null,0]
[null,null,null,null,null,null,null,null,null,0,null,0]
[null,null,null,null,null,null,null,null,null,0,null,0]
[null,null,null,null,null,null,null,null,null,0,null,0]
[null,null,null,null,null,null,null,null,null,0,null,0]
[null,null,null,null,null,null,null,null,null,0,null,0]
[null,null,null,null,null,null,null,null,null,0,null,0]
[null,null,null,null,null,null,null,null,null,0,null,0]
[null,null,null,null,null,null,null,null,null,0,null,0]
[null,null,null,null,null,null,null,null,null,0,null,0]
[null,null,null,null,null,null,null,null,null,0,null,0]
[null,null,null,null,null,null,null,null,null,0,null,0]
[null,null,null,null,null,null,null,null,null,0,null,0]
[null,null,null,null,null,null,null,null,null,0,null,0]
[null,null,null,null,null,null,null,null,null,0,null,0]
[null,null,null,null,null,null,null,null,null,0,null,0]
[null,null,null,null,null,null,null,null,null,0,null,0]
[null,null,null,null,null,null,null,null,null,0,null,0]
[null,null,null,null,null,null,null,null,null,0,null,0]
[null,null,null,null,null,null,null,null,null,0,null,0]
[null,null,null,null,null,null,null,null,null,0,null,0]
[null,null,null,null,null,null,null,null,null,0,null,0]
[null,null,null,null,null,null,null,null,null,0,null,0]
[null,null,null,null,null,null,null,null,null,0,null,0]
[null,null,null,null,null,null,null,null,null,0,null,0]
[null,null,null,null,null,null,null,null,null,0,null,0]
[null,null,null,null,null,null,null,null,null,0,null,0]
[null,null,null,null,null,null,null,null,null,0,null,0]
[null,null,null,null,null,null,null,null,null,0,null,0]
[null,null,null,null,null,null,null,null,null,0,null,0]
[null,null,null,null,null,null,null,null,null,0,null,0]
[null,null,null,null,null,null,null,null,null,0,null,0]
[null,null,null,null,null,null,null,null,null,0,null,0]
[null,null,null,null,null,null,null,null,null,0,null,0]
[null,null,null,null,null,null,null,null,null,0,null,0]
[null,null,null,null,null,null,null,null,null,0,null,0]
[null,null,null,null,null,null,null,null,null,0,null,0]
[null,null,null,null,null,null,null,null,null,0,null,0]
[null,null,null,null,null,null,null,null,null,0,null,0]
[null,null,null,null,null,null,null,null,null,{"$f":"IF(B779<1.01,0,1)","v":0},null,{"$f":"IF(D779<1.01,0,1)","v":0}]
[null,null,null,null,null,null,null,null,null,0,null,0]
[null,null,null,null,null,null,null,null,null,0,null,0]
[null,null,null,null,null,null,null,null,null,0,null,0]
[null,null,null,null,null,null,null,null,null,0,null,0]
[null,null,null,null,null,null,null,null,null,0,null,0]
[null,null,null,null,null,null,null,null,null,0,null,0]
[null,null,null,null,null,null,null,null,null,0,null,0]
[null,null,null,null,null,null,null,null,null,0,null,0]
[null,null,null,null,null,null,null,null,null,0,null,0]
[null,null,null,null,null,null,null,null,null,0,null,0]
[null,null,null,null,null,null,null,null,null,0,null,0]
[null,null,null,null,null,null,null,null,null,0,null,0]
[null,null,null,null,null,null,null,null,null,0,null,0]
[null,null,null,null,null,null,null,null,null,0,null,0]
[null,null,null,null,null,null,null,null,null,0,null,0]
[null,null,null,null,null,null,null,null,null,0,null,0]
[null,null,null,null,null,null,null,null,null,0,null,0]
[null,null,null,null,null,null,null,null,null,0,null,0]
[null,null,null,null,null,null,null,null,null,0,null,0]
[null,null,null,null,null,null,null,null,null,0,null,0]
[null,null,null,null,null,null,null,null,null,0,null,0]
[null,null,null,null,null,null,null,null,null,0,null,0]
[null,null,null,null,null,null,null,null,null,0,null,0]
[null,null,null,null,null,null,null,null,null,0,null,0]
[null,null,null,null,null,null,null,null,null,0,null,0]
[null,null,null,null,null,null,null,null,null,0,null,0]
[null,null,null,null,null,null,null,null,null,0,null,0]
[null,null,null,null,null,null,null,null,null,0,null,0]
[null,null,null,null,null,null,null,null,null,0,null,0]
[null,null,null,null,null,null,null,null,null,0,null,0]
[null,null,null,null,null,null,null,null,null,0,null,0]
[null,null,null,null,null,null,null,null,null,0,null,0]
[null,null,null,null,null,null,null,null,null,0,null,0]
[null,null,null,null,null,null,null,null,null,0,null,0]
[null,null,null,null,null,null,null,null,null,0,null,0]
[null,null,null,null,null,null,null,null,null,0,null,0]
[null,null,null,null,null,null,null,null,null,0,null,0]
[null,null,null,null,null,null,null,null,null,0,null,0]
[null,null,null,null,null,null,null,null,null,0,null,0]
[null,null,null,null,null,null,null,null,null,0,null,0]
[null,null,null,null,null,null,null,null,null,0,null,0]
[null,null,null,null,null,null,null,null,null,0,null,0]
[null,null,null,null,null,null,null,null,null,0,null,0]
[null,null,null,null,null,null,null,null,null,0,null,0]
[null,null,null,null,null,null,null,null,null,0,null,0]
[null,null,null,null,null,null,null,null,null,0,null,0]
[null,null,null,null,null,null,null,null,null,0,null,0]
[null,null,null,null,null,null,null,null,null,0,null,0]
[null,null,null,null,null,null,null,null,null,0,null,0]
[null,null,null,null,null,null,null,null,null,0,null,0]
[null,null,null,null,null,null,null,null,null,0,null,0]
[null,null,null,null,null,null,null,null,null,0,null,0]
[null,null,null,null,null,null,null,null,null,0,null,0]
[null,null,null,null,null,null,null,null,null,0,null,0]
[null,null,null,null,null,null,null,null,null,0,null,0]
[null,null,null,null,null,null,null,null,null,0,null,0]
[null,null,null,null,null,null,null,null,null,0,null,0]
[null,null,null,null,null,null,null,null,null,0,null,0]
[null,null,null,null,null,null,null,null,null,0,null,0]
[null,null,null,null,null,null,null,null,null,0,null,0]
[null,null,null,null,null,null,null,null,null,0,null,0]
[null,null,null,null,null,null,null,null,null,0,null,0]
[null,null,null,null,null,null,null,null,null,0,null,0]
[null,null,null,null,null,null,null,null,null,{"$f":"IF(B843<1.01,0,1)","v":0},null,{"$f":"IF(D843<1.01,0,1)","v":0}]
[null,null,null,null,null,null,null,null,null,0,null,0]
[null,null,null,null,null,null,null,null,null,0,null,0]
[null,null,null,null,null,null,null,null,null,0,null,0]
[null,null,null,null,null,null,null,null,null,0,null,0]
[null,null,null,null,null,null,null,null,null,0,null,0]
[null,null,null,null,null,null,null,null,null,0,null,0]
[null,null,null,null,null,null,null,null,null,0,null,0]
[null,null,null,null,null,null,null,null,null,0,null,0]
[null,null,null,null,null,null,null,null,null,0,null,0]
[null,null,null,null,null,null,null,null,null,0,null,0]
[null,null,null,null,null,null,null,null,null,0,null,0]
[null,null,null,null,null,null,null,null,null,0,null,0]
[null,null,null,null,null,null,null,null,null,0,null,0]
[null,null,null,null,null,null,null,null,null,0,null,0]
[null,null,null,null,null,null,null,null,null,0,null,0]
[null,null,null,null,null,null,null,null,null,0,null,0]
[null,null,null,null,null,null,null,null,null,0,null,0]
[null,null,null,null,null,null,null,null,null,0,null,0]
[null,null,null,null,null,null,null,null,null,0,null,0]
[null,null,null,null,null,null,null,null,null,0,null,0]
[null,null,null,null,null,null,null,null,null,0,null,0]
[null,null,null,null,null,null,null,null,null,0,null,0]
[null,null,null,null,null,null,null,null,null,0,null,0]
[null,null,null,null,null,null,null,null,null,0,null,0]
[null,null,null,null,null,null,null,null,null,0,null,0]
[null,null,null,null,null,null,null,null,null,0,null,0]
[null,null,null,null,null,null,null,null,null,0,null,0]
[null,null,null,null,null,null,null,null,null,0,null,0]
[null,null,null,null,null,null,null,null,null,0,null,0]
[null,null,null,null,null,null,null,null,null,0,null,0]
[null,null,null,null,null,null,null,null,null,0,null,0]
[null,null,null,null,null,null,null,null,null,0,null,0]
[null,null,null,null,null,null,null,null,null,0,null,0]
[null,null,null,null,null,null,null,null,null,0,null,0]
[null,null,null,null,null,null,null,null,null,0,null,0]
[null,null,null,null,null,null,null,null,null,0,null,0]
[null,null,null,null,null,null,null,null,null,0,null,0]
[null,null,null,null,null,null,null,null,null,0,null,0]
[null,null,null,null,null,null,null,null,null,0,null,0]
[null,null,null,null,null,null,null,null,null,0,null,0]
[null,null,null,null,null,null,null,null,null,0,null,0]
[null,null,null,null,null,null,null,null,null,0,null,0]
[null,null,null,null,null,null,null,null,null,0,null,0]
[null,null,null,null,null,null,null,null,null,0,null,0]
[null,null,null,null,null,null,null,null,null,0,null,0]
[null,null,null,null,null,null,null,null,null,0,null,0]
[null,null,null,null,null,null,null,null,null,0,null,0]
[null,null,null,null,null,null,null,null,null,0,null,0]
[null,null,null,null,null,null,null,null,null,0,null,0]
[null,null,null,null,null,null,null,null,null,0,null,0]
[null,null,null,null,null,null,null,null,null,0,null,0]
[null,null,null,null,null,null,null,null,null,0,null,0]
[null,null,null,null,null,null,null,null,null,0,null,0]
[null,null,null,null,null,null,null,null,null,0,null,0]
[null,null,null,null,null,null,null,null,null,0,null,0]
[null,null,null,null,null,null,null,null,null,0,null,0]
[null,null,null,null,null,null,null,null,null,0,null,0]
[null,null,null,null,null,null,null,null,null,0,null,0]
[null,null,null,null,null,null,null,null,null,0,null,0]
[null,null,null,null,null,null,null,null,null,0,null,0]
[null,null,null,null,null,null,null,null,null,0,null,0]
[null,null,null,null,null,null,null,null,null,0,null,0]
[null,null,null,null,null,null,null,null,null,0,null,0]
[null,null,null,null,null,null,null,null,null,{"$f":"IF(B907<1.01,0,1)","v":0},null,{"$f":"IF(D907<1.01,0,1)","v":0}]
[null,null,null,null,null,null,null,null,null,0,null,0]
[null,null,null,null,null,null,null,null,null,0,null,0]
[null,null,null,null,null,null,null,null,null,0,null,0]
[null,null,null,null,null,null,null,null,null,0,null,0]
[null,null,null,null,null,null,null,null,null,0,null,0]
[null,null,null,null,null,null,null,null,null,0,null,0]
[null,null,null,null,null,null,null,null,null,0,null,0]
[null,null,null,null,null,null,null,null,null,0,null,0]
[null,null,null,null,null,null,null,null,null,0,null,0]
[null,null,null,null,null,null,null,null,null,0,null,0]
[null,null,null,null,null,null,null,null,null,0,null,0]
[null,null,null,null,null,null,null,null,null,0,null,0]
[null,null,null,null,null,null,null,null,null,0,null,0]
[null,null,null,null,null,null,null,null,null,0,null,0]
[null,null,null,null,null,null,null,null,null,0,null,0]
[null,null,null,null,null,null,null,null,null,0,null,0]
[null,null,null,null,null,null,null,null,null,0,null,0]
[null,null,null,null,null,null,null,null,null,0,null,0]
[null,null,null,null,null,null,null,null,null,0,null,0]
[null,null,null,null,null,null,null,null,null,0,null,0]
[null,null,null,null,null,null,null,null,null,0,null,0]
[null,null,null,null,null,null,null,null,null,0,null,0]
[null,null,null,null,null,null,null,null,null,0,null,0]
[null,null,null,null,null,null,null,null,null,0,null,0]
[null,null,null,null,null,null,null,null,null,0,null,0]
[null,null,null,null,null,null,null,null,null,0,null,0]
[null,null,null,null,null,null,null,null,null,0,null,0]
[null,null,null,null,null,null,null,null,null,0,null,0]
[null,null,null,null,null,null,null,null,null,0,null,0]
[null,null,null,null,null,null,null,null,null,0,null,0]
[null,null,null,null,null,null,null,null,null,0,null,0]
[null,null,null,null,null,null,null,null,null,0,null,0]
[null,null,null,null,null,null,null,null,null,0,null,0]
[null,null,null,null,null,null,null,null,null,0,null,0]
[null,null,null,null,null,null,null,null,null,0,null,0]
[null,null,null,null,null,null,null,null,null,0,null,0]
[null,null,null,null,null,null,null,null,null,0,null,0]
[null,null,null,null,null,null,null,null,null,0,null,0]
[null,null,null,null,null,null,null,null,null,0,null,0]
[null,null,null,null,null,null,null,null,null,0,null,0]
[null,null,null,null,null,null,null,null,null,0,null,0]
[null,null,null,null,null,null,null,null,null,0,null,0]
[null,null,null,null,null,null,null,null,null,0,null,0]
[null,null,null,null,null,null,null,null,null,0,null,0]
[null,null,null,null,null,null,null,null,null,0,null,0]
[null,null,null,null,null,null,null,null,null,0,null,0]
[null,null,null,null,null,null,null,null,null,0,null,0]
[null,null,null,null,null,null,null,null,null,0,null,0]
[null,null,null,null,null,null,null,null,null,0,null,0]
[null,null,null,null,null,null,null,null,null,0,null,0]
[null,null,null,null,null,null,null,null,null,0,null,0]
[null,null,null,null,null,null,null,null,null,0,null,0]
[null,null,null,null,null,null,null,null,null,0,null,0]
[null,null,null,null,null,null,null,null,null,0,null,0]
[null,null,null,null,null,null,null,null,null,0,null,0]
[null,null,null,null,null,null,null,null,null,0,null,0]
[null,null,null,null,null,null,null,null,null,0,null,0]
[null,null,null,null,null,null,null,null,null,0,null,0]
[null,null,null,null,null,null,null,null,null,0,null,0]
[null,null,null,null,null,null,null,null,null,0,null,0]
[null,null,null,null,null,null,null,null,null,0,null,0]
[null,null,null,null,null,null,null,null,null,0,null,0]
[null,null,null,null,null,null,null,null,null,0,null,0]
[null,null,null,null,null,null,null,null,null,{"$f":"IF(B971<1.01,0,1)","v":0},null,{"$f":"IF(D971<1.01,0,1)","v":0}]
[null,null,null,null,null,null,null,null,null,0,null,0]
[null,null,null,null,null,null,null,null,null,0,null,0]
[null,null,null,null,null,null,null,null,null,0,null,0]
[null,null,null,null,null,null,null,null,null,0,null,0]
[null,null,null,null,null,null,null,null,null,0,null,0]
[null,null,null,null,null,null,null,null,null,0,null,0]
[null,null,null,null,null,null,null,null,null,0,null,0]
[null,null,null,null,null,null,null,null,null,0,null,0]
[null,null,null,null,null,null,null,null,null,0,null,0]
[null,null,null,null,null,null,null,null,null,0,null,0]
[null,null,null,null,null,null,null,null,null,0,null,0]
[null,null,null,null,null,null,null,null,null,0,null,0]
[null,null,null,null,null,null,null,null,null,0,null,0]
[null,null,null,null,null,null,null,null,null,0,null,0]
[null,null,null,null,null,null,null,null,null,0,null,0]
[null,null,null,null,null,null,null,null,null,0,null,0]
[null,null,null,null,null,null,null,null,null,0,null,0]
[null,null,null,null,null,null,null,null,null,0,null,0]
[null,null,null,null,null,null,null,null,null,0,null,0]
[null,null,null,null,null,null,null,null,null,0,null,0]
[null,null,null,null,null,null,null,null,null,0,null,0]
[null,null,null,null,null,null,null,null,null,0,null,0]
[null,null,null,null,null,null,null,null,null,0,null,0]
[null,null,null,null,null,null,null,null,null,0,null,0]
[null,null,null,null,null,null,null,null,null,0,null,0]
[null,null,null,null,null,null,null,null,null,0,null,0]
[null,null,null,null,null,null,null,null,null,0,null,0]
[null,null,null,null,null,null,null,null,null,0,null,0]
[null,null,null,null,null,null,null,null,null,0,null,0]
[null,null,null,null,null,null,null,null,null,0,null,0]
[null,null,null,null,null,null,null,null,null,0,null,0]
[null,null,null,null,null,null,null,null,null,0,null,0]
[null,null,null,null,null,null,null,null,null,0,null,0]
[null,null,null,null,null,null,null,null,null,0,null,0]
[null,null,null,null,null,null,null,null,null,0,null,0]
[null,null,null,null,null,null,null,null,null,0,null,0]
[null,null,null,null,null,null,null,null,null,0,null,0]
[null,null,null,null,null,null,null,null,null,0,null,0]
[null,null,null,null,null,null,null,null,null,0,null,0]
[null,null,null,null,null,null,null,null,null,0,null,0]
[null,null,null,null,null,null,null,null,null,0,null,0]
[null,null,null,null,null,null,null,null,null,0,null,0]
[null,null,null,null,null,null,null,null,null,0,null,0]
[null,null,null,null,null,null,null,null,null,0,null,0]
[null,null,null,null,null,null,null,null,null,0,null,0]
[null,null,null,null,null,null,null,null,null,0,null,0]
[null,null,null,null,null,null,null,null,null,0,null,0]
[null,null,null,null,null,null,null,null,null,0,null,0]
[null,null,null,null,null,null,null,null,null,0,null,0]
[null,null,null,null,null,null,null,null,null,0,null,0]
[null,null,null,null,null,null,null,null,null,0,null,0]
[null,null,null,null,null,null,null,null,null,0,null,0]
[null,null,null,null,null,null,null,null,null,0,null,0]
[null,null,null,null,null,null,null,null,null,0,null,0]
[null,null,null,null,null,null,null,null,null,0,null,0]
[null,null,null,null,null,null,null,null,null,0,null,0]
[null,null,null,null,null,null,null,null,null,0,null,0]
[null,null,null,null,null,null,null,null,null,0,null,0]
[null,null,null,null,null,null,null,null,null,0,null,0]
[null,null,null,null,null,null,null,null,null,0,null,0]
[null,null,null,null,null,null,null,null,null,0,null,0]
[null,null,null,null,null,null,null,null,null,0,null,0]
[null,null,null,null,null,null,null,null,null,0,null,0]
[null,null,null,null,null,null,null,null,null,{"$f":"IF(B1035<1.01,0,1)","v":0},null,{"$f":"IF(D1035<1.01,0,1)","v":0}]
[null,null,null,null,null,null,null,null,null,0,null,0]
[null,null,null,null,null,null,null,null,null,0,null,0]
[null,null,null,null,null,null,null,null,null,0,null,0]
[null,null,null,null,null,null,null,null,null,0,null,0]
[null,null,null,null,null,null,null,null,null,0,null,0]
[null,null,null,null,null,null,null,null,null,0,null,0]
[null,null,null,null,null,null,null,null,null,0,null,0]
[null,null,null,null,null,null,null,null,null,0,null,0]
[null,null,null,null,null,null,null,null,null,0,null,0]
[null,null,null,null,null,null,null,null,null,0,null,0]
[null,null,null,null,null,null,null,null,null,0,null,0]
[null,null,null,null,null,null,null,null,null,0,null,0]
[null,null,null,null,null,null,null,null,null,0,null,0]
[null,null,null,null,null,null,null,null,null,0,null,0]
[null,null,null,null,null,null,null,null,null,0,null,0]
[null,null,null,null,null,null,null,null,null,0,null,0]
[null,null,null,null,null,null,null,null,null,0,null,0]
[null,null,null,null,null,null,null,null,null,0,null,0]
[null,null,null,null,null,null,null,null,null,0,null,0]
[null,null,null,null,null,null,null,null,null,0,null,0]
[null,null,null,null,null,null,null,null,null,0,null,0]
[null,null,null,null,null,null,null,null,null,0,null,0]
[null,null,null,null,null,null,null,null,null,0,null,0]
[null,null,null,null,null,null,null,null,null,0,null,0]
[null,null,null,null,null,null,null,null,null,0,null,0]
[null,null,null,null,null,null,null,null,null,0,null,0]
[null,null,null,null,null,null,null,null,null,0,null,0]
[null,null,null,null,null,null,null,null,null,0,null,0]
[null,null,null,null,null,null,null,null,null,0,null,0]
[null,null,null,null,null,null,null,null,null,0,null,0]
[null,null,null,null,null,null,null,null,null,0,null,0]
[null,null,null,null,null,null,null,null,null,0,null,0]
[null,null,null,null,null,null,null,null,null,0,null,0]
[null,null,null,null,null,null,null,null,null,0,null,0]
[null,null,null,null,null,null,null,null,null,0,null,0]
[null,null,null,null,null,null,null,null,null,0,null,0]
[null,null,null,null,null,null,null,null,null,0,null,0]
[null,null,null,null,null,null,null,null,null,0,null,0]
[null,null,null,null,null,null,null,null,null,0,null,0]
[null,null,null,null,null,null,null,null,null,0,null,0]
[null,null,null,null,null,null,null,null,null,0,null,0]
[null,null,null,null,null,null,null,null,null,0,null,0]
[null,null,null,null,null,null,null,null,null,0,null,0]
[null,null,null,null,null,null,null,null,null,0,null,0]
[null,null,null,null,null,null,null,null,null,0,null,0]
[null,null,null,null,null,null,null,null,null,0,null,0]
[null,null,null,null,null,null,null,null,null,0,null,0]
[null,null,null,null,null,null,null,null,null,0,null,0]
[null,null,null,null,null,null,null,null,null,0,null,0]
[null,null,null,null,null,null,null,null,null,0,null,0]
[null,null,null,null,null,null,null,null,null,0,null,0]
[null,null,null,null,null,null,null,null,null,0,null,0]
[null,null,null,null,null,null,null,null,null,0,null,0]
[null,null,null,null,null,null,null,null,null,0,null,0]
[null,null,null,null,null,null,null,null,null,0,null,0]
[null,null,null,null,null,null,null,null,null,0,null,0]
[null,null,null,null,null,null,null,null,null,0,null,0]
[null,null,null,null,null,null,null,null,null,0,null,0]
[null,null,null,null,null,null,null,null,null,0,null,0]
[null,null,null,null,null,null,null,null,null,0,null,0]
[null,null,null,null,null,null,null,null,null,0,null,0]
[null,null,null,null,null,null,null,null,null,0,null,0]
[null,null,null,null,null,null,null,null,null,0,null,0]
[null,null,null,null,null,null,null,null,null,{"$f":"IF(B1099<1.01,0,1)","v":0},null,{"$f":"IF(D1099<1.01,0,1)","v":0}]
[null,null,null,null,null,null,null,null,null,0,null,0]
[null,null,null,null,null,null,null,null,null,0,null,0]
[null,null,null,null,null,null,null,null,null,0,null,0]
[null,null,null,null,null,null,null,null,null,0,null,0]
[null,null,null,null,null,null,null,null,null,0,null,0]
[null,null,null,null,null,null,null,null,null,0,null,0]
[null,null,null,null,null,null,null,null,null,0,null,0]
[null,null,null,null,null,null,null,null,null,0,null,0]
[null,null,null,null,null,null,null,null,null,0,null,0]
[null,null,null,null,null,null,null,null,null,0,null,0]
[null,null,null,null,null,null,null,null,null,0,null,0]
[null,null,null,null,null,null,null,null,null,0,null,0]
[null,null,null,null,null,null,null,null,null,0,null,0]
[null,null,null,null,null,null,null,null,null,0,null,0]
[null,null,null,null,null,null,null,null,null,0,null,0]
[null,null,null,null,null,null,null,null,null,0,null,0]
[null,null,null,null,null,null,null,null,null,0,null,0]
[null,null,null,null,null,null,null,null,null,0,null,0]
[null,null,null,null,null,null,null,null,null,0,null,0]
[null,null,null,null,null,null,null,null,null,0,null,0]
[null,null,null,null,null,null,null,null,null,0,null,0]
[null,null,null,null,null,null,null,null,null,0,null,0]
[null,null,null,null,null,null,null,null,null,0,null,0]
[null,null,null,null,null,null,null,null,null,0,null,0]
[null,null,null,null,null,null,null,null,null,0,null,0]
[null,null,null,null,null,null,null,null,null,0,null,0]
[null,null,null,null,null,null,null,null,null,0,null,0]
[null,null,null,null,null,null,null,null,null,0,null,0]
[null,null,null,null,null,null,null,null,null,0,null,0]
[null,null,null,null,null,null,null,null,null,0,null,0]
[null,null,null,null,null,null,null,null,null,0,null,0]
[null,null,null,null,null,null,null,null,null,0,null,0]
[null,null,null,null,null,null,null,null,null,0,null,0]
[null,null,null,null,null,null,null,null,null,0,null,0]
[null,null,null,null,null,null,null,null,null,0,null,0]
[null,null,null,null,null,null,null,null,null,0,null,0]
[null,null,null,null,null,null,null,null,null,0,null,0]
[null,null,null,null,null,null,null,null,null,0,null,0]
[null,null,null,null,null,null,null,null,null,0,null,0]
[null,null,null,null,null,null,null,null,null,0,null,0]
[null,null,null,null,null,null,null,null,null,0,null,0]
[null,null,null,null,null,null,null,null,null,0,null,0]
[null,null,null,null,null,null,null,null,null,0,null,0]
[null,null,null,null,null,null,null,null,null,0,null,0]
[null,null,null,null,null,null,null,null,null,0,null,0]
[null,null,null,null,null,null,null,null,null,0,null,0]
[null,null,null,null,null,null,null,null,null,0,null,0]
[null,null,null,null,null,null,null,null,null,0,null,0]
[null,null,null,null,null,null,null,null,null,0,null,0]
[null,null,null,null,null,null,null,null,null,0,null,0]
[null,null,null,null,null,null,null,null,null,0,null,0]
[null,null,null,null,null,null,null,null,null,0,null,0]
[null,null,null,null,null,null,null,null,null,0,null,0]
[null,null,null,null,null,null,null,null,null,0,null,0]
[null,null,null,null,null,null,null,null,null,0,null,0]
[null,null,null,null,null,null,null,null,null,0,null,0]
[null,null,null,null,null,null,null,null,null,0,null,0]
[null,null,null,null,null,null,null,null,null,0,null,0]
[null,null,null,null,null,null,null,null,null,0,null,0]
[null,null,null,null,null,null,null,null,null,0,null,0]
[null,null,null,null,null,null,null,null,null,0,null,0]
[null,null,null,null,null,null,null,null,null,0,null,0]
[null,null,null,null,null,null,null,null,null,0,null,0]
[null,null,null,null,null,null,null,null,null,{"$f":"IF(B1163<1.01,0,1)","v":0},null,{"$f":"IF(D1163<1.01,0,1)","v":0}]
[null,null,null,null,null,null,null,null,null,0,null,0]
[null,null,null,null,null,null,null,null,null,0,null,0]
[null,null,null,null,null,null,null,null,null,0,null,0]
[null,null,null,null,null,null,null,null,null,0,null,0]
[null,null,null,null,null,null,null,null,null,0,null,0]
[null,null,null,null,null,null,null,null,null,0,null,0]
[null,null,null,null,null,null,null,null,null,0,null,0]
[null,null,null,null,null,null,null,null,null,0,null,0]
[null,null,null,null,null,null,null,null,null,0,null,0]
[null,null,null,null,null,null,null,null,null,0,null,0]
[null,null,null,null,null,null,null,null,null,0,null,0]
[null,null,null,null,null,null,null,null,null,0,null,0]
[null,null,null,null,null,null,null,null,null,0,null,0]
[null,null,null,null,null,null,null,null,null,0,null,0]
[null,null,null,null,null,null,null,null,null,0,null,0]
[null,null,null,null,null,null,null,null,null,0,null,0]
[null,null,null,null,null,null,null,null,null,0,null,0]
[null,null,null,null,null,null,null,null,null,0,null,0]
[null,null,null,null,null,null,null,null,null,0,null,0]
[null,null,null,null,null,null,null,null,null,0,null,0]
[null,null,null,null,null,null,null,null,null,0,null,0]
[null,null,null,null,null,null,null,null,null,0,null,0]
[null,null,null,null,null,null,null,null,null,0,null,0]
[null,null,null,null,null,null,null,null,null,0,null,0]
[null,null,null,null,null,null,null,null,null,0,null,0]
[null,null,null,null,null,null,null,null,null,0,null,0]
[null,null,null,null,null,null,null,null,null,0,null,0]
[null,null,null,null,null,null,null,null,null,0,null,0]
[null,null,null,null,null,null,null,null,null,0,null,0]
[null,null,null,null,null,null,null,null,null,0,null,0]
[null,null,null,null,null,null,null,null,null,0,null,0]
[null,null,null,null,null,null,null,null,null,0,null,0]
[null,null,null,null,null,null,null,null,null,0,null,0]
[null,null,null,null,null,null,null,null,null,0,null,0]
[null,null,null,null,null,null,null,null,null,0,null,0]
[null,null,null,null,null,null,null,null,null,0,null,0]
[null,null,null,null,null,null,null,null,null,0,null,0]
[null,null,null,null,null,null,null,null,null,0,null,0]
[null,null,null,null,null,null,null,null,null,0,null,0]
[null,null,null,null,null,null,null,null,null,0,null,0]
[null,null,null,null,null,null,null,null,null,0,null,0]
[null,null,null,null,null,null,null,null,null,0,null,0]
[null,null,null,null,null,null,null,null,null,0,null,0]
[null,null,null,null,null,null,null,null,null,0,null,0]
[null,null,null,null,null,null,null,null,null,0,null,0]
[null,null,null,null,null,null,null,null,null,0,null,0]
[null,null,null,null,null,null,null,null,null,0,null,0]
[null,null,null,null,null,null,null,null,null,0,null,0]
[null,null,null,null,null,null,null,null,null,0,null,0]
[null,null,null,null,null,null,null,null,null,0,null,0]
[null,null,null,null,null,null,null,null,null,0,null,0]
[null,null,null,null,null,null,null,null,null,0,null,0]
[null,null,null,null,null,null,null,null,null,0,null,0]
[null,null,null,null,null,null,null,null,null,0,null,0]
[null,null,null,null,null,null,null,null,null,0,null,0]
[null,null,null,null,null,null,null,null,null,0,null,0]
[null,null,null,null,null,null,null,null,null,0,null,0]
[null,null,null,null,null,null,null,null,null,0,null,0]
[null,null,null,null,null,null,null,null,null,0,null,0]
[null,null,null,null,null,null,null,null,null,0,null,0]
[null,null,null,null,null,null,null,null,null,0,null,0]
[null,null,null,null,null,null,null,null,null,0,null,0]
[null,null,null,null,null,null,null,null,null,0,null,0]
[null,null,null,null,null,null,null,null,null,{"$f":"IF(B1227<1.01,0,1)","v":0},null,{"$f":"IF(D1227<1.01,0,1)","v":0}]
[null,null,null,null,null,null,null,null,null,0,null,0]
[null,null,null,null,null,null,null,null,null,0,null,0]
[null,null,null,null,null,null,null,null,null,0,null,0]
[null,null,null,null,null,null,null,null,null,0,null,0]
[null,null,null,null,null,null,null,null,null,0,null,0]
[null,null,null,null,null,null,null,null,null,0,null,0]
[null,null,null,null,null,null,null,null,null,0,null,0]
[null,null,null,null,null,null,null,null,null,0,null,0]
[null,null,null,null,null,null,null,null,null,0,null,0]
[null,null,null,null,null,null,null,null,null,0,null,0]
[null,null,null,null,null,null,null,null,null,0,null,0]
[null,null,null,null,null,null,null,null,null,0,null,0]
[null,null,null,null,null,null,null,null,null,0,null,0]
[null,null,null,null,null,null,null,null,null,0,null,0]
[null,null,null,null,null,null,null,null,null,0,null,0]
[null,null,null,null,null,null,null,null,null,0,null,0]
[null,null,null,null,null,null,null,null,null,0,null,0]
[null,null,null,null,null,null,null,null,null,0,null,0]
[null,null,null,null,null,null,null,null,null,0,null,0]
[null,null,null,null,null,null,null,null,null,0,null,0]
[null,null,null,null,null,null,null,null,null,0,null,0]
[null,null,null,null,null,null,null,null,null,0,null,0]
[null,null,null,null,null,null,null,null,null,0,null,0]
[null,null,null,null,null,null,null,null,null,0,null,0]
[null,null,null,null,null,null,null,null,null,0,null,0]
[null,null,null,null,null,null,null,null,null,0,null,0]
[null,null,null,null,null,null,null,null,null,0,null,0]
[null,null,null,null,null,null,null,null,null,0,null,0]
[null,null,null,null,null,null,null,null,null,0,null,0]
[null,null,null,null,null,null,null,null,null,0,null,0]
[null,null,null,null,null,null,null,null,null,0,null,0]
[null,null,null,null,null,null,null,null,null,0,null,0]
[null,null,null,null,null,null,null,null,null,0,null,0]
[null,null,null,null,null,null,null,null,null,0,null,0]
[null,null,null,null,null,null,null,null,null,0,null,0]
[null,null,null,null,null,null,null,null,null,0,null,0]
[null,null,null,null,null,null,null,null,null,0,null,0]
[null,null,null,null,null,null,null,null,null,0,null,0]
[null,null,null,null,null,null,null,null,null,0,null,0]
[null,null,null,null,null,null,null,null,null,0,null,0]
[null,null,null,null,null,null,null,null,null,0,null,0]
[null,null,null,null,null,null,null,null,null,0,null,0]
[null,null,null,null,null,null,null,null,null,0,null,0]
[null,null,null,null,null,null,null,null,null,0,null,0]
[null,null,null,null,null,null,null,null,null,0,null,0]
[null,null,null,null,null,null,null,null,null,0,null,0]
[null,null,null,null,null,null,null,null,null,0,null,0]
[null,null,null,null,null,null,null,null,null,0,null,0]
[null,null,null,null,null,null,null,null,null,0,null,0]
[null,null,null,null,null,null,null,null,null,0,null,0]
[null,null,null,null,null,null,null,null,null,0,null,0]
[null,null,null,null,null,null,null,null,null,0,null,0]
[null,null,null,null,null,null,null,null,null,0,null,0]
[null,null,null,null,null,null,null,null,null,0,null,0]
[null,null,null,null,null,null,null,null,null,0,null,0]
[null,null,null,null,null,null,null,null,null,0,null,0]
[null,null,null,null,null,null,null,null,null,0,null,0]
[null,null,null,null,null,null,null,null,null,0,null,0]
[null,null,null,null,null,null,null,null,null,0,null,0]
[null,null,null,null,null,null,null,null,null,0,null,0]
[null,null,null,null,null,null,null,null,null,0,null,0]
[null,null,null,null,null,null,null,null,null,0,null,0]
[null,null,null,null,null,null,null,null,null,0,null,0]
[null,null,null,null,null,null,null,null,null,{"$f":"IF(B1291<1.01,0,1)","v":0},null,{"$f":"IF(D1291<1.01,0,1)","v":0}]
[null,null,null,null,null,null,null,null,null,0,null,0]
[null,null,null,null,null,null,null,null,null,0,null,0]
[null,null,null,null,null,null,null,null,null,0,null,0]
[null,null,null,null,null,null,null,null,null,0,null,0]
[null,null,null,null,null,null,null,null,null,0,null,0]
[null,null,null,null,null,null,null,null,null,0,null,0]
[null,null,null,null,null,null,null,null,null,0,null,0]
[null,null,null,null,null,null,null,null,null,0,null,0]
[null,null,null,null,null,null,null,null,null,0,null,0]
[null,null,null,null,null,null,null,null,null,0,null,0]
[null,null,null,null,null,null,null,null,null,0,null,0]
[null,null,null,null,null,null,null,null,null,0,null,0]
[null,null,null,null,null,null,null,null,null,0,null,0]
[null,null,null,null,null,null,null,null,null,0,null,0]
[null,null,null,null,null,null,null,null,null,0,null,0]
[null,null,null,null,null,null,null,null,null,0,null,0]
[null,null,null,null,null,null,null,null,null,0,null,0]
[null,null,null,null,null,null,null,null,null,0,null,0]
[null,null,null,null,null,null,null,null,null,0,null,0]
[null,null,null,null,null,null,null,null,null,0,null,0]
[null,null,null,null,null,null,null,null,null,0,null,0]
[null,null,null,null,null,null,null,null,null,0,null,0]
[null,null,null,null,null,null,null,null,null,0,null,0]
[null,null,null,null,null,null,null,null,null,0,null,0]
[null,null,null,null,null,null,null,null,null,0,null,0]
[null,null,null,null,null,null,null,null,null,0,null,0]
[null,null,null,null,null,null,null,null,null,0,null,0]
[null,null,null,null,null,null,null,null,null,0,null,0]
[null,null,null,null,null,null,null,null,null,0,null,0]
[null,null,null,null,null,null,null,null,null,0,null,0]
[null,null,null,null,null,null,null,null,null,0,null,0]
[null,null,null,null,null,null,null,null,null,0,null,0]
[null,null,null,null,null,null,null,null,null,0,null,0]
[null,null,null,null,null,null,null,null,null,0,null,0]
[null,null,null,null,null,null,null,null,null,0,null,0]
[null,null,null,null,null,null,null,null,null,0,null,0]
[null,null,null,null,null,null,null,null,null,0,null,0]
[null,null,null,null,null,null,null,null,null,0,null,0]
[null,null,null,null,null,null,null,null,null,0,null,0]
[null,null,null,null,null,null,null,null,null,0,null,0]
[null,null,null,null,null,null,null,null,null,0,null,0]
[null,null,null,null,null,null,null,null,null,0,null,0]
[null,null,null,null,null,null,null,null,null,0,null,0]
[null,null,null,null,null,null,null,null,null,0,null,0]
[null,null,null,null,null,null,null,null,null,0,null,0]
[null,null,null,null,null,null,null,null,null,0,null,0]
[null,null,null,null,null,null,null,null,null,0,null,0]
[null,null,null,null,null,null,null,null,null,0,null,0]
[null,null,null,null,null,null,null,null,null,0,null,0]
[null,null,null,null,null,null,null,null,null,0,null,0]
[null,null,null,null,null,null,null,null,null,0,null,0]
[null,null,null,null,null,null,null,null,null,0,null,0]
[]
[null,null,null,null,null,null,null,null,null,{"$f":"SUM(J10:J1344)","v":{"$error":"#DIV/0!"}},null,{"$f":"SUM(L10:L1344)","v":{"$error":"#DIV/0!"}}]
[]
[null,null,null,null,null,null,null,null,null,{"$f":"+J1345/A1344","v":{"$error":"#DIV/0!"}},null,{"$f":"+L1345/A1344","v":{"$error":"#DIV/0!"}}]