## MFR E-9 Test
OPC 015012
FPL RC-16
FLORIDA PUBLIC SERVICE COMMISSION |  |  | EXPLANATION: Provide the load data below by rate schedule. Any other load | [5 empty] | Type of Data Shown:
|  |  |  | data used to develop demand allocation factors for cost of |  |  |  |  | X Projected Test Year Ended 12/31/17
COMPANY: FLORIDA POWER & LIGHT COMPANY |  |  |  | service studies submitted must also be provided. The average |  |  |  |  | _ Prior Year Ended __/__/__
| AND SUBSIDIARIES |  |  | number of customers and annual MWH should be in |  |  |  |  | _ Historical Test Year Ended __/__/__
|  |  |  | agreement with the company's forecast in Schedule E-15. |  |  |  |  | Witness: Renae B. Deaton, Dr. Rosemary Morley,
DOCKET NO.: 160021-EI |  |  |  |  | ($000 WHERE APPLICABLE) |  |  |  |  | Tiffany C. Cohen
| (1) | (2) | (3) | (4) | (5) | (6) | (7) | (8) | (9) | (10) | (11) | (12)
Line No. | Rate Class | Annual Billed Sales (MWH) | Annual Unbilled Sales (MWH) | Total Delivered Sales (MWH) | Output to Line (MWH) (1)(5) | GNCP (MW) (5) | GNCP Winter (MW) (2)(5) | GNCP Summer (MW) (3)(5) | Average 12 CP (MW) (4)(5) | Average Demand (MW) (5) | 12 CP & 25% Weighted Average Demand (MW) (5) | Average Number of Customers
1 | (1): RETAIL
2 | CILC-1D | 2687420.391 | 371.0058 | 2687791.3968 | 2795948.1316 | 395.3872 | 391.4503 | 395.3872 | 370.9373 | 319.1722 | 357.996 | 278
3 | CILC-1G | 101623.502 | 14.0294 | 101637.5314 | 106550.1187 | 15.4464 | 15.3622 | 15.4464 | 14.5007 | 12.1633 | 13.9164 | 62
4 | CILC-1T | 1508335.314 | 208.2299 | 1508543.5439 | 1534196.5988 | 220.5835 | 217.6503 | 220.5835 | 193.5083 | 175.1366 | 188.9154 | 17
5 | GS(T)-1 | 5968792.122 | 824.0083 | 5969616.1303 | 6259912.4933 | 1386.3727 | 1172.4751 | 1386.3727 | 1119.3133 | 714.6019 | 1018.1355 | 430456.3333
6 | GSCU-1 | 70241.818 | 9.6971 | 70251.5151 | 73667.7748 | 9.4534 | 9.4534 | 9.2427 | 9.0028 | 8.4096 | 8.8545 | 10880.0833
7 | GSD(T)-1 | 25825428.784 | 3565.2719 | 25828994.0559 | 27083389.4819 | 4985.7397 | 4511.46 | 4985.7397 | 4327.4779 | 3091.7111 | 4018.5362 | 106794.25
8 | GSLD(T)-1 | 10507497.706 | 1450.5891 | 10508948.2951 | 11011130.8325 | 2049.0967 | 1965.9144 | 2049.0967 | 1747.0645 | 1256.9784 | 1624.543 | 3093.8333
9 | GSLD(T)-2 | 2515470.925 | 347.2677 | 2515818.1927 | 2619299.1693 | 389.235 | 384.8791 | 389.235 | 346.7668 | 299.0068 | 334.8268 | 157.5
10 | GSLD(T)-3 | 172992.26 | 23.8821 | 173016.1421 | 175958.3128 | 36.9737 | 36.9737 | 34.7177 | 23.522 | 20.0866 | 22.6631 | 7
11 | MET | 91208.296 | 12.5916 | 91220.8876 | 93655.7668 | 17.736 | 17.3061 | 17.736 | 15.0864 | 10.6913 | 13.9876 | 27
12 | OL-1 | 97899.984 | 13.5154 | 97913.4994 | 102674.9333 | 28.0935 | 24.4389 | 28.0935 | 1.9884 | 11.7209 | 4.4215 | 5407.5
13 | OS-2 | 10793.313 | 1.49 | 10794.803 | 11082.9393 | 12.4383 | 12.4383 | 9.6918 | 1.4169 | 1.2652 | 1.379 | 181.9167
14 | RS(T)-1 | 56993678.507 | 7868.135 | 57001546.642 | 59773473.9014 | 14036.7566 | 13056.5194 | 14036.7566 | 11750.2266 | 6823.4559 | 10518.534 | 4349628
15 | SL-1 | 560806.958 | 77.421 | 560884.379 | 588159.616 | 164.0862 | 135.8416 | 164.0862 | 11.6923 | 67.1415 | 25.5546 | 9104.0833
16 | SL-2 | 32762.626 | 4.523 | 32767.149 | 34360.5821 | 4.3444 | 4.3444 | 4.3369 | 4.196 | 3.9224 | 4.1276 | 914.8333
17 | SST-DST | 11856.926 | 1.6369 | 11858.5629 | 12175.0931 | 8.4868 | 8.4868 | 5.1864 | 1.7958 | 1.3899 | 1.6943 | 6
18 | SST-TST | 89667.754 | 12.3789 | 89680.1329 | 91205.1597 | 58.8839 | 58.8839 | 53.0957 | 9.7726 | 10.4115 | 9.9323 | 14
19 | Sub-Total RETAIL | 107246477.186 | 14805.6728 | 107261282.8588 | 112366840.9055 | 23819.1141 | 22023.8778 | 23804.8048 | 19948.2686 | 12827.2649 | 18168.0177 | 4917029.3333
20 | (1): WHOLESALE
21 | WHOLESALE | 5987512.1768 | -39639.3997 | 5947872.7772 | 6049017.4261 | 1338.8597 | 1264.1064 | 1338.8597 | 1036.7565 | 690.5271 | 950.1992 | 7
22 | Sub-Total WHOLESALE | 5987512.1768 | -39639.3997 | 5947872.7772 | 6049017.4261 | 1338.8597 | 1264.1064 | 1338.8597 | 1036.7565 | 690.5271 | 950.1992 | 7
23 | Total | 113233989.3628 | -24833.7268 | 113209155.636 | 118415858.3316 | 25157.9738 | 23287.9842 | 25143.6645 | 20985.0252 | 13517.792 | 19118.2169 | 4917036.3333
24
25 | (1): (1) MWH Sales adjusted for Energy Losses. The total system amount excludes company use and the effect of wheeling transactions. The total system amount shown when
26 | (1): adjusted for these items equals the forecasted net energy for load (NEL) reported on MFR F-8, Assumptions.
27 | (1): (2) Maximum demand for each rate class during the months of January through March and November through December.
28 | (1): (3) Maximum demand for each rate class during the months of April through October.
29 | (1): (4) Excludes company use. May include rounding difference caused by the use of historical load research statistics to forecast coincident peak and demand losses by rate class.
30 | (1): (5) At Generation
31

## 12 CP 1-13th - MFR E-9 (col 11)
OPC 015013
FPL RC-16
Line No. | Rate Class | Output to Line (MWH) (1)(5) | Average 12 CP (MW) (4)(5) | 12 CP & 25% Weighted Average Demand (MW) (5) | Energy %: | 0.25
1 | RETAIL
2 | CILC-1D | 2795948.1316 | 370.9373 | 357.996 | 357.996 | 0
3 | CILC-1G | 106550.1187 | 14.5007 | 13.9164 | 13.9164 | 0
4 | CILC-1T | 1534196.5988 | 193.5083 | 188.9154 | 188.9154 | 0
5 | GS(T)-1 | 6259912.4933 | 1119.3133 | 1018.1355 | 1018.1355 | 0
6 | GSCU-1 | 73667.7748 | 9.0028 | 8.8545 | 8.8545 | 0
7 | GSD(T)-1 | 27083389.4819 | 4327.4779 | 4018.5362 | 4018.5362 | 0
8 | GSLD(T)-1 | 11011130.8325 | 1747.0645 | 1624.543 | 1624.543 | 0
9 | GSLD(T)-2 | 2619299.1693 | 346.7668 | 334.8268 | 334.8268 | 0
10 | GSLD(T)-3 | 175958.3128 | 23.522 | 22.6631 | 22.6631 | 0
11 | MET | 93655.7668 | 15.0864 | 13.9876 | 13.9876 | 0
12 | OL-1 | 102674.9333 | 1.9884 | 4.4215 | 4.4215 | 0
13 | OS-2 | 11082.9393 | 1.4169 | 1.379 | 1.379 | 0
14 | RS(T)-1 | 59773473.9014 | 11750.2266 | 10518.534 | 10518.534 | 0
15 | SL-1 | 588159.616 | 11.6923 | 25.5546 | 25.5546 | 0
16 | SL-2 | 34360.5821 | 4.196 | 4.1276 | 4.1276 | 0
17 | SST-DST | 12175.0931 | 1.7958 | 1.6943 | 1.6943 | 0
18 | SST-TST | 91205.1597 | 9.7726 | 9.9323 | 9.9323 | 0
19 | Sub-Total RETAIL | 112366840.9055 | 19948.2686 | 18168.0177 | 18168.0177 | 0
20 | WHOLESALE
21 | WHOLESALE | 6049017.4261 | 1036.7565 | 950.1992 | 950.1992 | 0
22 | Sub-Total WHOLESALE | 6049017.4261 | 1036.7565 | 950.1992 | 950.1992 | 0
23 | Total | 118415858.3316 | 20985.0252 | 19118.2169 | 19118.2169 | 0
24

## NEL,SALES,Unbilled ST
OPC 015014
FPL RC-16
BILLED SALES, UNBILLED SALES, NET ENERGY FOR LOAD,
DELIVERED SALES AND FORECASTS OF LOSSES.
(Based on 20 Year Normals)
|  |  | BILLED | DELIVERED | TOTAL | LINE | COMPANY | TOTAL | TOTAL LOSS
| MONTH | NEL | SALES | SALES | UNBILLED | LOSS | USE | LOSS | % OF NEL
2004 |  | 108093463 | 100626214.497 | 100684971.297 | 51022294.1171 | 7267948.806 | 140542.897 | 7408491.703 | 6.854%
2005 |  | 111300768 | 103802730.366 | 103494243.366 | 47978976.4786 | 7670034.649 | 136489.985 | 7806524.634 | 7.014%
2006 |  | 113137277 | 105228047.6113 | 105212920.2803 | 46875322.7052 | 7794187.2787 | 130169.441 | 7924356.7197 | 7.004%
2007 |  | 114314587 | 106913929.15 | 106729298.1455 | 44917667.5616 | 7455552.0865 | 129736.768 | 7585288.8545 | 6.635%
2008 |  | 111100357 | 103911982.772 | 103740787.228 | 44544187.2105 | 7236755.976 | 122813.796 | 7359569.772 | 6.624%
2009 |  | 111237416 | 103909489.524 | 103923413.524 | 43849551.6558 | 7191082.596 | 122919.88 | 7314002.476 | 6.575%
2007 | January | 8457601 | 8668887.61 | 7932169.61 | 2907009.3876 | 513979.844 | 11451.546 | 525431.39 | 6.213%
| February | 7476205 | 7574647.094 | 7042442.094 | 2405071.284 | 423726.78 | 10036.126 | 433762.906 | 5.802%
| March | 8426529 | 7491790.904 | 7967937.904 | 2727758.3179 | 449502.952 | 9088.144 | 458591.096 | 5.442%
| April | 8774734 | 7604488.16 | 8132695.1555 | 3321835.1179 | 632243.1545 | 9795.69 | 642038.8445 | 7.317%
| May | 9318740 | 8376287.267 | 8701269.267 | 3658585.5339 | 607150.887 | 10319.846 | 617470.733 | 6.626%
| June | 10592821 | 9218517.693 | 9917019.693 | 4224158.7647 | 665028.778 | 10772.529 | 675801.307 | 6.38%
| July | 10979151 | 10282883.837 | 10143932.837 | 4253020.5608 | 823182.156 | 12036.007 | 835218.163 | 7.607%
| August | 11978003 | 10371781.381 | 11231296.381 | 4988425.9492 | 734882.6 | 11824.019 | 746706.619 | 6.234%
| September | 11283134 | 10848349.828 | 10468144.828 | 4476648.2003 | 803332.243 | 11656.929 | 814989.172 | 7.223%
| October | 10293316 | 9554350.737 | 9430137.737 | 4678346.1483 | 851555.015 | 11623.248 | 863178.263 | 8.386%
| November | 8434259 | 8733071.78 | 8004243.78 | 3814821.297 | 418751.685 | 11263.535 | 430015.22 | 5.098%
| December | 8300094 | 8188872.859 | 7758008.859 | 3461987 | 532215.992 | 9869.149 | 542085.141 | 6.531%
| TOTAL | 114314587 | 106913929.15 | 106729298.1455 | 44917667.5616 | 7455552.0865 | 129736.768 | 7585288.8545 | 6.635%
|  | 1.041% | 1.602% | 1.441% | -4.176% | -4.345% | -0.3324% | -4.279%
2008 | January | 8158564 | 8470750.247 | 7773957.247 | 2700158.4138 | 374281.524 | 10325.229 | 384606.753 | 4.714%
| February | 7896972 | 7524833.655 | 7368404.655 | 2547915.4321 | 519059.385 | 9507.96 | 528567.345 | 6.693%
| March | 8325921 | 7446360.085 | 7754317.085 | 2836821.3464 | 562044.53 | 9559.385 | 571603.915 | 6.865%
| April | 8619990 | 7712149.116 | 8218531.116 | 3320970.4386 | 393383.05 | 8075.834 | 401458.884 | 4.657%
| May | 10292599 | 8420389.152 | 9153877.152 | 4061926.0318 | 1128438.315 | 10283.533 | 1138721.848 | 11.06%
| June | 10508760 | 9854130.911 | 10105443.911 | 4310839.3663 | 392336.231 | 10979.858 | 403316.089 | 3.838%
| July | 10745283 | 9852979 | 9676714.204 | 4161924.78 | 1057466.222 | 11102.574 | 1068568.796 | 9.945%
| August | 11090020 | 9770559 | 10362505.873 | 4665682.3644 | 717326.302 | 10187.825 | 727514.127 | 6.56%
| September | 10640369 | 10336112 | 10299167.275 | 4621615.1893 | 329493.78 | 11707.945 | 341201.725 | 3.207%
| October | 9367637 | 9150907 | 8632523.104 | 4182457 | 725318.481 | 9795.415 | 735113.896 | 7.847%
| November | 7648144 | 7651233.836 | 7378389.836 | 3919204 | 258490.629 | 11263.535 | 269754.164 | 3.527%
| December | 7806098 | 7721578.77 | 7016955.77 | 3214672.848 | 779117.527 | 10024.703 | 789142.23 | 10.11%
| TOTAL | 111100357 | 103911982.772 | 103740787.228 | 44544187.2105 | 7236755.976 | 122813.796 | 7359569.772 | 6.624%
2009 | January | 8007278 | 7949034.662 | 7513268.662 | 2778907.2682 | 484925.84 | 9083.498 | 494009.338 | 6.17%
| February | 7235663 | 7469330.12 | 6835326.12 | 2144903.2807 | 392165.909 | 8170.971 | 400336.88 | 5.533%
| March | 8009351 | 6950861.034 | 7460003.034 | 2654074.728 | 540779.442 | 8568.524 | 549347.966 | 6.859%
| April | 8493145 | 7523513.553 | 8152950.553 | 3283512.1302 | 331674.184 | 8520.263 | 340194.447 | 4.006%
| May | 9656281 | 8319518.283 | 8618451.283 | 3582444.85 | 1027539.916 | 10289.801 | 1037829.717 | 10.75%
| June | 10367469 | 9212089.855 | 9950520.855 | 4320875.6499 | 406473.818 | 10474.327 | 416948.145 | 4.022%
| July | 11007925 | 10109168.403 | 9896531.403 | 4108238.8352 | 1099776.575 | 11617.022 | 1111393.597 | 10.1%
| August | 11448322 | 10005086.994 | 10678186.994 | 4781339.3748 | 758887.896 | 11247.11 | 770135.006 | 6.727%
| September | 10342759 | 10124234.235 | 9993213.235 | 4650318 | 337929.809 | 11615.956 | 349545.765 | 3.38%
| October | 10338743 | 9598261.308 | 9331106.308 | 4383163 | 996375.729 | 11260.963 | 1007636.692 | 9.746%
| November | 8115012 | 8529354.52 | 8079339.52 | 3933148 | 25223.274 | 10449.206 | 35672.48 | 0.4396%
| December | 8215468 | 8119036.557 | 7414515.557 | 3228626.5389 | 789330.204 | 11622.239 | 800952.443 | 9.749%
| TOTAL | 111237416 | 103909489.524 | 103923413.524 | 43849551.6558 | 7191082.596 | 122919.88 | 7314002.476 | 6.575%
2010 | January | 9390504 | 9190609.328 | 8839621.328 | 2877638.5052 | 540352.938 | 10529.734 | 550882.672 | 5.866%
| February | 7653971 | 7673815.05 | 7076735.05 | 2280559.2078 | 567548.7 | 9687.25 | 577235.95 | 7.542%
| March | 7879751.5 | 7350261.345 | 7584294.345 | 2514592.126 | 286364.734 | 9092.421 | 295457.155 | 3.75%
| April | 8037871 | 7041000.479 | 7634483.479 | 3108075 | 393267.761 | 10119.76 | 403387.521 | 5.019%
| May | 10395115 | 8451975.06 | 9240213.06 | 3896313 | 1143850.971 | 11050.969 | 1154901.94 | 11.11%
| June | 11409507 | 10174179.499 | 10904588.499 | 4626722 | 492434.58 | 12483.921 | 504918.501 | 4.425%
| July | 11649520 | 10681472.721 | 10441919.721 | 4387169 | 1194839.247 | 12761.032 | 1207600.279 | 10.37%
| August | 11521499 | 10556122.421 | 10894853.421 | 4725900 | 614490.574 | 12155.005 | 626645.579 | 5.439%
| September | 10666454 | 10383432.869 | 10335868.869 | 4678336 | 318006.07 | 12579.061 | 330585.131 | 3.099%
| October | 9299921 | 9039614.774 | 8406425.774 | 4045147 | 882747.396 | 10747.83 | 893495.226 | 9.608%
| November | 7811927 | 7993522.727 | 7650107.727 | 3701732 | 151674.11 | 10145.163 | 161819.273 | 2.071%
| December | 8887492 | 8069110.604 | 8139636.604 | 3772258 | 737056.795 | 10798.601 | 747855.396 | 8.415%
| TOTAL | 114603532.5 | 106605116.877 | 107148747.877 | 44614441.839 | 7322633.876 | 132150.747 | 7454784.623 | 6.505%
2011 | January | 7922768 | 8390413.447 | 7581323.447 | 2963168 | 330649.283 | 10795.27 | 341444.553 | 4.31%
| February | 7253717 | 7081196.725 | 6800802.725 | 2682774 | 442582.263 | 10332.012 | 452914.275 | 6.244%
| March | 8196116.5 | 7155217.339 | 7656680.339 | 3184237 | 528065.493 | 11370.668 | 539436.161 | 6.582%
| April | 9460285 | 8402569.867 | 9198493.867 | 3980161 | 248841.743 | 12949.39 | 261791.133 | 2.767%
| May | 10098308 | 8930549.498 | 9058096.498 | 4107708 | 1028456.167 | 11755.335 | 1040211.502 | 10.3%
| June | 10539641 | 10028106.151 | 10309364.151 | 4388966 | 217736.319 | 12540.53 | 230276.849 | 2.185%
| July | 11211614 | 10051637.074 | 11047731.074 | 5385060 | 151382.433 | 12500.493 | 163882.926 | 1.462%
| August | 11325605 | 10489122.466 | 10567032.466 | 5462970 | 745565.926 | 13006.608 | 758572.534 | 6.698%
| September | 10530592 | 10748507.38 | 9870682.38 | 4585145 | 646465.238 | 13444.382 | 659909.62 | 6.267%
| October | 9050810 | 9085583.075 | 8483851.075 | 3983413 | 555439.092 | 11519.833 | 566958.925 | 6.264%
| November | 8021393 | 7544303.75 | 7586718 | 4025826.681 | 423436.616 | 11238.384 | 434675 | 5.419%
| December | 7931422 | 7595995.04 | 7560800.04 | 3990632 | 359123.47 | 11498.49 | 370621.96 | 4.673%
| TOTAL | 111542271.5 | 105503201.812 | 105721576.062 | 48740060.681 | 5677744.043 | 142951.395 | 5820695.438 | 5.218%
2012 | January | 7979304 | 7998375.699 | 7519892.134 | 3512321 | 446899.637 | 12512.229 | 459411.866 | 5.758%
| February | 7702146 | 7127076.045 | 7280572 | 3665817 | 410159.015 | 11414.985 | 421574 | 5.473%
| March | 8639929 | 7624983.318 | 8149116.318 | 4189950 | 479728.903 | 11083.779 | 490812.682 | 5.681%
| April | 8509236 | 8237156.535 | 8016770.535 | 3969564 | 481486.829 | 10978.636 | 492465.465 | 5.787%
| May | 9894790 | 8382089.855 | 9321939.855 | 4909414 | 561077.82 | 11772.325 | 572850.145 | 5.789%
| June | 10242699 | 9760441.682 | 9643564.682 | 4792537 | 587153.512 | 11980.806 | 599134.318 | 5.849%
| July | 11225750 | 10162616.489 | 10544138.489 | 5174059 | 669861.629 | 11749.882 | 681611.511 | 6.072%
| August | 11202980 | 10482002.429 | 10514843.429 | 5206900 | 674438.153 | 13698.418 | 688136.571 | 6.142%
| September | 10233593 | 10073713.6 | 9577272.0369 | 4710458.2597 | 644420.0141 | 11900.949 | 656320.9631 | 6.413%
| October | 9654295 | 9501696.953 | 9109917.9934 | 4318679.2992 | 532112.2576 | 12264.749 | 544377.0066 | 5.639%
| November | 7423333 | 7764955.901 | 7016295.901 | 3570019 | 396520.543 | 10516.556 | 407037.099 | 5.483%
| December | 8157450 | 7347612.48 | 7675796.0393 | 3898202.9982 | 471794.1117 | 9859.849 | 481653.9607 | 5.904%
NEL | TOTAL | 110865505 | 104462720.986 | 104370119.4127 | 51917921.5571 | 6355652.4243 | 139733.163 | 6495385.5873 | 5.859%
2013 | January | 8088864 | 7849218.641 | 7611099.4072 | 3660083.7644 | 467777.7848 | 9986.808 | 477764.5928 | 5.906%
| February | 7467802 | 7277962.856 | 7056147.7845 | 3438268.6928 | 402533.7875 | 9120.428 | 411654.2155 | 5.512%
| March | 7936038 | 7135972.143 | 7490007.1542 | 3792303.704 | 435704.2208 | 10326.625 | 446030.8458 | 5.62%
| April | 8967220 | 7842667.833 | 8456993.293 | 4406629.164 | 499764.231 | 10462.476 | 510226.707 | 5.69%
| May | 9493988 | 8805291.229 | 8945753.8501 | 4547091.7851 | 537321.1109 | 10913.039 | 548234.1499 | 5.775%
| June | 10459525 | 9306491.772 | 9826784.0155 | 5067384.0286 | 621958.7485 | 10782.236 | 632740.9845 | 6.049%
| July | 10649066 | 9913331.173 | 10012460.2344 | 5166513.0899 | 624621.0596 | 11984.706 | 636605.7656 | 5.978%
| August | 11392218 | 10456021.327 | 10731202.8139 | 5441694.5768 | 649279.0531 | 11736.133 | 661015.1861 | 5.802%
| September | 10228764 | 10595317.182 | 9633417.9343 | 4479795.3282 | 584266.1147 | 11079.951 | 595346.0657 | 5.82%
| October | 9968681 | 9259377.811 | 9390018.3639 | 4610435.8811 | 567606.1651 | 11056.471 | 578662.6361 | 5.805%
| November | 8505690 | 8408752.384 | 8021497.1101 | 4223180.6073 | 474089.6329 | 10103.257 | 484192.8899 | 5.693%
| December | 8497355 | 8091641.989 | 8036085.7003 | 4167624.3195 | 451347.0237 | 9922.276 | 461269.2997 | 5.428%
NEL | TOTAL | 111655211 | 104942046.34 | 105211467.6614 | 53001004.9417 | 6316268.9326 | 127474.406 | 6443743.3386 | 5.771%
2014 | January | 8633765 | 8345525.509 | 8103587.5097 | 3925686.3192 | 520742.2793 | 9435.211 | 530177.4903 | 6.141%
| February | 7957338 | 7869289.084 | 7548084.5404 | 3604481.7766 | 400231.4266 | 9022.033 | 409253.4596 | 5.143%
| March | 8490634 | 7620792.541 | 8054749.7902 | 4038439.0268 | 426573.8448 | 9310.365 | 435884.2098 | 5.134%
| April | 9229956 | 8042109.746 | 8745991.3474 | 4742320.6272 | 473842.4286 | 10122.224 | 483964.6526 | 5.243%
| May | 10400290 | 9393818.88 | 9851075.4389 | 5199577.1861 | 538767.0591 | 10447.502 | 549214.5611 | 5.281%
| June | 10437993 | 9808038.836 | 9909924.836 | 5301463 | 517841.635 | 10226.529 | 528068.164 | 5.059%
| July | 11387222 | 10465474.969 | 10851483.2589 | 5687471.5031 | 523212.7969 | 12525.9442 | 535738.7411 | 4.705%
| August | 12124907 | 11083309.188 | 11516183.25 | 6120345.5651 | 595386.3523 | 13337.3977 | 608723.75 | 5.02%
| September | 10640900 | 11187606.693 | 10115280.2915 | 5048019.1636 | 513914.7185 | 11704.99 | 525619.7085 | 4.94%
| October | 10073732 | 9676364.706 | 9552272.7272 | 4923927.1859 | 510378.1676 | 11081.1052 | 521459.2728 | 5.176%
| November | 8128958 | 8365937.397 | 7720250.5306 | 4278240.3205 | 399765.6156 | 8941.8538 | 408707.4694 | 5.028%
| December | 8457394 | 7905623.538 | 8061689.9188 | 4434306.7012 | 386400.9478 | 9303.1334 | 395704.0812 | 4.679%
NEL | TOTAL | 115963089 | 109763891.087 | 110030573.4395 | 57304278.3753 | 5807057.2722 | 125458.2883 | 5932515.5605 | 5.116%
2015 | January | 8447758 | 8340178.47 | 8014092.6972 | 4108220.9274 | 424372.769 | 9292.5338 | 433665.3028 | 5.133%
| February | 7676502 | 7566226.972 | 7256241.2414 | 3798235.1978 | 411816.6064 | 8444.1522 | 420260.7586 | 5.475%
| March | 9442613 | 8199346.417 | 8994891.3234 | 4593780.1042 | 437334.8023 | 10386.8743 | 447721.6766 | 4.742%
| April | 10158631 | 9169231.413 | 9700972.3628 | 5125521.054 | 446484.1431 | 11174.4941 | 457658.6372 | 4.505%
| May | 10806023 | 9968768.373 | 10332459.4437 | 5489212.1247 | 461676.931 | 11886.6253 | 473563.5563 | 4.382%
| June | 11385195 | 10592318.256 | 10877291.5518 | 5774185.4205 | 495379.7337 | 12523.7145 | 507903.4482 | 4.461%
| July | 11894253 | 11383778.25 | 11340324.5182 | 5730731.6887 | 540844.8035 | 13083.6783 | 553928.4818 | 4.657%
| August | 11883008.3158 | 11567444.2348 | 11299713.0519 | 5463000.5058 | 570223.9548 | 13071.3091 | 583295.2639 | 4.909%
| September | 10918440.8839 | 10763932.4476 | 10383579.9885 | 5082648.0467 | 522850.6104 | 12010.285 | 534860.8954 | 4.899%
| October | 10212629.8598 | 9919147.7853 | 9712053.2142 | 4875553.4756 | 489342.7528 | 11233.8928 | 500576.6457 | 4.902%
| November | 8459488.791 | 8644886.1489 | 8091050.3807 | 4321717.7074 | 359132.9726 | 9305.4377 | 368438.4103 | 4.355%
| December | 8678969.889 | 8446881.2159 | 8263868.2069 | 4138704.6983 | 405554.8153 | 9546.8669 | 415101.6822 | 4.783%
NEL | TOTAL | 119963512.7395 | 114562139.9835 | 114266537.9806 | 58501510.9513 | 5565014.8949 | 131959.864 | 5696974.7589 | 4.749%
2016 | January | 8808803.1126 | 8917398.3182 | 8363934.4901 | 3585240.8703 | 435178.9391 | 9689.6834 | 444868.6225 | 5.05%
| February | 8194553.2661 | 8167237.9819 | 7783188.0293 | 3201190.9176 | 402351.2283 | 9014.0086 | 411365.2369 | 5.02%
| March | 8995609.4588 | 8168815.7011 | 8552166.7204 | 3584541.937 | 433547.568 | 9895.1704 | 443442.7384 | 4.93%
| April | 9297257.7505 | 8388072.3386 | 8872767.9588 | 4069237.5572 | 414262.8081 | 10226.9835 | 424489.7916 | 4.566%
| May | 10568988.1145 | 9468446.9559 | 10108340.8669 | 4709131.4681 | 449021.3606 | 11625.8869 | 460647.2476 | 4.358%
| June | 11074872.6884 | 10339615.7126 | 10585532.465 | 4955048.2205 | 477157.8634 | 12182.36 | 489340.2234 | 4.418%
| July | 11833884.0518 | 10988780.3122 | 11283171.3378 | 5249439.2462 | 537695.4415 | 13017.2725 | 550712.714 | 4.654%
| August | 11995478.8044 | 11141395.2032 | 11406662.7581 | 5514706.801 | 575621.0197 | 13195.0267 | 588816.0463 | 4.909%
| September | 11061196.7521 | 10884947.0946 | 10519342.6851 | 5149102.3915 | 529686.7506 | 12167.3164 | 541854.0671 | 4.899%
| October | 10360328.1894 | 10055549.141 | 9852512.0437 | 4946065.2942 | 496419.7847 | 11396.361 | 507816.1457 | 4.902%
| November | 8615994.3188 | 8785132.8432 | 8240739.5808 | 4401672.0318 | 365777.1442 | 9477.5938 | 375254.738 | 4.355%
| December | 8817793.1842 | 8592819.0382 | 8396051.7989 | 4204904.7925 | 412041.8128 | 9699.5725 | 421741.3853 | 4.783%
NEL | TOTAL | 119624759.6915 | 113898210.6407 | 113964410.7348 | 53570281.5279 | 5528761.721 | 131587.2357 | 5660348.9567 | 4.732%
2017 | January | 8847227.7248 | 9004443.4065 | 8400418.5544 | 3600879.9405 | 437077.2199 | 9731.9505 | 446809.1704 | 5.05%
| February | 7987296.8639 | 8066989.3148 | 7586335.8646 | 3120226.4903 | 392174.9727 | 8786.0266 | 400960.9993 | 5.02%
| March | 8977158.7784 | 8077662.2968 | 8534625.5748 | 3577189.7683 | 432658.3289 | 9874.8747 | 442533.2036 | 4.93%
| April | 9245820.192 | 8354144.3901 | 8823678.912 | 4046724.2903 | 411970.8777 | 10170.4022 | 422141.28 | 4.566%
| May | 10504682.4024 | 9413082.8616 | 10046837.9066 | 4680479.3352 | 446289.3452 | 11555.1506 | 457844.4959 | 4.358%
| June | 10996325.5152 | 10271030.0623 | 10510455.8772 | 4919905.1501 | 473773.6799 | 12095.9581 | 485869.638 | 4.418%
| July | 11750677.7317 | 10911212.9083 | 11203837.185 | 5212529.4269 | 533914.8012 | 12925.7455 | 546840.5467 | 4.654%
| August | 11913188.2102 | 11064065.7754 | 11328411.5209 | 5476875.1724 | 571672.1822 | 13104.507 | 584776.6893 | 4.909% | Col | Description | Validate
| September | 10982746.7766 | 10809027.7952 | 10444735.7329 | 5112583.1101 | 525930.0222 | 12081.0215 | 538011.0436 | 4.899% | 2 | Annual Billed Sales (MWH) | 0.0034271
| October | 10297901.7267 | 9989465.9202 | 9793145.4421 | 4916262.6321 | 493428.5927 | 11327.6919 | 504756.2846 | 4.902% | 3 | Annual Unbilled Sales (MWH) | -0.0034266
| November | 8563161.1415 | 8731789.0633 | 8190207.4612 | 4374681.0299 | 363534.203 | 9419.4773 | 372953.6803 | 4.355% | 4 | Total Delivered Sales (MWH) | 4.4703e-07
| December | 8765716.2294 | 8541075.5649 | 8346465.6041 | 4180071.0691 | 409608.3373 | 9642.2879 | 419250.6252 | 4.783%
NEL | TOTAL | 118831903.2927 | 113233989.3594 | 113209155.636 | 53218407.4151 | 5492032.5631 | 130715.0936 | 5622747.6567 | 4.732%
2018 | January | 8870942.0427 | 8992474.4796 | 8422935.2345 | 3610531.824 | 438248.772 | 9758.0362 | 448006.8082 | 5.05%
| February | 8017769.4211 | 8093679.9757 | 7615278.7044 | 3132130.5527 | 393671.1703 | 8819.5464 | 402490.7167 | 5.02%
| March | 9035659.8035 | 8121872.2462 | 8590242.7648 | 3600501.0714 | 435477.8129 | 9939.2258 | 445417.0387 | 4.93%
| April | 9319909.821 | 8415734.9142 | 8894385.7918 | 4079151.949 | 415272.1283 | 10251.9008 | 425524.0292 | 4.566%
| May | 10579453.2385 | 9483707.4978 | 10118349.8706 | 4713794.3218 | 449465.9694 | 11637.3986 | 461103.3679 | 4.358%
| June | 11066887.9938 | 10340219.1339 | 10577900.572 | 4951475.7599 | 476813.845 | 12173.5768 | 488987.4218 | 4.418%
| July | 11819273.5615 | 10977758.4137 | 11269240.775 | 5242958.1212 | 537031.5856 | 13001.2009 | 550032.7865 | 4.654%
| August | 11981913.5038 | 11128251.0551 | 11393763.3306 | 5508470.3967 | 574970.0684 | 13180.1049 | 588150.1732 | 4.909%
| September | 11045420.7316 | 10871051.3906 | 10504339.4834 | 5141758.4895 | 528931.2855 | 12149.9628 | 541081.2483 | 4.899%
| October | 10362644.8188 | 10049302.3489 | 9854715.1224 | 4947171.263 | 496530.7871 | 11398.9093 | 507929.6964 | 4.902%
| November | 8625899.3691 | 8790652.2501 | 8250213.2338 | 4406732.2467 | 366197.646 | 9488.4893 | 375686.1353 | 4.355%
| December | 8837189.9807 | 8607098.6603 | 8414520.8767 | 4214154.4631 | 412948.195 | 9720.909 | 422669.104 | 4.783%
NEL | TOTAL | 119562964.2862 | 113871802.366 | 113905885.76 | 53548830.4591 | 5525559.2655 | 131519.2607 | 5657078.5262 | 4.731%
2019 | January | 8942566.1931 | 9065413.3079 | 8490942.1696 | 3639683.3248 | 441787.2007 | 9836.8228 | 451624.0235 | 5.05%
| February | 8075362.6545 | 8155034.8219 | 7669980.7669 | 3154629.2698 | 396498.9887 | 8882.8989 | 405381.8876 | 5.02%
| March | 9100368.4495 | 8180104.8705 | 8651761.5681 | 3626285.9675 | 438596.4761 | 10010.4053 | 448606.8814 | 4.93%
| April | 9379119.9374 | 8472111.3677 | 8950892.5208 | 4105067.1205 | 417910.3847 | 10317.0319 | 428227.4166 | 4.566%
| May | 10639385.29 | 9540239.195 | 10175669.7955 | 4740497.7211 | 452012.1707 | 11703.3238 | 463715.4945 | 4.358%
| June | 11123540.7455 | 10395724.8891 | 10632050.1373 | 4976822.9692 | 479254.7134 | 12235.8948 | 491490.6082 | 4.418%
| July | 11875449.9247 | 11031748.2161 | 11322802.8623 | 5267877.6155 | 539584.0674 | 13062.9949 | 552647.0624 | 4.654%
| August | 12039816.6405 | 11181611.4925 | 11448824.2051 | 5535090.328 | 577748.6371 | 13243.7983 | 590992.4354 | 4.909%
| September | 11099342.8193 | 10923850.6382 | 10555620.0935 | 5166859.7834 | 531513.4487 | 12209.2771 | 543722.7258 | 4.899%
| October | 10419902.569 | 10101519.7821 | 9909166.3582 | 4974506.3595 | 499274.3179 | 11461.8928 | 510736.2107 | 4.902%
| November | 8681518.2554 | 8842769.7053 | 8303409.7356 | 4435146.3899 | 368558.8497 | 9549.6701 | 378108.5198 | 4.355%
| December | 8900710.5371 | 8665704.4834 | 8475003.3433 | 4244445.2498 | 415916.4122 | 9790.7816 | 425707.1938 | 4.783%
NEL | TOTAL | 120277084.0159 | 114555832.7696 | 114586123.5563 | 53866912.099 | 5558655.6672 | 132304.7924 | 5690960.4596 | 4.732%
2020 | January | 9016209.2198 | 9135654.7504 | 8560866.0223 | 3669656.5216 | 445425.3674 | 9917.8301 | 455343.1975 | 5.05%
| February | 8363012.3992 | 8345847.8176 | 7943190.5414 | 3266999.2454 | 410622.5442 | 9199.3136 | 419821.8578 | 5.02%
| March | 9188430.1405 | 8341104.9517 | 8735482.2172 | 3661376.5109 | 442840.6501 | 10107.2732 | 452947.9233 | 4.93%
| April | 9473915.7985 | 8556179.2347 | 9041360.2374 | 4146557.5136 | 422134.2538 | 10421.3074 | 432555.5611 | 4.566%
| May | 10738660.768 | 9632444.8588 | 10270618.3715 | 4784731.0263 | 456229.8696 | 11812.5268 | 468042.3965 | 4.358%
| June | 11221913.3317 | 10489970.9857 | 10726076.1577 | 5020836.1983 | 483493.0694 | 12344.1047 | 495837.174 | 4.418%
| July | 11974215.7979 | 11126119.1144 | 11416972.4744 | 5311689.5583 | 544071.6862 | 13171.6374 | 557243.3236 | 4.654%
| August | 12139256.2252 | 11274266.3087 | 11543382.6487 | 5580805.8983 | 582520.3946 | 13353.1818 | 595873.5764 | 4.909%
| September | 11192684.9094 | 11014884.0402 | 10644389.6412 | 5210311.4993 | 535983.3148 | 12311.9534 | 548295.2682 | 4.899%
| October | 10513055.2461 | 10189086.7655 | 9997753.1149 | 5018977.8487 | 503737.7703 | 11564.3608 | 515302.1311 | 4.902%
| November | 8768822.8434 | 8926141.8945 | 8386911.9232 | 4479747.8774 | 372265.215 | 9645.7051 | 381910.9202 | 4.355%
| December | 8994975.9863 | 8755110.8725 | 8564760.2222 | 4289397.2271 | 420321.2906 | 9894.4736 | 430215.7642 | 4.783%
NEL | TOTAL | 121585152.666 | 115786811.5947 | 115831763.5721 | 54441086.9252 | 5619645.426 | 133743.6679 | 5753389.0939 | 4.732%
2021 | January | 9119977.6908 | 9236900.1565 | 8659393.902 | 3711890.9726 | 450551.8133 | 10031.9755 | 460583.7888 | 5.05%
| February | 8242166.389 | 8320511.0354 | 7828410.9811 | 3219790.9183 | 404689.0248 | 9066.383 | 413755.4079 | 5.02%
| March | 9298358.2696 | 8354601.9833 | 8839991.3883 | 3705180.3233 | 448138.6873 | 10228.1941 | 458366.8814 | 4.93%
| April | 9585900.4606 | 8657841.1535 | 9148231.9567 | 4195571.1265 | 427124.0133 | 10544.4905 | 437668.5038 | 4.566%
| May | 10856106.1647 | 9741455.9173 | 10382944.9339 | 4837060.1431 | 461219.514 | 11941.7168 | 473161.2308 | 4.358%
| June | 11223998.8162 | 10543360.3664 | 10728069.4957 | 5021769.2724 | 483582.9219 | 12346.3987 | 495929.3206 | 4.418%
| July | 11949712.5098 | 11114558.7184 | 11393609.4942 | 5300820.0481 | 542958.3318 | 13144.6838 | 556103.0156 | 4.654%
| August | 12163876.8596 | 11275489.9961 | 11566794.7424 | 5592124.7945 | 583701.8526 | 13380.2645 | 597082.1171 | 4.909%
| September | 11214034.9946 | 11036568.4593 | 10664693.8513 | 5220250.1865 | 537005.7048 | 12335.4385 | 549341.1433 | 4.899%
| October | 10536200.8334 | 10209986.7456 | 10019764.2109 | 5030027.6518 | 504846.8016 | 11589.8209 | 516436.6225 | 4.902%
| November | 8826227.3496 | 8962769.683 | 8441816.2754 | 4509074.2442 | 374702.2241 | 9708.8501 | 384411.0742 | 4.355%
| December | 9088423.3945 | 8828853.3213 | 8653738.1857 | 4333959.1086 | 424687.9432 | 9997.2657 | 434685.2089 | 4.783%
NEL | TOTAL | 122104983.7323 | 116282897.536 | 116327459.4175 | 54677518.7899 | 5643208.8327 | 134315.4821 | 5777524.3148 | 4.732%
2022 | January | 9141505.8466 | 9293140.8619 | 8679834.8272 | 3720653.0738 | 451615.3631 | 10055.6564 | 461671.0195 | 5.05%
| February | 8239664.5873 | 8327874.2503 | 7826034.7695 | 3218813.593 | 404566.1868 | 9063.631 | 413629.8178 | 5.02%
| March | 9280554.0364 | 8343792.6671 | 8823064.8229 | 3698085.7488 | 447280.604 | 10208.6094 | 457489.2135 | 4.93%
| April | 9553467.0919 | 8633989.5227 | 9117279.4155 | 4181375.6416 | 425678.8626 | 10508.8138 | 436187.6764 | 4.566%
| May | 10842339.0516 | 9720227.4482 | 10369777.8577 | 4830926.0511 | 460634.6209 | 11926.573 | 472561.1939 | 4.358%
| June | 11324421.1798 | 10588281.176 | 10824054.7245 | 5066699.5996 | 487909.592 | 12456.8633 | 500366.4553 | 4.418%
| July | 12051148.8634 | 11211208.3103 | 11490325.3106 | 5345816.5999 | 547567.289 | 13256.2637 | 560823.5528 | 4.654%
| August | 12265436.922 | 11370370.9604 | 11663369.577 | 5638815.2165 | 588575.3643 | 13491.9806 | 602067.3449 | 4.909%
| September | 11307258.7451 | 11128519.2588 | 10753350.8565 | 5263646.8142 | 541469.904 | 12437.9846 | 553907.8886 | 4.899%
| October | 10626691.223 | 10296237.834 | 10105819.1734 | 5073228.1535 | 509182.6893 | 11689.3603 | 520872.0496 | 4.902%
| November | 8908032.0677 | 9042420.2828 | 8520058.1304 | 4550866.0011 | 378175.102 | 9798.8353 | 387973.9373 | 4.355%
| December | 9176286.9192 | 8912407.1087 | 8737399.334 | 4375858.2264 | 428793.6695 | 10093.9156 | 438887.5851 | 4.783%
NEL | TOTAL | 122716806.5339 | 116868469.6813 | 116910368.7992 | 54964784.7193 | 5671449.2475 | 134988.4872 | 5806437.7347 | 4.732%
2023 | January | 9243522.2475 | 9390382.9268 | 8776699.1211 | 3762174.4207 | 456655.252 | 10167.8745 | 466823.1264 | 5.05%
| February | 8330864.3963 | 8420390.1112 | 7912656.363 | 3254440.6724 | 409044.0825 | 9163.9508 | 418208.0333 | 5.02%
| March | 9385274.833 | 8437249.4719 | 8922623.3594 | 3739814.5599 | 452327.6714 | 10323.8023 | 462651.4737 | 4.93%
| April | 9661921.3585 | 8731752.4226 | 9220781.9286 | 4228844.0658 | 430511.3165 | 10628.1135 | 441139.43 | 4.566%
| May | 10965417.2263 | 9830570.845 | 10487491.6946 | 4885764.9154 | 465863.5727 | 12061.9589 | 477925.5317 | 4.358%
| June | 11453703.016 | 10708847.1474 | 10947624.2781 | 5124542.0462 | 493479.6646 | 12599.0733 | 506078.7379 | 4.418%
| July | 12185876.3684 | 11337744.1519 | 11618783.0103 | 5405580.9046 | 553688.8941 | 13404.464 | 567093.3582 | 4.654%
| August | 12400884.3977 | 11496664.5446 | 11792168.4105 | 5701084.7705 | 595075.0143 | 13640.9728 | 608715.9872 | 4.909%
| September | 11430301.331 | 11250526.3138 | 10870365.9639 | 5320924.4205 | 547362.0356 | 12573.3315 | 559935.3671 | 4.899%
| October | 10740069.8577 | 10407209.3219 | 10213640.5033 | 5127355.602 | 514615.2776 | 11814.0768 | 526429.3544 | 4.902%
| November | 9002073.0871 | 9138450.0136 | 8610003.3558 | 4598908.9442 | 382167.4509 | 9902.2804 | 392069.7313 | 4.355%
| December | 9273261.2703 | 9006542.5097 | 8829735.5522 | 4422101.9867 | 433325.1307 | 10200.5874 | 443525.7181 | 4.783%
NEL | TOTAL | 124073169.3899 | 118156329.7804 | 118202573.5406 | 55571537.3089 | 5734115.3629 | 136480.4863 | 5870595.8492 | 4.732%
2024 | January | 9351770.4487 | 9495350.3276 | 8879480.4923 | 3806232.1514 | 462003.0088 | 10286.9475 | 472289.9563 | 5.05%
| February | 8655555.6755 | 8645999.472 | 8221048.1929 | 3381280.8723 | 424986.3713 | 9521.1112 | 434507.4826 | 5.02%
| March | 9495599.2451 | 8625013.8689 | 9027509.2784 | 3783776.2818 | 457644.8075 | 10445.1592 | 468089.9667 | 4.93%
| April | 9776526.4155 | 8834926.1068 | 9330154.4021 | 4279004.5771 | 435617.8343 | 10754.1791 | 446372.0134 | 4.566%
| May | 11097007.7568 | 9947954.8995 | 10613346.878 | 4944396.5556 | 471454.1703 | 12206.7085 | 483660.8788 | 4.358%
| June | 11593799.7051 | 10838704.1842 | 11081530.8333 | 5187223.2047 | 499515.6921 | 12753.1797 | 512268.8718 | 4.418%
| July | 12333305.1655 | 11475594.7019 | 11759350.9227 | 5470979.4255 | 560387.6071 | 13566.6357 | 573954.2428 | 4.654%
| August | 12549707.8935 | 11635162.3971 | 11933686.6821 | 5769503.7105 | 602216.5327 | 13804.6787 | 616021.2114 | 4.909%
| September | 11565880.6261 | 11384769.3604 | 10999303.6456 | 5384037.9957 | 553854.5118 | 12722.4687 | 566576.9805 | 4.899%
| October | 10864018.8715 | 10529022.7012 | 10331514.1005 | 5186529.395 | 520554.3503 | 11950.4208 | 532504.7711 | 4.902%
| November | 9103850.4401 | 9242973.202 | 8707347.9721 | 4650904.1651 | 386488.2325 | 10014.2355 | 396502.468 | 4.355%
| December | 9377315.2879 | 9107995.1941 | 8928812.8274 | 4471721.7983 | 438187.4137 | 10315.0468 | 448502.4605 | 4.783%
NEL | TOTAL | 125764337.5312 | 119763466.4157 | 119813086.2274 | 56315590.1329 | 5812910.5326 | 138340.7713 | 5951251.3038 | 4.732%
2025 | January | 9462381.7257 | 9604975.7266 | 8984505.5977 | 3851251.6695 | 467467.5081 | 10408.6199 | 477876.128 | 5.05%
| February | 8527176.8783 | 8619235.7874 | 8099113.9904 | 3331129.8724 | 418682.9933 | 9379.8946 | 428062.8879 | 5.02%
| March | 9609242.3608 | 8637619.7462 | 9135550.304 | 3829060.4302 | 463121.8902 | 10570.1666 | 473692.0568 | 4.93%
| April | 9894125.7956 | 8940969.2675 | 9442384.4854 | 4330475.6482 | 440857.7718 | 10883.5384 | 451741.3102 | 4.566%
| May | 11229671.5298 | 10067197.7839 | 10740228.5268 | 5003506.3911 | 477090.3643 | 12352.6387 | 489443.003 | 4.358%
| June | 11733493.6411 | 10968834.656 | 11215052.4309 | 5249724.166 | 505534.3672 | 12906.843 | 518441.2102 | 4.418%
| July | 12479943.6355 | 11612862.0914 | 11899165.2875 | 5536027.3621 | 567050.41 | 13727.938 | 580778.348 | 4.654%
| August | 12698676.7314 | 11773381.0546 | 12075343.1614 | 5837989.4689 | 609365.0256 | 13968.5444 | 623333.57 | 4.909%
| September | 11703663.5501 | 11520149.093 | 11130337.0072 | 5448177.3831 | 560452.513 | 12874.0299 | 573326.5429 | 4.899%
| October | 10992446.7626 | 10653983.0005 | 10453647.0407 | 5247841.4232 | 526708.0305 | 12091.6914 | 538799.7219 | 4.902%
| November | 9212216.9585 | 9352570.5899 | 8810994.7741 | 4706265.6075 | 391088.7457 | 10133.4387 | 401222.1844 | 4.355%
| December | 9487461.7409 | 9215709.869 | 9033691.1462 | 4524246.8847 | 443334.3868 | 10436.2079 | 453770.5947 | 4.783%
NEL | TOTAL | 127030501.3102 | 120967488.6661 | 121020013.7524 | 56895696.3067 | 5870754.0064 | 139733.5514 | 6010487.5579 | 4.732%
2026 | January | 9584990.6771 | 9724015.0267 | 9100922.4621 | 3901154.32 | 473524.7253 | 10543.4897 | 484068.215 | 5.05%
| February | 8638616.7091 | 8731450.1915 | 8204959.5599 | 3374663.6885 | 424154.6709 | 9502.4784 | 433657.1492 | 5.02%
| March | 9736321.4679 | 8751330.1661 | 9256364.9876 | 3879698.51 | 469246.5267 | 10709.9536 | 479956.4803 | 4.93%
| April | 10026908.2396 | 9060210.8563 | 9569104.4114 | 4388592.0651 | 446774.2291 | 11029.5991 | 457803.8281 | 4.566%
| May | 11379133.2392 | 10201667.3065 | 10883175.9773 | 5070100.7359 | 483440.2153 | 12517.0466 | 495957.2619 | 4.358%
| June | 11890927.8662 | 11115468.8306 | 11365530.4678 | 5320162.3731 | 512317.3778 | 13080.0207 | 525397.3984 | 4.418%
| July | 12645144.44 | 11767531.088 | 12056678.1526 | 5609309.4377 | 574556.6285 | 13909.6589 | 588466.2874 | 4.654%
| August | 12867087.9685 | 11929383.5958 | 12235487.6806 | 5915413.5225 | 617446.4911 | 14153.7968 | 631600.2878 | 4.909%
| September | 11860546.5874 | 11673740.2764 | 11279534.8261 | 5521208.0723 | 567965.16 | 13046.6012 | 581011.7612 | 4.899%
| October | 11140899.8507 | 10797318.1394 | 10594823.6339 | 5318713.5668 | 533821.2269 | 12254.9898 | 546076.2168 | 4.902%
| November | 9342124.5698 | 9481326.2552 | 8935244.484 | 4772631.7956 | 396603.7488 | 10276.337 | 406880.0858 | 4.355%
| December | 9621788.8051 | 9345922.4709 | 9161593.555 | 4588302.8796 | 449611.2824 | 10583.9677 | 460195.2501 | 4.783%
NEL | TOTAL | 128734490.4204 | 122579364.2034 | 122643420.1984 | 57659950.9671 | 5949462.2825 | 141607.9395 | 6091070.222 | 4.731%
2027 | January | 9760614.8965 | 9883345.5245 | 9267677.1786 | 3972634.5338 | 482201.0415 | 10736.6764 | 492937.7179 | 5.05%
| February | 8800503.9599 | 8893449.9114 | 8358720.0971 | 3437904.7194 | 432103.3085 | 9680.5544 | 441783.8628 | 5.02%
| March | 9912148.0979 | 8911667.5338 | 9423524.1624 | 3949761.348 | 477720.5726 | 10903.3629 | 488623.9355 | 4.93%
| April | 10205380.5025 | 9222483.3506 | 9739428.0722 | 4466706.0697 | 454726.5117 | 11225.9186 | 465952.4302 | 4.566%
| May | 11573422.0797 | 10379034.5341 | 11068996.7772 | 5156668.3129 | 491694.5381 | 12730.7643 | 504425.3024 | 4.358%
| June | 12092262.63 | 11304395.3464 | 11557969.3101 | 5410242.2767 | 520991.831 | 13301.4889 | 534293.3199 | 4.418%
| July | 12854205.2987 | 11964204.6684 | 12256009.9594 | 5702047.5677 | 584055.7135 | 14139.6258 | 598195.3393 | 4.654%
| August | 13078584.1551 | 12126004.7167 | 12436602.2601 | 6012645.111 | 627595.4524 | 14386.4426 | 641981.895 | 4.909%
| September | 12058077.2905 | 11866873.5439 | 11467389.1066 | 5613160.6737 | 577424.2988 | 13263.885 | 590688.1839 | 4.899%
| October | 11327047.1399 | 10977426.4194 | 10771846.83 | 5407581.0843 | 542740.558 | 12459.7519 | 555200.3099 | 4.902%
| November | 9505157.3474 | 9642837.0246 | 9091176.6508 | 4855920.7105 | 403525.0235 | 10455.6731 | 413980.6966 | 4.355%
| December | 9786970.1003 | 9507722.9903 | 9318874.4849 | 4667072.205 | 457329.9484 | 10765.6671 | 468095.6155 | 4.783%
NEL | TOTAL | 130954373.4984 | 124679445.5642 | 124758214.8895 | 58652344.6126 | 6052108.798 | 144049.8108 | 6196158.6089 | 4.732%
2028 | January | 9931782.3488 | 10054971.598 | 9430200.2069 | 4042300.8139 | 490657.1813 | 10924.9606 | 501582.1419 | 5.05%
| February | 9201536.7239 | 9187354.2808 | 8739621.0817 | 3594567.6149 | 451793.9517 | 10121.6904 | 461915.6421 | 5.02%
| March | 10084480.9386 | 9163497.3987 | 9587361.7759 | 4018431.992 | 486026.2337 | 11092.929 | 497119.1628 | 4.93%
| April | 10381375.2295 | 9382083.6046 | 9907387.3154 | 4543735.7028 | 462568.4014 | 11419.5128 | 473987.9141 | 4.566%
| May | 11765755.0866 | 10554318.2448 | 11252946.9882 | 5242364.4463 | 499865.7677 | 12942.3306 | 512808.0983 | 4.358%
| June | 12292397.2751 | 11491840.2761 | 11749261.0606 | 5499785.2308 | 529614.5775 | 13521.637 | 543136.2145 | 4.418%
| July | 13062740.8513 | 12160073.4619 | 12454840.9061 | 5794552.6749 | 593530.9302 | 14369.0149 | 607899.9452 | 4.654%
| August | 13291065.7581 | 12322876.8332 | 12638653.8853 | 6110329.7271 | 637791.7004 | 14620.1723 | 652411.8728 | 4.909%
| September | 12258298.2404 | 12061765.961 | 11657801.8469 | 5706365.613 | 587012.2654 | 13484.1281 | 600496.3935 | 4.899%
| October | 11517352.3045 | 11160756.125 | 10952824.1014 | 5498433.5894 | 551859.1156 | 12669.0875 | 564528.2031 | 4.902%
| November | 9673902.862 | 9808878.2318 | 9252572.7462 | 4942128.1039 | 410688.8226 | 10641.2931 | 421330.1158 | 4.355%
| December | 9958731.413 | 9675569.5078 | 9482420.7201 | 4748979.3162 | 465356.0884 | 10954.6046 | 476310.6929 | 4.783%
NEL | TOTAL | 133419419.0317 | 127023985.5237 | 127105892.6348 | 59741974.8252 | 6166765.0359 | 146761.3609 | 6313526.3969 | 4.732%
2029 | January | 10111352.3222 | 10234293.7468 | 9600701.4061 | 4115386.9755 | 499528.4285 | 11122.4876 | 510650.9161 | 5.05%
| February | 9123462.5411 | 9216785.1426 | 8665466.2103 | 3564068.0432 | 447960.5221 | 10035.8088 | 457996.3309 | 5.02%
| March | 10265664.1793 | 9233052.2326 | 9759613.5047 | 4090629.3153 | 494758.444 | 11292.2306 | 506050.6746 | 4.93%
| April | 10566271.6487 | 9549809.6951 | 10083841.8215 | 4624661.4417 | 470806.9285 | 11622.8988 | 482429.8273 | 4.566%
| May | 11966654.4243 | 10737874.2053 | 11445090.1683 | 5331877.4047 | 508400.9362 | 13163.3199 | 521564.2561 | 4.358%
| June | 12501090.1918 | 11687453.0708 | 11948732.9377 | 5593157.2716 | 538606.0548 | 13751.1992 | 552357.254 | 4.418%
| July | 13279426.7873 | 12363926.9711 | 12661442.9425 | 5890673.2429 | 603376.4754 | 14607.3695 | 617983.8449 | 4.654%
| August | 13511779.5305 | 12527407.8988 | 12848533.5916 | 6211798.9357 | 648382.9814 | 14862.9575 | 663245.9389 | 4.909%
| September | 12466564.6962 | 12264349.0851 | 11855865.9685 | 5803315.8191 | 596985.5065 | 13713.2212 | 610698.7277 | 4.899%
| October | 11714923.0425 | 11351271.9294 | 11140710.8208 | 5592754.7106 | 561325.8063 | 12886.4153 | 574212.2217 | 4.902%
| November | 9849024.0494 | 9981228.8923 | 9420066.8331 | 5031592.6514 | 418123.2899 | 10833.9265 | 428957.2163 | 4.355%
| December | 10135433.2415 | 9849021.4345 | 9650671.1739 | 4833242.3908 | 473613.091 | 11148.9766 | 484762.0676 | 4.783%
NEL | TOTAL | 135491646.6548 | 128996474.3042 | 129080737.3788 | 60683158.2027 | 6261868.4647 | 149040.8113 | 6410909.276 | 4.732%
2030 | January | 10296129.319 | 10418796.6207 | 9776146.6598 | 4190592.4299 | 508656.917 | 11325.7423 | 519982.6592 | 5.05%
| February | 9293983.297 | 9387337.5409 | 8827426.852 | 3630681.741 | 456333.0634 | 10223.3816 | 466556.445 | 5.02%
| March | 10452522.9939 | 9402854.5451 | 9937261.0274 | 4165088.2233 | 503764.1912 | 11497.7753 | 515261.9665 | 4.93%
| April | 10757581.998 | 9723111.1977 | 10266417.4134 | 4708394.4391 | 479331.2444 | 11833.3402 | 491164.5846 | 4.566%
| May | 12174380.1017 | 10927724.6869 | 11643762.1633 | 5424431.9154 | 517226.1203 | 13391.8181 | 530617.9384 | 4.358%
| June | 12717217.1898 | 11889886.9175 | 12155310.4234 | 5689855.4213 | 547917.8275 | 13988.9389 | 561906.7664 | 4.418%
| July | 13503033.6751 | 12574635.3688 | 12874643.8506 | 5989863.9032 | 613536.4874 | 14853.337 | 628389.8245 | 4.654%
| August | 13738781.0756 | 12738097.4936 | 13064392.4258 | 6316158.8354 | 659275.9906 | 15112.6592 | 674388.6498 | 4.909%
| September | 12680462.1881 | 12472556.7831 | 12059285.2791 | 5902887.3314 | 607228.4006 | 13948.5084 | 621176.9091 | 4.899%
| October | 11918268.8273 | 11547143.9879 | 11334089.5205 | 5689832.8639 | 571069.2111 | 13110.0957 | 584179.3068 | 4.902%
| November | 10032237.45 | 10159942.269 | 9595300.6907 | 5125191.2857 | 425901.2981 | 11035.4612 | 436936.7593 | 4.355%
| December | 10322619.5292 | 10031590.7707 | 9828904.6315 | 4922505.1465 | 482360.0162 | 11354.8815 | 493714.8977 | 4.783%
NEL | TOTAL | 137887217.6448 | 131273678.1819 | 131362940.9376 | 61755483.5361 | 6372600.7678 | 151675.9394 | 6524276.7072 | 4.732%
2031 | January | 10456551.4816 | 10595086.9049 | 9928467.0649 | 4255885.3064 | 516582.2101 | 11502.2066 | 528084.4167 | 5.05%
| February | 9442529.2719 | 9535690.1286 | 8968515.8432 | 3688711.021 | 463626.6465 | 10386.7822 | 474013.4287 | 5.02%
| March | 10615454.7724 | 9550859.2675 | 10092161.0084 | 4230012.7619 | 511616.7638 | 11677.0002 | 523293.7641 | 4.93%
| April | 10924210.7706 | 9874126.323 | 10425438.3284 | 4781324.7673 | 486755.8103 | 12016.6318 | 498772.4422 | 4.566%
| May | 12358461.8376 | 11094693.8983 | 11819820.7332 | 5506451.6022 | 525046.7963 | 13594.308 | 538641.1043 | 4.358%
| June | 12908220.1881 | 12069012.8558 | 12337874.0064 | 5775312.7528 | 556147.1395 | 14199.0422 | 570346.1817 | 4.418%
| July | 13704041.5161 | 12762580.392 | 13066297.4024 | 6079029.7633 | 622669.668 | 15074.4457 | 637744.1136 | 4.654%
| August | 13943404.8885 | 12927770.7626 | 13258971.9723 | 6410230.973 | 669095.1708 | 15337.7454 | 684432.9162 | 4.909%
| September | 12872844.6532 | 12660031.1166 | 12242243.5179 | 5992443.3743 | 616441.0062 | 14160.1291 | 630601.1353 | 4.899%
| October | 12102016.1024 | 11723719.1102 | 11508830.3403 | 5777554.6044 | 579873.5444 | 13312.2177 | 593185.7621 | 4.902%
| November | 10193745.6018 | 10319627.927 | 9749774.6342 | 5207701.3116 | 432757.8475 | 11213.1202 | 443970.9676 | 4.355%
| December | 10488399.2088 | 10192896.8166 | 9986755.3259 | 5001559.8209 | 490106.6438 | 11537.2391 | 501643.8829 | 4.783%
NEL | TOTAL | 140009880.293 | 133306095.5031 | 133385150.1775 | 62706218.0591 | 6470719.2471 | 154010.8683 | 6624730.1155 | 4.732%
2032 | January | 10621903.8894 | 10763843.72 | 10085468.7244 | 4323184.8252 | 524751.0708 | 11684.0943 | 536435.165 | 5.05%
| February | 9852206.7672 | 9832061.4515 | 9357627.5951 | 3848750.9688 | 483741.7447 | 10837.4274 | 494579.1721 | 5.02%
| March | 10783703.2829 | 9803810.7044 | 10252115.6305 | 4297055.8949 | 519725.5788 | 11862.0736 | 531587.6524 | 4.93%
| April | 11096396.6025 | 10030131.1585 | 10589762.5811 | 4856687.3175 | 494427.9851 | 12206.0363 | 506634.0214 | 4.566%
| May | 12547689.9388 | 11266724.3727 | 12000801.3652 | 5590764.31 | 533086.1146 | 13802.4589 | 546888.5735 | 4.358%
| June | 13104050.2276 | 12252885.8911 | 12525051.3491 | 5862929.768 | 564584.4232 | 14414.4553 | 578998.8784 | 4.418%
| July | 13909330.4122 | 12954867.8768 | 13262032.7821 | 6170094.6734 | 631997.3666 | 15300.2635 | 647297.63 | 4.654%
| August | 14151891.817 | 13121240.5722 | 13457225.0077 | 6506079.1089 | 679099.7284 | 15567.081 | 694666.8094 | 4.909%
| September | 13068871.7984 | 12851050.9502 | 12428667.8951 | 6083696.0538 | 625828.1443 | 14375.759 | 640203.9033 | 4.899%
| October | 12288761.2973 | 11903410.6246 | 11686422.1355 | 5866707.5646 | 588821.5244 | 13517.6374 | 602339.1618 | 4.902%
| November | 10357467.5758 | 10481731.2275 | 9906365.9806 | 5291342.3178 | 439708.3809 | 11393.2143 | 451101.5952 | 4.355%
| December | 10654767.3616 | 10355613.5474 | 10145166.3477 | 5080895.1181 | 497880.7698 | 11720.2441 | 509601.0139 | 4.783%
NEL | TOTAL | 142437040.9707 | 135617372.097 | 135696707.3942 | 63778187.9211 | 6583652.8314 | 156680.7451 | 6740333.5765 | 4.732%
2033 | January | 10789008.5971 | 10933831.7643 | 10244134.1878 | 4391197.5416 | 533006.4998 | 11867.9095 | 544874.4093 | 5.05%
| February | 9750316.1053 | 9843101.8469 | 9260851.8278 | 3808947.5224 | 478738.9298 | 10725.3477 | 489464.2775 | 5.02%
| March | 10950766.6687 | 9856264.2885 | 10410943.5493 | 4363626.7832 | 527777.2761 | 12045.8433 | 539823.1194 | 4.93%
| April | 11266443.5529 | 10184558.6728 | 10752045.6084 | 4931113.7189 | 502004.8566 | 12393.0879 | 514397.9445 | 4.566%
| May | 12734062.3224 | 11436359.8437 | 12179050.7455 | 5673804.6206 | 541004.1083 | 14007.4686 | 555011.5769 | 4.358%
| June | 13296301.8952 | 12433667.2788 | 12708808.4293 | 5948945.7711 | 572867.5338 | 14625.9321 | 587493.4658 | 4.418%
| July | 14110107.0228 | 13143253.6744 | 13453465.8643 | 6259157.9611 | 641120.0407 | 15521.1177 | 656641.1585 | 4.654%
| August | 14354555.4365 | 13309848.4582 | 13649940.5797 | 6599250.0826 | 688824.8457 | 15790.011 | 704614.8567 | 4.909%
| September | 13257758.1697 | 13035926.757 | 12608301.303 | 6171624.6286 | 634873.3327 | 14583.534 | 649456.8667 | 4.899%
| October | 12467551.091 | 12076010.5135 | 11856448.467 | 5952062.5821 | 597388.3178 | 13714.3062 | 611102.624 | 4.902%
| November | 10513181.6876 | 10636468.4858 | 10055298.2334 | 5370892.3297 | 446318.9543 | 11564.4999 | 457883.4541 | 4.355%
| December | 10813479.4888 | 10510600.3316 | 10296287.5198 | 5156579.5179 | 505297.1416 | 11894.8274 | 517191.969 | 4.783%
NEL | TOTAL | 144303532.0378 | 137399891.9156 | 137475576.3154 | 64627203.0598 | 6669221.8372 | 158733.8852 | 6827955.7224 | 4.732%
2034 | January | 10948687.4341 | 11096140.4455 | 10395748.8073 | 4456187.8797 | 540895.0706 | 12043.5562 | 552938.6268 | 5.05%
| February | 9896604.3113 | 9989889.4613 | 9399796.3897 | 3866094.8081 | 485921.6569 | 10886.2647 | 496807.9216 | 5.02%
| March | 11109725.0195 | 10001192.7797 | 10562065.9745 | 4426968.0029 | 535438.3475 | 12220.6975 | 547659.045 | 4.93%
| April | 11427842.0911 | 10331288.2211 | 10906075.0886 | 5001754.8704 | 509196.3762 | 12570.6263 | 521767.0025 | 4.566%
| May | 12911640.8236 | 11597717.6753 | 12348889.523 | 5752926.7182 | 548548.4957 | 14202.8049 | 562751.3006 | 4.358%
| June | 13480076.7456 | 12606220.8251 | 12884463.2382 | 6031169.1313 | 580785.423 | 14828.0844 | 595613.5074 | 4.418%
| July | 14303149.7246 | 13323903.5478 | 13637524.9501 | 6344790.5337 | 649891.3098 | 15733.4647 | 665624.7745 | 4.654%
| August | 14550660.451 | 13491804.1645 | 13836419.4859 | 6689405.8551 | 698235.2386 | 16005.7265 | 714240.9651 | 4.909%
| September | 13441339.4228 | 13215211.7137 | 12782889.4742 | 6257083.6156 | 643664.4753 | 14785.4734 | 658449.9486 | 4.899%
| October | 12641970.2787 | 12244070.9819 | 12022318.4198 | 6035331.0534 | 605745.6916 | 13906.1673 | 619651.8589 | 4.902%
| November | 10665008.0364 | 10787386.91 | 10200512.0481 | 5448456.1915 | 452764.4795 | 11731.5088 | 464495.9883 | 4.355%
| December | 10968726.6343 | 10661954.0404 | 10444109.4349 | 5230611.586 | 512551.6001 | 12065.5993 | 524617.1994 | 4.783%
NEL | TOTAL | 146345430.9732 | 139346780.7662 | 139420812.8344 | 65540780.2459 | 6763638.1647 | 160979.9741 | 6924618.1387 | 4.732%
2035 | January | 11105891.1025 | 11255454.0392 | 10545013.261 | 4520170.8079 | 548661.3613 | 12216.4802 | 560877.8415 | 5.05%
| February | 10042333.7322 | 10135357.2202 | 9538210.2174 | 3923023.8051 | 493076.9476 | 11046.5671 | 504123.5147 | 5.02%
| March | 11270203.5231 | 10146742.4528 | 10714633.6159 | 4490914.9682 | 543172.6834 | 12397.2239 | 555569.9073 | 4.93%
| April | 11592676.1194 | 10480398.4988 | 11063383.2028 | 5073899.6723 | 516540.9728 | 12751.9437 | 529292.9165 | 4.566%
| May | 13093591.3808 | 11762812.6393 | 12522909.8013 | 5833996.8344 | 556278.6289 | 14402.9505 | 570681.5794 | 4.358%
| June | 13668404.2129 | 12783036.9482 | 13064469.5078 | 6115429.3939 | 588899.4604 | 15035.2446 | 603934.7051 | 4.418%
| July | 14500514.2792 | 13508793.9029 | 13825704.7629 | 6432340.2539 | 658858.9506 | 15950.5657 | 674809.5163 | 4.654%
| August | 14750803.1591 | 13677660.2584 | 14026737.8894 | 6781417.8849 | 707839.3863 | 16225.8835 | 724065.2698 | 4.909%
| September | 13628830.4356 | 13398251.1264 | 12961195.878 | 6344362.6365 | 652642.8442 | 14991.7135 | 667634.5577 | 4.899%
| October | 12820511.3566 | 12415903.53 | 12192108.2264 | 6120567.3329 | 614300.5676 | 14102.5625 | 628403.1301 | 4.902%
| November | 10821584.3797 | 10942389.6188 | 10350268.9795 | 5528446.6936 | 459411.6574 | 11903.7428 | 471315.4003 | 4.355%
| December | 11129277.6603 | 10818255.3538 | 10596981.5541 | 5307172.8939 | 520053.9008 | 12242.2054 | 532296.1062 | 4.783%
NEL | TOTAL | 148424621.3414 | 141325055.5886 | 141401616.8965 | 66471743.1775 | 6859737.3614 | 163267.0835 | 7023004.4449 | 4.732%
2036 | January | 11268307.0207 | 11420124.4694 | 10699226.7316 | 4586275.156 | 556685.1514 | 12395.1377 | 569080.2891 | 5.05%
| February | 10459987.1499 | 10434993.1217 | 9934897.5017 | 4086179.536 | 513583.6623 | 11505.9859 | 525089.6482 | 5.02%
| March | 11433478.394 | 10400063.0912 | 10869859.7763 | 4555976.2211 | 551041.7915 | 12576.8262 | 563618.6177 | 4.93%
| April | 11759207.7102 | 10631500.1284 | 11222311.3732 | 5146787.4659 | 523961.2086 | 12935.1285 | 536896.337 | 4.566%
| May | 13277178.3408 | 11929486.5578 | 12698495.1601 | 5915796.0682 | 564078.2845 | 14604.8962 | 578683.1806 | 4.358%
| June | 13859036.6671 | 12961754.0483 | 13246678.9191 | 6200720.939 | 597112.8076 | 15244.9403 | 612357.748 | 4.418%
| July | 14700930.0732 | 13696271.2732 | 14016793.8198 | 6521243.4855 | 667965.2303 | 16171.0231 | 684136.2534 | 4.654%
| August | 14954329.1547 | 13866531.6715 | 14220273.5066 | 6874985.3206 | 717605.8861 | 16449.7621 | 734055.6481 | 4.909%
| September | 13819218.6533 | 13584252.5456 | 13142257.5614 | 6432990.3364 | 661759.9514 | 15201.1405 | 676961.0919 | 4.899%
| October | 13000422.0465 | 12589733.3784 | 12363200.513 | 6206457.4711 | 622921.0693 | 14300.4643 | 637221.5335 | 4.902%
| November | 10976851.9172 | 11097463.0157 | 10498774.1077 | 5607768.5631 | 466003.2723 | 12074.5371 | 478077.8094 | 4.355%
| December | 11285874.1942 | 10972008.4422 | 10746088.3184 | 5381848.4394 | 527371.4142 | 12414.4616 | 539785.8758 | 4.783%
NEL | TOTAL | 150794821.3218 | 143584181.7434 | 143658857.2889 | 67517029.0024 | 6970089.7294 | 165874.3035 | 7135964.0328 | 4.732%
2037 | January | 11425304.6869 | 11579969.7862 | 10848295.5868 | 4650174.24 | 564441.265 | 12567.8352 | 577009.1002 | 5.05%
| February | 10337190.9302 | 10430230.5098 | 9818265.6323 | 4038209.3624 | 507554.388 | 11370.91 | 518925.298 | 5.02%
| March | 11593354.6849 | 10440381.0351 | 11021854.8913 | 4619683.2186 | 558747.1034 | 12752.6902 | 571499.7936 | 4.93%
| April | 11923575.8608 | 10780129.7375 | 11379174.8806 | 5218728.3617 | 531285.0468 | 13115.9334 | 544400.9802 | 4.566%
| May | 13458266.8554 | 12093937.2379 | 12871690.9678 | 5996482.0917 | 571771.794 | 14804.0935 | 586575.8876 | 4.358%
| June | 14045983.7358 | 13137484.2817 | 13425365.7827 | 6284363.5926 | 605167.371 | 15450.5821 | 620617.9531 | 4.418%
| July | 14896894.0821 | 13879829.9244 | 14203638.264 | 6608171.9323 | 676869.2346 | 16386.5835 | 693255.8181 | 4.654%
| August | 15153981.1543 | 14051525.4649 | 14410125.2887 | 6966771.756 | 727186.4864 | 16669.3793 | 743855.8656 | 4.909%
| September | 14007397.0132 | 13767400.0726 | 13321217.6412 | 6520589.3246 | 670771.2353 | 15408.1367 | 686179.372 | 4.899%
| October | 13180213.5128 | 12762478.0529 | 12534179.4197 | 6292290.6913 | 631535.8582 | 14498.2349 | 646034.0931 | 4.902%
| November | 11134089.2064 | 11253357.1659 | 10649163.1987 | 5688096.7241 | 472678.5096 | 12247.4981 | 484926.0078 | 4.355%
| December | 11445853.4911 | 11128375.6683 | 10898416.0534 | 5458137.1091 | 534846.9988 | 12590.4388 | 547437.4377 | 4.783%
NEL | TOTAL | 152602105.2139 | 145305098.9373 | 145381387.6071 | 68341698.4043 | 7052855.2911 | 167862.3157 | 7220717.6069 | 4.732%
2038 | January | 11585946.4409 | 11743405.1108 | 11000824.4933 | 4715556.4916 | 572377.4065 | 12744.5411 | 585121.9476 | 5.05%
| February | 10484671.4664 | 10578076.731 | 9958342.6696 | 4095822.4302 | 514795.6582 | 11533.1386 | 526328.7968 | 5.02%
| March | 11754271.5755 | 10586856.8684 | 11174839.3092 | 4683804.871 | 566502.5676 | 12929.6987 | 579432.2663 | 4.93%
| April | 12088141.2543 | 10929275.9091 | 11536226.6253 | 5290755.5871 | 538617.6737 | 13296.9554 | 551914.629 | 4.566%
| May | 13640432.3286 | 12259024.4161 | 13045916.7951 | 6077647.9661 | 579511.058 | 15004.4756 | 594515.5335 | 4.358%
| June | 14235622.6315 | 13315062.8956 | 13606625.5356 | 6369210.6061 | 613337.911 | 15659.1849 | 628997.0959 | 4.418%
| July | 15096315.9526 | 14066355.9922 | 14393779.6515 | 6696634.2654 | 685930.3535 | 16605.9475 | 702536.3011 | 4.654%
| August | 15356082.9432 | 14239256.4357 | 14602306.6085 | 7059684.4382 | 736884.6434 | 16891.6912 | 753776.3347 | 4.909%
| September | 14196290.3083 | 13952020.9495 | 13500857.6338 | 6608521.1225 | 679816.7552 | 15615.9193 | 695432.6745 | 4.899%
| October | 13359919.3585 | 12935514.9891 | 12705076.9025 | 6378083.036 | 640146.5447 | 14695.9113 | 654842.4559 | 4.902%
| November | 11292481.9976 | 11409725.3027 | 10800657.4656 | 5769015.1988 | 479402.8018 | 12421.7302 | 491824.532 | 4.355%
| December | 11609532.1664 | 11287091.5439 | 11054266.2313 | 5536189.8863 | 542495.4497 | 12770.4854 | 555265.9351 | 4.783%
NEL | TOTAL | 154699708.4238 | 147301667.1441 | 147379719.9213 | 69280925.8993 | 7149818.8232 | 170169.6793 | 7319988.5025 | 4.732%
2039 | January | 11753154.8007 | 11912166.8653 | 11159588.3741 | 4783611.3951 | 580637.9563 | 12928.4703 | 593566.4266 | 5.05%
| February | 10640813.4475 | 10733438.6643 | 10106646.3487 | 4156819.0795 | 522462.204 | 11704.8948 | 534167.0988 | 5.02%
| March | 11924824.9014 | 10742037.7897 | 11336985.1298 | 4751766.4196 | 574722.4642 | 13117.3074 | 587839.7716 | 4.93%
| April | 12262316.2885 | 11087226.9034 | 11702449.2582 | 5366988.7743 | 546378.4823 | 13488.5479 | 559867.0303 | 4.566%
| May | 13830982.2038 | 12432600.7611 | 13228161.5918 | 6162549.6051 | 587606.5316 | 15214.0804 | 602820.612 | 4.358%
| June | 14432107.1823 | 13499857.6168 | 13794428.4703 | 6457120.4586 | 621803.3942 | 15875.3179 | 637678.7121 | 4.418%
| July | 15301873.115 | 14259073.095 | 14589770.8132 | 6787818.1769 | 695270.2413 | 16832.0604 | 712102.3017 | 4.654%
| August | 15565090.0377 | 14433100.7425 | 14801054.2767 | 7155771.7111 | 746914.162 | 17121.599 | 764035.761 | 4.909%
| September | 14393340.9619 | 14143776.8361 | 13688255.3808 | 6700250.2558 | 689252.906 | 15832.6751 | 705085.581 | 4.899%
| October | 13548086.5236 | 13116356.3743 | 12884020.9695 | 6467914.851 | 649162.659 | 14902.8952 | 664065.5542 | 4.902%
| November | 11457801.7804 | 11573219.4009 | 10958777.0311 | 5853472.4811 | 486421.1674 | 12603.582 | 499024.7493 | 4.355%
| December | 11777871.0594 | 11451561.2548 | 11214553.7359 | 5616464.9623 | 550361.6654 | 12955.6582 | 563317.3235 | 4.783%
NEL | TOTAL | 156888262.3023 | 149384416.3042 | 149464691.3802 | 70260548.1703 | 7250993.8336 | 172577.0885 | 7423570.9221 | 4.732%
2040 | January | 11923409.6648 | 12084803.6188 | 11321244.9024 | 4852906.2458 | 589049.0117 | 13115.7506 | 602164.7624 | 5.05%
| February | 11080020.8882 | 11048317.0337 | 10523805.6476 | 4328394.8597 | 544027.2177 | 12188.023 | 556215.2407 | 5.02%
| March | 12100107.8597 | 11010409.6761 | 11503627.4334 | 4821612.6171 | 583170.3076 | 13310.1186 | 596480.4262 | 4.93%
| April | 12442590.0681 | 11250213.5305 | 11874492.183 | 5445891.2695 | 554411.0361 | 13686.8491 | 568097.8851 | 4.566%
| May | 14028188.8905 | 12612247.0724 | 13416773.0642 | 6250417.2613 | 595984.8185 | 15431.0078 | 611415.8263 | 4.358%
| June | 14634916.3678 | 13690833.8102 | 13988276.5873 | 6547860.0383 | 630541.3725 | 16098.408 | 646639.7805 | 4.418%
| July | 15512640.1915 | 14457276.2993 | 14790729.4357 | 6881313.1747 | 704846.8517 | 17063.9042 | 721910.7559 | 4.654%
| August | 15777599.7819 | 14630976.5719 | 15003132.6618 | 7253469.2645 | 757111.7604 | 17355.3598 | 774467.1201 | 4.909%
| September | 14592349.4296 | 14338093.5273 | 13877515.0347 | 6792890.772 | 698782.8105 | 16051.5844 | 714834.3948 | 4.899%
| October | 13737709.1206 | 13298798.4062 | 13064349.1296 | 6558441.4954 | 658248.511 | 15111.48 | 673359.9911 | 4.902%
| November | 11625546.5226 | 11738488.8286 | 11119215.9411 | 5939168.6078 | 493542.4804 | 12788.1012 | 506330.5816 | 4.355%
| December | 11949887.857 | 11619017.9388 | 11378343.2366 | 5698493.9055 | 558399.7438 | 13144.8766 | 571544.6204 | 4.783%
NEL | TOTAL | 159404966.6423 | 151779476.314 | 151861505.2572 | 71370859.5116 | 7368115.9218 | 175345.4633 | 7543461.3851 | 4.732%
2041 | January | 12071934.1386 | 12247405.7053 | 11462268.4845 | 4913356.6846 | 596386.5265 | 13279.1276 | 609665.654 | 5.05%
| February | 11217941.3535 | 11185885.9136 | 10654802.5279 | 4382273.299 | 550799.09 | 12339.7355 | 563138.8255 | 5.02%
| March | 12250716.5522 | 11147458.4083 | 11646811.8006 | 4881626.6914 | 590428.9634 | 13475.7882 | 603904.7516 | 4.93%
| April | 12597469.829 | 11390247.9356 | 12022300.5171 | 5513679.2729 | 561312.0951 | 13857.2168 | 575169.3119 | 4.566%
| May | 14202610.2 | 12769138.892 | 13583592.2556 | 6328132.6365 | 603395.0732 | 15622.8712 | 619017.9444 | 4.358%
| June | 14816669.6019 | 13860952.841 | 14161999.1044 | 6629178.8999 | 638372.1609 | 16298.3366 | 654670.4975 | 4.418%
| July | 15705050.7844 | 14636699.3813 | 14974185.829 | 6966665.3476 | 713589.3996 | 17275.5559 | 730864.9555 | 4.654%
| August | 15973255.5119 | 14812431.1983 | 15189184.3372 | 7343418.4865 | 766500.5937 | 17570.5811 | 784071.1747 | 4.909%
| September | 14773198.4064 | 14515845.406 | 14049504.7754 | 6877077.8559 | 707443.1127 | 16250.5182 | 723693.6309 | 4.899%
| October | 13907751.6746 | 13463514.2843 | 13226056.9713 | 6639620.5429 | 666396.1765 | 15298.5268 | 681694.7033 | 4.902%
| November | 11769287.6678 | 11883715.2682 | 11256696.6891 | 6012601.9638 | 499644.7622 | 12946.2164 | 512590.9787 | 4.355%
| December | 12097444.4139 | 11762585.7615 | 11518842.3919 | 5768858.5943 | 565294.8331 | 13307.1889 | 578602.0219 | 4.783%
NEL | TOTAL | 161383330.134 | 153675880.9953 | 153746245.684 | 72256490.2753 | 7459562.7868 | 177521.6631 | 7637084.4499 | 4.732%
2042 | January | 12220991.1152 | 12398632.4153 | 11603797.6766 | 4974023.8556 | 603750.3484 | 13443.0902 | 617193.4386 | 5.05%
| February | 11356359.3896 | 11323949.7432 | 10786272.0013 | 4436346.1137 | 557595.393 | 12491.9953 | 570087.3883 | 5.02%
| March | 12401875.7062 | 11285005.4959 | 11790519.4941 | 4941860.1118 | 597714.1489 | 13642.0633 | 611356.2121 | 4.93%
| April | 12752921.2958 | 11530797.0649 | 12170654.4544 | 5581717.5014 | 568238.6279 | 14028.2134 | 582266.8414 | 4.566%
| May | 14377666.2615 | 12926605.2021 | 13751018.5335 | 6406130.8327 | 610832.2952 | 15815.4329 | 626647.7281 | 4.358%
| June | 14999082.9468 | 14031690.2942 | 14336352.5655 | 6710793.104 | 646231.3901 | 16498.9912 | 662730.3813 | 4.418%
| July | 15898149.9437 | 14816768.8845 | 15158298.7449 | 7052322.9644 | 722363.2339 | 17487.9649 | 739851.1988 | 4.654%
| August | 16169616.0333 | 14994537.449 | 15375906.2082 | 7433691.7236 | 775923.2474 | 17786.5776 | 793709.8251 | 4.909%
| September | 14954703.9648 | 14694240.072 | 14222118.9338 | 6961570.5854 | 716134.8566 | 16450.1744 | 732585.031 | 4.899%
| October | 14078409.0429 | 13628826.9718 | 13388349.4919 | 6721093.1055 | 674573.301 | 15486.2499 | 690059.551 | 4.902%
| November | 11913552.6234 | 12029468.6194 | 11394678.434 | 6086302.9201 | 505769.2815 | 13104.9079 | 518874.1894 | 4.355%
| December | 12245532.067 | 11906673.6174 | 11659847.2421 | 5839476.5448 | 572214.7396 | 13470.0853 | 585684.8249 | 4.783%
NEL | TOTAL | 163368860.3901 | 155567195.8297 | 155637813.7802 | 73145329.3628 | 7551340.8635 | 179705.7464 | 7731046.6099 | 4.732%
2043 | January | 12370583.0396 | 12550402.591 | 11745834.8002 | 5034908.7539 | 611140.5981 | 13607.6413 | 624748.2394 | 5.05%
| February | 11495277.3225 | 11462510.8181 | 10918216.2766 | 4490614.2123 | 564416.2408 | 12644.8051 | 577061.0459 | 5.02%
| March | 12553587.9828 | 11423053.3172 | 11934753.0437 | 5002313.9388 | 605025.9924 | 13808.9468 | 618834.9391 | 4.93%
| April | 12908947.3037 | 11671863.4437 | 12319556.7007 | 5650007.1958 | 575190.7609 | 14199.842 | 589390.6029 | 4.566%
| May | 14553360.0856 | 13084648.7819 | 13919054.7771 | 6484413.1911 | 618296.6124 | 16008.6961 | 634305.3085 | 4.358%
| June | 15182159.5231 | 14203049.0976 | 14511339.9533 | 6792704.0468 | 654119.1943 | 16700.3755 | 670819.5698 | 4.418%
| July | 16091940.7724 | 14997487.7874 | 15343071.142 | 7138287.4015 | 731168.4955 | 17701.1348 | 748869.6304 | 4.654%
| August | 16366684.5909 | 15177298.2942 | 15563301.3604 | 7524290.4677 | 785379.8774 | 18003.353 | 803383.2304 | 4.909%
| September | 15136869.211 | 14873280.5252 | 14395360.4639 | 7046370.4064 | 724858.1909 | 16650.5561 | 741508.7471 | 4.899%
| October | 14249684.1015 | 13794739.2769 | 13551229.4265 | 6802860.5561 | 682780.0225 | 15674.6525 | 698454.675 | 4.902%
| November | 12058343.9188 | 12175751.3822 | 11533163.5948 | 6160272.7686 | 511916.1457 | 13264.1783 | 525180.324 | 4.355%
| December | 12394153.2856 | 12051283.9724 | 11801360.1381 | 5910348.9344 | 579159.5789 | 13633.5686 | 592793.1475 | 4.783%
NEL | TOTAL | 165361591.1374 | 157465369.2877 | 157536241.6773 | 74037391.8735 | 7643451.7098 | 181897.7503 | 7825349.4601 | 4.732%
2044 | January | 12520712.3793 | 12702718.7488 | 11888382.1981 | 5096012.3837 | 618557.3976 | 13772.7836 | 632330.1812 | 5.05%
| February | 11634697.4998 | 11601571.4554 | 11050637.5837 | 4545078.5121 | 571261.7488 | 12798.1672 | 584059.9161 | 5.02%
| March | 12705856.0689 | 11561604.2729 | 12079515.0038 | 5062989.243 | 612364.6233 | 13976.4417 | 626341.065 | 4.93%
| April | 13065550.7162 | 11813449.6222 | 12469009.9888 | 5718549.6096 | 582168.6216 | 14372.1058 | 596540.7274 | 4.566%
| May | 14729694.7116 | 13243272.437 | 14087703.8934 | 6562981.066 | 625788.1539 | 16202.6642 | 641990.8181 | 4.358%
| June | 15365902.4809 | 14375032.2069 | 14686964.2787 | 6874913.1378 | 662035.7094 | 16902.4927 | 678938.2022 | 4.418%
| July | 16286426.4019 | 15178859.0958 | 15528506.0061 | 7224560.0481 | 740005.3268 | 17915.069 | 757920.3958 | 4.654%
| August | 16564464.4597 | 15360716.7318 | 15751372.9081 | 7615216.2244 | 794870.6407 | 18220.9109 | 813091.5516 | 4.909%
| September | 15319697.2807 | 15052969.7936 | 14569232.3479 | 7131478.7787 | 733613.2658 | 16851.667 | 750464.9329 | 4.899%
| October | 14421579.7536 | 13961254.034 | 13714699.5359 | 6884924.2806 | 691016.48 | 15863.7377 | 706880.2177 | 4.902%
| November | 12203664.1076 | 12322566.0804 | 11672154.614 | 6234512.8142 | 518085.4631 | 13424.0305 | 531509.4936 | 4.355%
| December | 12543310.562 | 12196419.3156 | 11943383.4531 | 5981476.9517 | 586129.4673 | 13797.6416 | 599927.1089 | 4.783%
NEL | TOTAL | 167361556.4222 | 159370433.7944 | 159441561.8117 | 74932693.05 | 7735896.8984 | 184097.7121 | 7919994.6105 | 4.732%
2045 | January | 12671381.6249 | 12855583.4281 | 12031442.2351 | 5157335.7588 | 626000.87 | 13938.5198 | 639939.3898 | 5.05%
| February | 11774622.2915 | 11741133.9938 | 11183538.1738 | 4599739.9387 | 578132.0332 | 12952.0845 | 591084.1178 | 5.02%
| March | 12858682.6775 | 11700660.7872 | 12224807.9539 | 5123887.1054 | 619730.1726 | 14144.5509 | 633874.7235 | 4.93%
| April | 13222734.4251 | 11955558.1754 | 12619017.0784 | 5787346.0084 | 589172.3389 | 14545.0079 | 603717.3467 | 4.566%
| May | 14906673.2078 | 13402479.0009 | 14256968.817 | 6641835.8245 | 633307.0502 | 16397.3405 | 649704.3907 | 4.358%
| June | 15550315.0006 | 14547642.6063 | 14863228.5816 | 6957421.7998 | 669981.0725 | 17105.3465 | 687086.419 | 4.418%
| July | 16481609.9922 | 15360885.844 | 15714606.3499 | 7311142.3058 | 748873.8712 | 18129.771 | 767003.6422 | 4.654%
| August | 16762958.9455 | 15544795.787 | 15940123.9948 | 7706470.5135 | 804395.6959 | 18439.2548 | 822834.9508 | 4.909%
| September | 15503191.3399 | 15233310.934 | 14743737.5964 | 7216897.176 | 742400.2329 | 17053.5105 | 759453.7434 | 4.899%
| October | 14594098.9298 | 14128374.1048 | 13878762.6071 | 6967285.6783 | 699282.8139 | 16053.5088 | 715336.3227 | 4.902%
| November | 12349515.7685 | 12469915.2621 | 11811653.958 | 6309024.3741 | 524277.3432 | 13584.4673 | 537861.8105 | 4.355%
| December | 12693006.4119 | 12342082.1601 | 12085919.5824 | 6052861.7964 | 593124.5224 | 13962.3071 | 607086.8295 | 4.783%
NEL | TOTAL | 169368790.615 | 161282422.0837 | 161353806.9284 | 75831248.2798 | 7828678.017 | 186305.6697 | 8014983.6866 | 4.732%
2046 | January | 12822593.2902 | 13008999.1923 | 12175017.2982 | 5218879.9022 | 633471.1394 | 14104.8526 | 647575.992 | 5.05%
| February | 11915054.0902 | 11881200.7943 | 11316920.3191 | 4654599.427 | 585027.2116 | 13106.5595 | 598133.7711 | 5.02%
| March | 13012070.5481 | 11840225.3075 | 12370634.4984 | 5185008.6178 | 627122.7721 | 14313.2776 | 641436.0497 | 4.93%
| April | 13380501.3511 | 12098191.7041 | 12769580.7568 | 5856397.6705 | 596202.0428 | 14718.5515 | 610920.5943 | 4.566%
| May | 15084298.6722 | 13562271.3343 | 14426852.5109 | 6720978.847 | 640853.4328 | 16592.7285 | 657446.1613 | 4.358%
| June | 15735400.2928 | 14720883.3084 | 15040135.9308 | 7040231.4694 | 677955.4217 | 17308.9403 | 695264.362 | 4.418%
| July | 16677494.7323 | 15543571.0944 | 15901375.2144 | 7398035.5894 | 757774.2738 | 18345.2442 | 776119.518 | 4.654%
| August | 16962171.3849 | 15729538.5136 | 16129557.7932 | 7798054.869 | 813955.2032 | 18658.3885 | 832613.5918 | 4.909%
| September | 15687354.5845 | 15414307.032 | 14918879.2492 | 7302627.0861 | 751219.2453 | 17256.09 | 768475.3353 | 4.899%
| October | 14767244.5884 | 14296102.3781 | 14043421.4534 | 7049946.1614 | 707579.166 | 16243.969 | 723823.135 | 4.902%
| November | 12495901.5053 | 12617801.4999 | 11951664.117 | 6383808.7785 | 530491.8966 | 13745.4917 | 544237.3882 | 4.355%
| December | 12843243.3749 | 12488275.0433 | 12228970.9443 | 6124504.6794 | 600144.8629 | 14127.5677 | 614272.4306 | 4.783%
NEL | TOTAL | 171383328.415 | 163201367.2024 | 163273010.0854 | 76733073.0977 | 7921796.6683 | 188521.6613 | 8110318.3295 | 4.732%
2047 | January | 12974349.9127 | 13162968.6292 | 12319109.7967 | 5280645.8469 | 640968.3311 | 14271.7849 | 655240.116 | 5.05%
| February | 12055995.3111 | 12021774.2403 | 11450786.3137 | 4709657.9203 | 591947.4026 | 13261.5948 | 605208.9974 | 5.02%
| March | 13166022.4472 | 11980300.3051 | 12516997.2673 | 5246354.8825 | 634542.5553 | 14482.6247 | 649025.18 | 4.93%
| April | 13538854.444 | 12241352.8347 | 12920703.8392 | 5925705.887 | 603257.865 | 14892.7399 | 618150.6049 | 4.566%
| May | 15262574.2327 | 13722652.3263 | 14597357.9665 | 6800411.5272 | 648427.4346 | 16788.8317 | 665216.2662 | 4.358%
| June | 15921161.5994 | 14894757.355 | 15217689.4249 | 7123343.597 | 685958.8968 | 17513.2778 | 703472.1746 | 4.418%
| July | 16874083.841 | 15726917.9385 | 16088815.6681 | 7485241.3266 | 766706.6807 | 18561.4922 | 785268.1729 | 4.654%
| August | 17162105.1461 | 15914947.9935 | 16319677.5061 | 7889970.8392 | 823549.3243 | 18878.3157 | 842427.6399 | 4.909%
| September | 15872190.2416 | 15595961.2029 | 15094660.3749 | 7388670.0112 | 760070.4574 | 17459.4093 | 777529.8667 | 4.899%
| October | 14941019.7163 | 14464441.7707 | 14208678.9153 | 7132907.1558 | 715905.6794 | 16435.1217 | 732340.8011 | 4.902%
| November | 12642823.9471 | 12766227.3911 | 12092187.6059 | 6458867.3706 | 536729.2349 | 13907.1063 | 550636.3412 | 4.355%
| December | 12994024.0148 | 12635000.527 | 12372539.9798 | 6196406.8234 | 607190.6086 | 14293.4264 | 621484.035 | 4.783%
NEL | TOTAL | 173405204.8542 | 165127302.5143 | 165199204.6583 | 77638183.1876 | 8015254.4706 | 190745.7253 | 8206000.1959 | 4.732%
2048 | January | 13126654.0539 | 13317494.3509 | 12463722.1627 | 5342634.6352 | 648492.5718 | 14439.3195 | 662931.8912 | 5.05%
| February | 12197448.3927 | 12162856.7376 | 11585138.4737 | 4764916.3713 | 598892.7258 | 13417.1932 | 612309.9191 | 5.02%
| March | 13320541.1685 | 12120888.2752 | 12663898.9166 | 5307927.0127 | 641989.6567 | 14652.5953 | 656642.252 | 4.93%
| April | 13697796.6834 | 12385044.2197 | 13072389.1691 | 5995271.962 | 610339.938 | 15067.5764 | 625407.5144 | 4.566%
| May | 15441503.0476 | 13883624.8944 | 14768488.2045 | 6880135.2721 | 656029.1897 | 16985.6534 | 673014.8431 | 4.358%
| June | 16107602.1935 | 15069267.8173 | 15395892.1922 | 7206759.647 | 693991.6389 | 17718.3624 | 711710.0013 | 4.418%
| July | 17071380.5667 | 15910929.4971 | 16276930.8085 | 7572760.9583 | 775671.2395 | 18778.5186 | 794449.7582 | 4.654%
| August | 17362763.6289 | 16101027.3379 | 16510486.3668 | 7982219.9872 | 833178.2222 | 19099.04 | 852277.2621 | 4.909%
| September | 16057701.5694 | 15778276.5915 | 15271084.0724 | 7475027.4681 | 768954.0253 | 17663.4717 | 786617.497 | 4.899%
| October | 15115427.3289 | 14633395.2272 | 14374537.8602 | 7216170.1011 | 724262.4986 | 16626.9701 | 740889.4687 | 4.902%
| November | 12790285.7492 | 12915195.5584 | 12233226.9641 | 6534201.5069 | 542989.4708 | 14069.3143 | 557058.7851 | 4.355%
| December | 13145350.9198 | 12782261.1976 | 12516629.1534 | 6268569.4626 | 614261.8804 | 14459.886 | 628721.7664 | 4.783%
NEL | TOTAL | 175434455.3025 | 167060261.7049 | 167132424.3441 | 78546594.3845 | 8109053.0576 | 192977.9008 | 8302030.9584 | 4.732%
2049 | January | 13279508.2995 | 13472578.9942 | 12608856.8513 | 5404847.3197 | 656043.9891 | 14607.4591 | 670651.4482 | 5.05%
| February | 12339415.797 | 12304450.7153 | 11719979.1374 | 4820375.7417 | 605863.3022 | 13573.3574 | 619436.6596 | 5.02%
| March | 13475629.5333 | 12261991.7376 | 12811342.1285 | 5369726.1325 | 649464.2123 | 14823.1925 | 664287.4048 | 4.93%
| April | 13857331.0789 | 12529268.5384 | 13224639.6186 | 6065097.2127 | 617448.3961 | 15243.0642 | 632691.4602 | 4.566%
| May | 15621088.3057 | 14045191.9849 | 14940246.2748 | 6960151.5027 | 663658.8337 | 17183.1971 | 680842.0309 | 4.358%
| June | 16294725.3799 | 15244417.7964 | 15574747.3918 | 7290481.098 | 702053.7902 | 17924.1979 | 719977.9882 | 4.418%
| July | 17269388.1881 | 16095608.9206 | 16465723.7617 | 7660595.9392 | 784668.0993 | 18996.327 | 803664.4263 | 4.654%
| August | 17564150.2658 | 16287779.687 | 16701987.6389 | 8074803.8911 | 842842.0616 | 19320.5653 | 862162.6269 | 4.909%
| September | 16243891.8578 | 15961256.373 | 15448153.4702 | 7561700.9882 | 777870.1065 | 17868.281 | 795738.3876 | 4.899%
| October | 15290470.4705 | 14802965.721 | 14541001.1835 | 7299736.4507 | 732649.7694 | 16819.5175 | 749469.287 | 4.902%
| November | 12938289.5929 | 13064708.6499 | 12374784.7563 | 6609812.5571 | 549272.7181 | 14232.1186 | 563504.8366 | 4.355%
| December | 13297226.7028 | 12930059.6671 | 12661240.953 | 6340993.843 | 621358.8004 | 14626.9494 | 635985.7498 | 4.783%
NEL | TOTAL | 177471115.472 | 169000278.7856 | 169072703.1659 | 79458322.6767 | 8203194.079 | 195218.227 | 8398412.306 | 4.732%
2050 | January | 13432915.2598 | 13628225.2213 | 12754516.341 | 5467284.9627 | 663622.712 | 14776.2068 | 678398.9188 | 5.05%
| February | 12481900.0095 | 12446558.6258 | 11855310.6657 | 4876037.0026 | 612859.2538 | 13730.09 | 626589.3438 | 5.02%
| March | 13631290.3907 | 12403613.2369 | 12959329.6118 | 5431753.3775 | 656966.3595 | 14994.4194 | 671960.7789 | 4.93%
| April | 14017460.6704 | 12674028.4968 | 13377458.0891 | 6135182.9698 | 624583.3746 | 15419.2067 | 640002.5813 | 4.566%
| May | 15801333.2273 | 14207356.5733 | 15112635.2573 | 7040461.6538 | 671316.5034 | 17381.4666 | 688697.97 | 4.358%
| June | 16482534.4957 | 15420210.4237 | 15754258.2131 | 7374509.4432 | 710145.4947 | 18130.7879 | 728276.2826 | 4.418%
| July | 17468110.0147 | 16280959.3894 | 16655197.6833 | 7748747.7371 | 793697.4104 | 19214.921 | 812912.3314 | 4.654%
| August | 17766268.5217 | 16475208.2109 | 16894184.6174 | 8167724.1436 | 852541.0089 | 19542.8954 | 872083.9043 | 4.909%
| September | 16430764.4287 | 16144903.7533 | 15625871.7277 | 7648692.118 | 786818.8602 | 18073.8409 | 804892.7011 | 4.899%
| October | 15466152.2149 | 14973156.2541 | 14708071.8082 | 7383607.6721 | 741067.6392 | 17012.7674 | 758080.4067 | 4.902%
| November | 13086838.1863 | 13214769.3397 | 12516863.5725 | 6685701.9048 | 555579.0918 | 14395.522 | 569974.6138 | 4.355%
| December | 13449654.0019 | 13078398.5728 | 12806377.8906 | 6413681.2226 | 628481.4919 | 14794.6194 | 643276.1113 | 4.783%
NEL | TOTAL | 179515221.4218 | 170947388.0981 | 171020075.4778 | 80373384.2079 | 8297679.2004 | 197466.7436 | 8495145.944 | 4.732%
2051 | January | 13586877.5701 | 13784435.7199 | 12900703.134 | 5529948.6368 | 671228.8708 | 14945.5653 | 686174.4361 | 5.05%
| February | 12624903.5403 | 12589182.9449 | 11991135.4426 | 4931901.1344 | 619880.7038 | 13887.3939 | 633768.0977 | 5.02%
| March | 13787526.6187 | 12545755.3426 | 13107864.1025 | 5494009.8943 | 664496.2369 | 15166.2793 | 679662.5162 | 4.93%
| April | 14178188.5289 | 12819326.8282 | 13530847.5111 | 6205530.5772 | 631745.0104 | 15596.0074 | 647341.0178 | 4.566%
| May | 15982241.0641 | 14370121.665 | 15285658.262 | 7121067.1742 | 679002.3369 | 17580.4652 | 696582.8021 | 4.358%
| June | 16671032.9108 | 15596648.8612 | 15934427.8772 | 7458846.1902 | 718266.8974 | 18338.1362 | 736605.0336 | 4.418%
| July | 17667549.3871 | 16466984.1145 | 16845355.7582 | 7837217.834 | 802759.3245 | 19434.3043 | 822193.6289 | 4.654%
| August | 17969121.8948 | 16663316.1097 | 17087080.6289 | 8260982.3532 | 862275.2319 | 19766.0341 | 882041.266 | 4.909%
| September | 16618322.6368 | 16329221.9692 | 15804242.035 | 7736002.419 | 795800.4469 | 18280.1549 | 814080.6018 | 4.899%
| October | 15642475.666 | 15143969.8581 | 14875752.686 | 7467785.247 | 749516.2567 | 17206.7232 | 766722.9799 | 4.902%
| November | 13235934.2642 | 13365380.3282 | 12659466.0285 | 6761870.9472 | 561908.7081 | 14559.5277 | 576468.2358 | 4.355%
| December | 13602635.4809 | 13227280.5779 | 12952042.5024 | 6486632.8717 | 635630.0794 | 14962.899 | 650592.9784 | 4.783%
NEL | TOTAL | 181566809.5627 | 172901624.3194 | 172974575.9685 | 81291795.2792 | 8392510.1037 | 199723.4905 | 8592233.5942 | 4.732%
2052 | January | 13741397.8909 | 13941213.2034 | 13047419.7565 | 5592839.4248 | 678862.5968 | 15115.5377 | 693978.1344 | 5.05%
| February | 12768428.9235 | 12732326.1726 | 12127455.875 | 4987969.1272 | 626927.7767 | 14045.2718 | 640973.0485 | 5.02%
| March | 13944341.1236 | 12688420.6498 | 13256948.3636 | 5556496.841 | 672053.9847 | 15338.7752 | 687392.7599 | 4.93%
| April | 14339517.7565 | 12965166.2936 | 13684810.8453 | 6276141.3927 | 638933.4417 | 15773.4695 | 654706.9112 | 4.566%
| May | 16163815.1 | 14533490.2953 | 15459318.4296 | 7201969.5271 | 686716.4738 | 17780.1966 | 704496.6704 | 4.358%
| June | 16860224.028 | 15773736.3021 | 16115259.6366 | 7543492.8616 | 726418.145 | 18546.2464 | 744964.3914 | 4.418%
| July | 17867709.6775 | 16653686.3377 | 17036201.2019 | 7926007.7258 | 811853.995 | 19654.4806 | 831508.4756 | 4.654%
| August | 18172713.9171 | 16852106.614 | 17280679.0317 | 8354580.1435 | 872044.9 | 19989.9853 | 892034.8853 | 4.909%
| September | 16806569.8695 | 16514214.2892 | 15983267.6137 | 7823633.4681 | 804815.0289 | 18487.2269 | 823302.2557 | 4.899%
| October | 15819443.9576 | 15315409.5939 | 15044046.7972 | 7552270.6715 | 757995.772 | 17401.3884 | 775397.1603 | 4.902%
| November | 13385580.589 | 13516544.3424 | 12802594.7663 | 6838321.0954 | 568261.6841 | 14724.1386 | 582985.8227 | 4.355%
| December | 13756173.829 | 13376708.372 | 13098237.3493 | 6559850.0727 | 642804.6885 | 15131.7912 | 657936.4797 | 4.783%
NEL | TOTAL | 183625916.6623 | 174863022.4658 | 174936239.6668 | 82213572.3514 | 8487688.4871 | 201988.5083 | 8689676.9955 | 4.732%
2053 | January | 13896478.9085 | 14098560.4116 | 13194668.759 | 5655958.4201 | 686524.0227 | 15286.1268 | 701810.1495 | 5.05%
| February | 12912478.7183 | 12875990.8331 | 12264274.3936 | 5044241.9806 | 634000.5981 | 14203.7266 | 648204.3247 | 5.02%
| March | 14101736.8411 | 12831611.7794 | 13406585.1863 | 5619215.3875 | 679639.7443 | 15511.9105 | 695151.6548 | 4.93%
| April | 14501451.4874 | 13111549.6819 | 13839351.0825 | 6347016.7881 | 646148.8082 | 15951.5966 | 662100.4048 | 4.566%
| May | 16346058.6512 | 14697465.5299 | 15633618.9319 | 7283170.1901 | 694459.0549 | 17980.6645 | 712439.7194 | 4.358%
| June | 17050111.2838 | 15951475.9712 | 16296756.7759 | 7628450.9948 | 734599.3855 | 18755.1224 | 753354.5079 | 4.418%
| July | 18068594.2899 | 16841069.3322 | 17227737.2598 | 8015118.9224 | 820981.5764 | 19875.4537 | 840857.0302 | 4.654%
| August | 18377048.1545 | 17041582.9854 | 17474983.217 | 8448519.154 | 881850.1845 | 20214.753 | 902064.9375 | 4.909%
| September | 16995509.5478 | 16699884.0134 | 16162951.7173 | 7911586.8579 | 813862.77 | 18695.0605 | 832557.8305 | 4.899%
| October | 15997060.2543 | 15487478.5528 | 15212957.1513 | 7637065.4564 | 766506.3367 | 17596.7663 | 784103.103 | 4.902%
| November | 13535779.9507 | 13668264.1361 | 12946252.4544 | 6915053.7748 | 574638.1383 | 14889.3579 | 589527.4963 | 4.355%
| December | 13910271.762 | 13526684.6711 | 13244965.017 | 6633334.1206 | 650005.4462 | 15301.2989 | 665306.7451 | 4.783%
NEL | TOTAL | 185692579.8496 | 176831617.8981 | 176905101.946 | 83138732.0474 | 8583216.0658 | 204261.8378 | 8787477.9036 | 4.732%
2054 | January | 14052123.335 | 14256480.1108 | 13342452.7168 | 5719306.7266 | 694213.2826 | 15457.3357 | 709670.6183 | 5.05%
| February | 13057055.5088 | 13020179.4752 | 12401593.4527 | 5100720.7042 | 641099.295 | 14362.7611 | 655462.056 | 5.02%
| March | 14259716.7365 | 12975331.3783 | 13556777.3895 | 5682166.7153 | 687253.6586 | 15685.6884 | 702939.347 | 4.93%
| April | 14663992.8875 | 13258479.8106 | 13994471.2444 | 6418158.1492 | 653391.2509 | 16130.3922 | 669521.6431 | 4.566%
| May | 16528975.0671 | 14862050.4658 | 15808562.9721 | 7364670.6555 | 702230.2224 | 18181.8726 | 720412.095 | 4.358%
| June | 17240698.1489 | 16129871.1252 | 16478922.6124 | 7713722.1426 | 742810.7685 | 18964.768 | 761775.5364 | 4.418%
| July | 18270206.661 | 17029136.403 | 17419967.2087 | 8104552.9483 | 830142.225 | 20097.2273 | 850239.4523 | 4.654%
| August | 18582128.2076 | 17231748.5169 | 17669996.6085 | 8542801.0399 | 891691.2581 | 20440.341 | 912131.5991 | 4.909%
| September | 17185145.1267 | 16886234.4746 | 16343297.6314 | 7999864.1966 | 822943.8356 | 18903.6596 | 841847.4952 | 4.899%
| October | 16175327.7519 | 15660179.8565 | 15382486.7874 | 7722171.1275 | 775048.1041 | 17792.8605 | 792840.9646 | 4.902%
| November | 13686535.1673 | 13820542.4907 | 13090441.7882 | 6992070.425 | 581038.1905 | 15055.1887 | 596093.3791 | 4.355%
| December | 14064932.0221 | 13677212.2182 | 13392228.1164 | 6707086.3232 | 657232.4805 | 15471.4252 | 672703.9057 | 4.783%
NEL | TOTAL | 187766836.6204 | 178807446.326 | 178881198.5285 | 84067291.1538 | 8679094.5716 | 206543.5203 | 8885638.0919 | 4.732%
2055 | January | 14208333.909 | 14414975.0943 | 13490774.23 | 5782885.4588 | 701930.5117 | 15629.1673 | 717559.679 | 5.05%
| February | 13202161.9046 | 13164894.6727 | 12539415.5312 | 5157406.3173 | 648223.9953 | 14522.3781 | 662746.3734 | 5.02%
| March | 14418283.805 | 13119582.1201 | 13707527.8209 | 5745352.0181 | 694895.8719 | 15860.1122 | 710755.9841 | 4.93%
| April | 14827145.1559 | 13405959.526 | 14150174.3837 | 6489566.8759 | 660660.9124 | 16309.8597 | 676970.7721 | 4.566%
| May | 16712567.7303 | 15027248.2309 | 15984153.7855 | 7446472.4304 | 710030.1203 | 18383.8245 | 728413.9448 | 4.358%
| June | 17431988.1281 | 16308925.0533 | 16661760.4962 | 7799307.8733 | 751052.445 | 19175.1869 | 770227.6319 | 4.418%
| July | 18472550.2601 | 17217890.8872 | 17612894.3565 | 8194311.3426 | 839336.0983 | 20319.8053 | 859655.9036 | 4.654%
| August | 18787957.712 | 17422606.5333 | 17865722.6633 | 8637427.4726 | 901568.2952 | 20666.7535 | 922235.0487 | 4.909%
| September | 17375480.0954 | 17073269.0383 | 16524308.6744 | 8088467.1087 | 832058.3928 | 19113.0281 | 851171.421 | 4.899%
| October | 16354249.6776 | 15833516.6577 | 15552638.7744 | 7807589.2254 | 783621.2286 | 17989.6746 | 801610.9032 | 4.902%
| November | 13837849.0856 | 13973382.2153 | 13235165.4903 | 7069372.5003 | 587461.9613 | 15221.634 | 602683.5953 | 4.355%
| December | 14220157.3782 | 13828293.7838 | 13540029.2843 | 6781108.0007 | 664485.9208 | 15642.1731 | 680128.094 | 4.783%
NEL | TOTAL | 189848724.8417 | 180790543.8132 | 180864565.4907 | 84999266.624 | 8775325.7537 | 208833.5973 | 8984159.351 | 4.732%
2056 | January | 14365113.3957 | 14574048.1828 | 13639635.9243 | 5846695.7422 | 709675.8467 | 15801.6247 | 725477.4714 | 5.05%
| February | 13347800.5414 | 13310139.0247 | 12677743.1322 | 5214299.8497 | 655374.8286 | 14682.5806 | 670057.4092 | 5.02%
| March | 14577441.0724 | 13264366.7052 | 13858839.357 | 5808772.5014 | 702566.5302 | 16035.1852 | 718601.7154 | 4.93%
| April | 14990911.5243 | 13553991.7034 | 14306463.5849 | 6561244.3828 | 667957.9367 | 16490.0027 | 684447.9394 | 4.566%
| May | 16896840.0572 | 15193061.9852 | 16160394.6397 | 7528577.0372 | 717858.8935 | 18586.5241 | 736445.4175 | 4.358%
| June | 17623984.7617 | 16488641.0775 | 16845273.811 | 7885209.7708 | 759324.5675 | 19386.3832 | 778710.9507 | 4.418%
| July | 18675628.5898 | 17407336.1547 | 17806522.0428 | 8284395.6589 | 848563.3555 | 20543.1914 | 869106.547 | 4.654%
| August | 18994540.3389 | 17614160.3916 | 18062164.8726 | 8732400.1399 | 911481.472 | 20893.9944 | 932375.4664 | 4.909%
| September | 17566517.9781 | 17260991.1032 | 16705988.1978 | 8177397.2344 | 841206.6105 | 19323.1698 | 860529.7803 | 4.899%
| October | 16533829.2906 | 16007492.1404 | 15723416.2119 | 7893321.306 | 792225.8665 | 18187.2122 | 810413.0787 | 4.902%
| November | 13989724.5808 | 14126786.1471 | 13380426.3109 | 7146961.4697 | 593909.5729 | 15388.697 | 609298.2699 | 4.355%
| December | 14375950.6269 | 13979932.1661 | 13688371.1832 | 6855400.4869 | 671765.898 | 15813.5457 | 687579.4437 | 4.783%
NEL | TOTAL | 191938282.7578 | 182780946.7821 | 182855239.2682 | 85934675.5799 | 8871911.3785 | 211132.111 | 9083043.4896 | 4.732%
2057 | January | 14522464.5873 | 14733702.2244 | 13789040.4509 | 5910738.7133 | 717449.4254 | 15974.711 | 733424.1365 | 5.05%
| February | 13493974.0807 | 13455915.156 | 12816578.7836 | 5271402.3409 | 662551.9255 | 14843.3715 | 677395.297 | 5.02%
| March | 14737191.5951 | 13409687.8614 | 14010714.9037 | 5872429.3832 | 710265.7807 | 16210.9108 | 726476.6915 | 4.93%
| April | 15155295.2583 | 13702579.2482 | 14463341.9642 | 6633192.0992 | 675282.4693 | 16670.8248 | 691953.2941 | 4.566%
| May | 17081795.4988 | 15359494.9209 | 16337288.8351 | 7610986.0135 | 725716.6887 | 18789.975 | 744506.6637 | 4.358%
| June | 17816691.6252 | 16669022.5532 | 17029465.9744 | 7971429.4347 | 767627.29 | 19598.3608 | 787225.6508 | 4.418%
| July | 18879445.1868 | 17597475.6083 | 18000853.6397 | 8374807.4661 | 857824.1574 | 20767.3897 | 878591.5471 | 4.654%
| August | 19201879.7956 | 17806413.4813 | 18259326.7614 | 8827720.7461 | 921430.9664 | 21122.0678 | 942553.0342 | 4.909%
| September | 17758262.3342 | 17449404.1017 | 16888339.5867 | 8266656.231 | 850388.659 | 19534.0886 | 869922.7476 | 4.899%
| October | 16714069.8825 | 16182109.5204 | 15894822.2301 | 7979368.9407 | 800862.1755 | 18385.4769 | 819247.6524 | 4.902%
| November | 14142164.5579 | 14280757.1518 | 13526227.0283 | 7224838.8172 | 600381.1486 | 15556.381 | 615937.5296 | 4.355%
| December | 14532314.5921 | 14132130.1913 | 13837256.5023 | 6929965.1283 | 679072.5438 | 15985.5461 | 695058.0898 | 4.783%
NEL | TOTAL | 194035548.9945 | 184778692.0189 | 184853256.6603 | 86873535.3143 | 8968853.2303 | 213439.1039 | 9182292.3342 | 4.732%
2058 | January | 14680390.3038 | 14893940.0956 | 13938990.4872 | 5975015.5198 | 725251.3873 | 16148.4293 | 741399.8166 | 5.05%
| February | 13640685.2107 | 13602225.7174 | 12955925.0389 | 5328714.8413 | 669755.4181 | 15004.7537 | 684760.1718 | 5.02%
| March | 14897538.4611 | 13555548.3439 | 14163157.3966 | 5936323.894 | 717993.7723 | 16387.2923 | 734381.0646 | 4.93%
| April | 15320299.6573 | 13851725.0953 | 14620812.6705 | 6705411.4693 | 682634.6572 | 16852.3296 | 699486.9868 | 4.566%
| May | 17267437.5407 | 15526550.2626 | 16514839.7055 | 7693700.9122 | 733603.654 | 18994.1813 | 752597.8352 | 4.358%
| June | 18010112.33 | 16850072.8695 | 17214340.4382 | 8057968.4809 | 775960.7682 | 19811.1236 | 795771.8918 | 4.418%
| July | 19084003.6216 | 17788312.6844 | 18195892.5516 | 8465548.348 | 867118.666 | 20992.404 | 888111.07 | 4.654%
| August | 19409979.8256 | 17999369.2254 | 18457211.8898 | 8923391.0124 | 931416.9581 | 21350.9778 | 952767.9359 | 4.909%
| September | 17950716.7592 | 17638511.5006 | 17071366.2603 | 8356245.772 | 859604.7105 | 19745.7884 | 879350.4989 | 4.899%
| October | 16894974.7778 | 16357372.0458 | 16066859.9905 | 8065733.7168 | 809530.315 | 18584.4723 | 828114.7872 | 4.902%
| November | 14295171.9514 | 14435298.124 | 13672570.4492 | 7303006.042 | 606876.813 | 15724.6891 | 622601.5021 | 4.355%
| December | 14689252.126 | 14284890.7141 | 13986687.9571 | 7004803.285 | 686405.9916 | 16158.1773 | 702564.1689 | 4.783%
NEL | TOTAL | 196140562.5652 | 186783816.6786 | 186858654.8354 | 87815863.2936 | 9066153.1111 | 215754.6188 | 9281907.7299 | 4.732%
2059 | January | 14838893.3926 | 15054764.7013 | 14089488.737 | 6039527.3207 | 733081.8729 | 16322.7827 | 749404.6556 | 5.05%
| February | 13787936.6467 | 13749073.386 | 13095784.4768 | 5386238.4114 | 676985.4396 | 15166.7303 | 692152.1699 | 5.02%
| March | 15058484.7899 | 13701950.936 | 14316169.8014 | 6000457.2768 | 725750.6552 | 16564.3333 | 742314.9884 | 4.93%
| April | 15485928.0555 | 14001432.2104 | 14778878.8857 | 6777903.9522 | 690014.6489 | 17034.5209 | 707049.1698 | 4.566%
| May | 17453769.7039 | 15694231.2683 | 16693050.6183 | 7776723.3022 | 741519.9389 | 19199.1467 | 760719.0856 | 4.358%
| June | 18204250.5242 | 17031795.45 | 17399900.6894 | 8144828.5415 | 784325.1593 | 20024.6756 | 804349.8349 | 4.418%
| July | 19289307.4998 | 17979850.8536 | 18391642.2161 | 8556619.9041 | 876447.0454 | 21218.2382 | 897665.2836 | 4.654%
| August | 19618844.21 | 18193031.0802 | 18655823.8529 | 9019412.6768 | 941439.6284 | 21580.7286 | 963020.3571 | 4.909%
| September | 18143884.8847 | 17828316.8012 | 17255071.6724 | 8446167.548 | 868854.9389 | 19958.2734 | 888813.2123 | 4.899%
| October | 17076547.3341 | 16533282.9973 | 16239532.6864 | 8152417.2371 | 818230.4457 | 18784.2021 | 837014.6477 | 4.902%
| November | 14448749.7257 | 14590411.9877 | 13819459.4091 | 7381464.6585 | 613396.6919 | 15893.6247 | 629290.3166 | 4.355%
| December | 14846766.1091 | 14438216.6182 | 14136668.2904 | 7079916.3307 | 693766.3759 | 16331.4427 | 710097.8187 | 4.783%
NEL | TOTAL | 198253362.876 | 188796358.2902 | 188871471.3359 | 88761677.16 | 9163812.8409 | 218078.6992 | 9381891.5401 | 4.732%
2060 | January | 14997976.7295 | 15216178.9752 | 14240537.9308 | 6104275.2863 | 740941.0243 | 16497.7744 | 757438.7987 | 5.05%
| February | 13935731.131 | 13896460.8658 | 13236159.7021 | 5443974.1226 | 684242.1246 | 15329.3042 | 699571.4289 | 5.02%
| March | 15220033.733 | 13848898.4496 | 14469755.1145 | 6064830.7875 | 733536.5814 | 16742.0371 | 750278.6185 | 4.93%
| April | 15652183.8218 | 14151703.59 | 14937543.825 | 6850671.0225 | 697422.5946 | 17217.4022 | 714639.9968 | 4.566%
| May | 17640795.5451 | 15862541.2297 | 16871924.9754 | 7860054.7682 | 749465.6946 | 19404.8751 | 768870.5697 | 4.358%
| June | 18399109.8928 | 17214193.7528 | 17586150.25 | 8232011.2654 | 792720.6219 | 20239.0209 | 812959.6428 | 4.418%
| July | 19495360.4618 | 18172093.6206 | 18588106.1045 | 8648023.7493 | 885809.4608 | 21444.8965 | 907254.3573 | 4.654%
| August | 19828476.7668 | 18387402.5361 | 18855166.2817 | 9115787.4948 | 951499.1607 | 21811.3244 | 973310.4852 | 4.909%
| September | 18337770.3792 | 18018823.5398 | 17439459.3118 | 8536423.2668 | 878139.52 | 20171.5474 | 898311.0674 | 4.899%
| October | 17258790.943 | 16709845.6888 | 16412843.5428 | 8239421.1208 | 826962.7301 | 18984.67 | 845947.4002 | 4.902%
| November | 14602900.8761 | 14746101.6966 | 13966896.7726 | 7460216.1969 | 619940.9125 | 16063.191 | 636004.1035 | 4.355%
| December | 15004859.4507 | 14592110.8166 | 14287200.2725 | 7155305.6527 | 701153.8328 | 16505.3454 | 717659.1782 | 4.783%
NEL | TOTAL | 200373989.7308 | 190816354.7617 | 190891744.0837 | 89710994.7339 | 9261834.2584 | 220411.3887 | 9482245.6471 | 4.732%
2061 | January | 15157643.219 | 15378185.8802 | 14392140.8264 | 6169260.5989 | 748828.9851 | 16673.4075 | 765502.3926 | 5.05%
| February | 14084071.4336 | 14044390.8877 | 13377053.3458 | 5501923.057 | 691525.6093 | 15492.4786 | 707018.0879 | 5.02%
| March | 15382188.4749 | 13996393.7253 | 14623916.3632 | 6129445.6949 | 741351.7043 | 16920.4073 | 758272.1117 | 4.93%
| April | 15819070.3608 | 14302542.2621 | 15096810.7374 | 6923714.1703 | 704858.646 | 17400.9774 | 722259.6234 | 4.566%
| May | 17828518.6573 | 16031483.4722 | 17051466.2131 | 7943696.9112 | 757441.0737 | 19611.3705 | 777052.4443 | 4.358%
| June | 18594694.1583 | 17397271.2714 | 17773092.6781 | 8319518.318 | 801147.3166 | 20454.1636 | 821601.4801 | 4.418%
| July | 19702166.184 | 18365044.5256 | 18785287.7219 | 8739761.5144 | 895206.0793 | 21672.3828 | 916878.4621 | 4.654%
| August | 20038881.3526 | 18582487.1182 | 19055242.8432 | 9212517.2394 | 961595.7399 | 22042.7695 | 983638.5094 | 4.909%
| September | 18532376.9485 | 18210035.2888 | 17624532.7028 | 8627014.6534 | 887458.6311 | 20385.6146 | 907844.2457 | 4.899%
| October | 17441709.0303 | 16887063.4678 | 16586795.8178 | 8326747.0034 | 835727.3326 | 19185.8799 | 854913.2125 | 4.902%
| November | 14757628.4286 | 14902370.2345 | 14114885.4341 | 7539262.2031 | 626509.6033 | 16233.3913 | 642742.9945 | 4.355%
| December | 15163535.0895 | 14746576.252 | 14438286.7013 | 7230972.6524 | 708568.4996 | 16679.8886 | 725248.3882 | 4.783%
NEL | TOTAL | 202502483.3376 | 192843844.3855 | 192919511.3852 | 90663834.0165 | 9360219.2207 | 222752.7317 | 9582971.9524 | 4.732%
2062 | January | 15317895.7946 | 15540788.4091 | 14544300.2091 | 6234484.4524 | 756745.9001 | 16849.6854 | 773595.5855 | 5.05%
| February | 14232960.3529 | 14192866.2102 | 13518468.0655 | 5560086.3077 | 698836.0309 | 15656.2564 | 714492.2873 | 5.02%
| March | 15544952.2328 | 14144439.6328 | 14778656.6062 | 6194303.2811 | 749196.1791 | 17099.4475 | 766295.6266 | 4.93%
| April | 15986591.113 | 14453951.2861 | 15256682.9064 | 6997034.9015 | 712322.9563 | 17585.2502 | 729908.2066 | 4.566%
| May | 18016942.6704 | 16201061.356 | 17231677.803 | 8027651.3484 | 765446.2305 | 19818.6369 | 785264.8674 | 4.358%
| June | 18791007.0811 | 17581031.5348 | 17960731.5681 | 8407351.3817 | 809605.4052 | 20670.1078 | 830275.513 | 4.418%
| July | 19909728.3789 | 18558707.1437 | 18983190.608 | 8831834.846 | 904637.0696 | 21900.7012 | 926537.7708 | 4.654%
| August | 20250061.8623 | 18778288.3862 | 19256057.2412 | 9309603.701 | 971729.5531 | 22275.068 | 994004.6211 | 4.909%
| September | 18727708.3365 | 18401955.6562 | 17810295.4058 | 8717943.4507 | 896812.4515 | 20600.4792 | 917412.9307 | 4.899%
| October | 17625305.0565 | 17064939.7159 | 16761392.8022 | 8414396.537 | 844524.4187 | 19387.8356 | 863912.2543 | 4.902%
| November | 14912935.4408 | 15059220.6157 | 14263428.3179 | 7618604.2392 | 633102.894 | 16404.229 | 649507.123 | 4.355%
| December | 15322795.9937 | 14901615.8972 | 14589930.4032 | 7306918.7452 | 716010.5149 | 16855.0756 | 732865.5905 | 4.783%
NEL | TOTAL | 204638884.3133 | 194878865.8438 | 194954811.9366 | 91620213.192 | 9458969.6039 | 225102.7727 | 9684072.3767 | 4.732%
2063 | January | 15478737.4189 | 15703989.5846 | 14697018.892 | 6299948.0526 | 764691.9158 | 17026.6112 | 781718.527 | 5.05%
| February | 14382400.7152 | 14341889.6198 | 13660406.5461 | 5618464.9789 | 706173.5283 | 15820.6408 | 721994.1691 | 5.02%
| March | 15708328.2577 | 14293039.0716 | 14933978.9342 | 6259404.8416 | 757070.1624 | 17279.1611 | 774349.3234 | 4.93%
| April | 16154749.5553 | 14605933.7539 | 15417163.6502 | 7070634.7378 | 719815.6806 | 17770.2245 | 737585.9051 | 4.566%
| May | 18206071.2514 | 16371278.2763 | 17412563.2524 | 8111919.7138 | 773481.3207 | 20026.6784 | 793507.9991 | 4.358%
| June | 18988052.4602 | 17765478.1085 | 18149070.551 | 8495512.1564 | 818095.0515 | 20886.8577 | 838981.9092 | 4.418%
| July | 20118050.7954 | 18753085.0863 | 19181818.3374 | 8924245.4075 | 914102.6021 | 22129.8559 | 936232.458 | 4.654%
| August | 20462022.2301 | 18974809.9358 | 19457613.2168 | 9407048.6885 | 981900.7888 | 22508.2245 | 1004409.0133 | 4.909%
| September | 18923768.3253 | 18594588.287 | 17996751.0177 | 8809211.4192 | 906201.1624 | 20816.1452 | 927017.3075 | 4.899%
| October | 17809582.5171 | 17243477.8492 | 16936637.8202 | 8502371.3903 | 853354.1561 | 19590.5408 | 872944.6969 | 4.902%
| November | 15068825.0019 | 15216655.8857 | 14412528.3786 | 7698243.8833 | 639720.9158 | 16575.7075 | 656296.6233 | 4.355%
| December | 15482645.1616 | 15057232.7555 | 14742134.2331 | 7383145.3608 | 723480.0188 | 17030.9097 | 740510.9285 | 4.783%
NEL | TOTAL | 206783233.6901 | 196921458.2141 | 196997684.8298 | 92580150.6307 | 9558087.3033 | 227461.5571 | 9785548.8604 | 4.732%
Note on B46: Anita: Actual thru Dec. For NEL Nov & December are prelim.

## GNCP - MFR E-9 (col 6)
OPC 015015
FPL RC-16
GNCP @ GENERATION
2017 TEST YEAR
RC2016 - Base Scenario_12CP and 1/13th | CILC-1D | CILC-1G | CILC-1T | GS(T)-1 | GSCU-1 | GSD(T)-1 | GSLD(T)-1 | GSLD(T)-2 | GSLD(T)-3 | MET | OL-1 | OS-2 | RS(T)-1 | SL-1 | SL-2 | SST-DST | SST-TST | BLOUNTSTOWN | FKEC | HOMESTEAD | LCEC | NEW SMRYNA BEACH | QUINCY | SEMINOLE | WAUCHULA | WINTER PARK
GNCP @ GENERATION
Max GCP | 375554.6898 | 14517.4439 | 215869.6087 | 1302479.8836 | 8881.3556 | 4684415.5198 | 1927209.0426 | 369017.2737 | 36183.5764 | 17139.2 | 26393.5073 | 11767.8131 | 13187357.9851 | 154156.9734 | 4081.4904 | 8201.2538 | 57625.5799 | 2886 | 162584.7051 | 21000 | 795259 | 45000 | 19000 | 200000 | 4518.6667 | 60000
% Transmission | 0 | 0 | 1 | 0 | 0 | 0 | 0 | 0 | 1 | 0 | 0 | 0 | 0 | 0 | 0 | 0 | 1 | 1 | 1 | 1 | 1 | 1 | 1 | 1 | 1 | 1
Delivered Demand at Transmission - Expansion Factor | 1.0218 | 1.0218 | 1.0218 | 1.0218 | 1.0218 | 1.0218 | 1.0218 | 1.0218 | 1.0218 | 1.0218 | 1.0218 | 1.0218 | 1.0218 | 1.0218 | 1.0218 | 1.0218 | 1.0218 | 1.0218 | 1.0218 | 1.0218 | 1.0218 | 1.0218 | 1.0218 | 1.0218 | 1.0218 | 1.0218
Transmission GCP at Generator (A) | 0 | 0 | 220577.7248 | 0 | 0 | 0 | 0 | 0 | 36972.7402 | 0 | 0 | 0 | 0 | 0 | 0 | 0 | 58882.3938 | 2948.9437 | 166130.6775 | 21458.01 | 812603.5988 | 45981.45 | 19414.39 | 204362 | 4617.2188 | 61308.6
Max GCP | 375554.6898 | 14517.4439 | 215869.6087 | 1302479.8836 | 8881.3556 | 4684415.5198 | 1927209.0426 | 369017.2737 | 36183.5764 | 17139.2 | 26393.5073 | 11767.8131 | 13187357.9851 | 154156.9734 | 4081.4904 | 8201.2538 | 57625.5799 | 2886 | 162584.7051 | 21000 | 795259 | 45000 | 19000 | 200000 | 4518.6667 | 60000
% Primary - KW | 0.39212 | 0.01428 | 0 | 0 | 0 | 0.00288 | 0.03935 | 0.32521 | 0 | 1 | 0 | 1 | 0 | 0 | 0 | 1 | 0 | 0 | 0 | 0 | 0 | 0 | 0 | 0 | 0 | 0
Delivered Demand at Primary - Expansion Factor | 1.0348 | 1.0348 | 1.0348 | 1.0348 | 1.0348 | 1.0348 | 1.0348 | 1.0348 | 1.0348 | 1.0348 | 1.0348 | 1.0348 | 1.0348 | 1.0348 | 1.0348 | 1.0348 | 1.0348 | 1.0348 | 1.0348 | 1.0348 | 1.0348 | 1.0348 | 1.0348 | 1.0348 | 1.0348 | 1.0348
Primary GCP at Generator (B) | 152385.7675 | 214.5214 | 0 | 0 | 0 | 13960.4726 | 78473.999 | 124183.1896 | 0 | 17735.4728 | 0 | 12177.2154 | 0 | 0 | 0 | 8486.5755 | 0 | 0 | 0 | 0 | 0 | 0 | 0 | 0 | 0 | 0
Max GCP | 375554.6898 | 14517.4439 | 215869.6087 | 1302479.8836 | 8881.3556 | 4684415.5198 | 1927209.0426 | 369017.2737 | 36183.5764 | 17139.2 | 26393.5073 | 11767.8131 | 13187357.9851 | 154156.9734 | 4081.4904 | 8201.2538 | 57625.5799 | 2886 | 162584.7051 | 21000 | 795259 | 45000 | 19000 | 200000 | 4518.6667 | 60000
% Secondary - KW | 0.60788 | 0.98572 | 0 | 1 | 1 | 0.99712 | 0.96065 | 0.67479 | 0 | 0 | 1 | 0 | 1 | 1 | 1 | 0 | 0 | 0 | 0 | 0 | 0 | 0 | 0 | 0 | 0 | 0
Delivered Demand at Secondary - Expansion Factor | 1.0643 | 1.0643 | 1.0643 | 1.0643 | 1.0643 | 1.0643 | 1.0643 | 1.0643 | 1.0643 | 1.0643 | 1.0643 | 1.0643 | 1.0643 | 1.0643 | 1.0643 | 1.0643 | 1.0643 | 1.0643 | 1.0643 | 1.0643 | 1.0643 | 1.0643 | 1.0643 | 1.0643 | 1.0643 | 1.0643
Secondary GCP at Generator (C) | 242973.6553 | 15230.4195 | 0 | 1386242.365 | 9452.5156 | 4971311.5515 | 1970435.188 | 265022.9456 | 0 | 0 | 28090.8738 | 0 | 14035436.9771 | 164070.8084 | 4343.971 | 0 | 0 | 0 | 0 | 0 | 0 | 0 | 0 | 0 | 0 | 0
Transmission GCP at Generator (A) | 0 | 0 | 220577.7248 | 0 | 0 | 0 | 0 | 0 | 36972.7402 | 0 | 0 | 0 | 0 | 0 | 0 | 0 | 58882.3938 | 2948.9437 | 166130.6775 | 21458.01 | 812603.5988 | 45981.45 | 19414.39 | 204362 | 4617.2188 | 61308.6
Primary GCP at Generator (B) | 152385.7675 | 214.5214 | 0 | 0 | 0 | 13960.4726 | 78473.999 | 124183.1896 | 0 | 17735.4728 | 0 | 12177.2154 | 0 | 0 | 0 | 8486.5755 | 0 | 0 | 0 | 0 | 0 | 0 | 0 | 0 | 0 | 0
Secondary GCP at Generator | 242973.6553 | 15230.4195 | 0 | 1386242.365 | 9452.5156 | 4971311.5515 | 1970435.188 | 265022.9456 | 0 | 0 | 28090.8738 | 0 | 14035436.9771 | 164070.8084 | 4343.971 | 0 | 0 | 0 | 0 | 0 | 0 | 0 | 0 | 0 | 0 | 0
Group Non-Coincident Peak Demand at Generation | 395359.4228 | 15444.9409 | 220577.7248 | 1386242.365 | 9452.5156 | 4985272.0241 | 2048909.1869 | 389206.1352 | 36972.7402 | 17735.4728 | 28090.8738 | 12177.2154 | 14035436.9771 | 164070.8084 | 4343.971 | 8486.5755 | 58882.3938 | 2948.9437 | 166130.6775 | 21458.01 | 812603.5988 | 45981.45 | 19414.39 | 204362 | 4617.2188 | 61308.6
Check | 0 | 0 | 0 | 0 | 0 | -1 | 0 | 0 | 0 | 0 | 0 | 0 | -2 | 0 | 0 | 0 | 0
| TOTAL | TOTAL | TOTAL
SUMMARY - | RETAIL | WHOLESALE | SYSTEM
Transmission GCP at Generator (A) | 316432.8588 | 1338824.8887 | 1655257.7475
Primary GCP at Generator (B) | 407617.2138 | 0 | 407617.2138
Secondary GCP at Generator | 23092611.2706 | 0 | 23092611.2706
Total GCP Demand at Generation | 23816661.3432 | 1338824.8887 | 25155486.232

## Winter GNCP - MFR E-9 (col 7)
OPC 015016
FPL RC-16
WINTER GNCP @ GENERATION
2017 TEST YEAR
RC2016 - Base Scenario_12CP and 1/13th | CILC-1D | CILC-1G | CILC-1T | GS(T)-1 | GSCU-1 | GSD(T)-1 | GSLD(T)-1 | GSLD(T)-2 | GSLD(T)-3 | MET | OL-1 | OS-2 | RS(T)-1 | SL-1 | SL-2 | SST-DST | SST-TST | BLOUNTSTOWN | FKEC | HOMESTEAD | LCEC | NEW SMRYNA BEACH | QUINCY | SEMINOLE | WAUCHULA | WINTER PARK
WINTER GNCP @ GENERATION
Winter GNCP | 371815.284 | 14438.3159 | 212999.0852 | 1101525.781 | 8881.3556 | 4238799.9347 | 1848974.6928 | 364887.5795 | 36183.5764 | 16723.7042 | 22960.0465 | 11767.8131 | 12266437.3195 | 127621.4905 | 4081.4904 | 8201.2538 | 57625.5799 | 2835 | 133007.5305 | 21000 | 752102 | 45000 | 19000 | 200000 | 4148 | 60000
% Transmission | 0 | 0 | 1 | 0 | 0 | 0 | 0 | 0 | 1 | 0 | 0 | 0 | 0 | 0 | 0 | 0 | 1 | 1 | 1 | 1 | 1 | 1 | 1 | 1 | 1 | 1
Delivered Demand at Transmission - Expansion Factor | 1.0218 | 1.0218 | 1.0218 | 1.0218 | 1.0218 | 1.0218 | 1.0218 | 1.0218 | 1.0218 | 1.0218 | 1.0218 | 1.0218 | 1.0218 | 1.0218 | 1.0218 | 1.0218 | 1.0218 | 1.0218 | 1.0218 | 1.0218 | 1.0218 | 1.0218 | 1.0218 | 1.0218 | 1.0218 | 1.0218
Transmission GCP at Generator | 0 | 0 | 217644.5952 | 0 | 0 | 0 | 0 | 0 | 36972.7402 | 0 | 0 | 0 | 0 | 0 | 0 | 0 | 58882.3938 | 2896.8314 | 135908.4247 | 21458.01 | 768505.3446 | 45981.45 | 19414.39 | 204362 | 4238.4679 | 61308.6
Winter GNCP | 371815.284 | 14438.3159 | 212999.0852 | 1101525.781 | 8881.3556 | 4238799.9347 | 1848974.6928 | 364887.5795 | 36183.5764 | 16723.7042 | 22960.0465 | 11767.8131 | 12266437.3195 | 127621.4905 | 4081.4904 | 8201.2538 | 57625.5799 | 2835 | 133007.5305 | 21000 | 752102 | 45000 | 19000 | 200000 | 4148 | 60000
% Primary- KW | 0.39212 | 0.01428 | 0 | 0 | 0 | 0.00288 | 0.03935 | 0.32521 | 0 | 1 | 0 | 1 | 0 | 0 | 0 | 1 | 0 | 0 | 0 | 0 | 0 | 0 | 0 | 0 | 0 | 0
Delivered Demand at Primary - Expansion Factor | 1.0348 | 1.0348 | 1.0348 | 1.0348 | 1.0348 | 1.0348 | 1.0348 | 1.0348 | 1.0348 | 1.0348 | 1.0348 | 1.0348 | 1.0348 | 1.0348 | 1.0348 | 1.0348 | 1.0348 | 1.0348 | 1.0348 | 1.0348 | 1.0348 | 1.0348 | 1.0348 | 1.0348 | 1.0348 | 1.0348
Primary GCP at Generator | 150868.4593 | 213.3521 | 0 | 0 | 0 | 12632.4512 | 75288.3756 | 122793.4482 | 0 | 17305.5218 | 0 | 12177.2154 | 0 | 0 | 0 | 8486.5755 | 0 | 0 | 0 | 0 | 0 | 0 | 0 | 0 | 0 | 0
Winter GNCP | 371815.284 | 14438.3159 | 212999.0852 | 1101525.781 | 8881.3556 | 4238799.9347 | 1848974.6928 | 364887.5795 | 36183.5764 | 16723.7042 | 22960.0465 | 11767.8131 | 12266437.3195 | 127621.4905 | 4081.4904 | 8201.2538 | 57625.5799 | 2835 | 133007.5305 | 21000 | 752102 | 45000 | 19000 | 200000 | 4148 | 60000
% Secondary - KW | 0.60788 | 0.98572 | 0 | 1 | 1 | 0.99712 | 0.96065 | 0.67479 | 0 | 0 | 1 | 0 | 1 | 1 | 1 | 0 | 0 | 0 | 0 | 0 | 0 | 0 | 0 | 0 | 0 | 0
Delivered Demand at Secondary - Expansion Factor | 1.0643 | 1.0643 | 1.0643 | 1.0643 | 1.0643 | 1.0643 | 1.0643 | 1.0643 | 1.0643 | 1.0643 | 1.0643 | 1.0643 | 1.0643 | 1.0643 | 1.0643 | 1.0643 | 1.0643 | 1.0643 | 1.0643 | 1.0643 | 1.0643 | 1.0643 | 1.0643 | 1.0643 | 1.0643 | 1.0643
Secondary GCP at Generator | 240554.3616 | 15147.4055 | 0 | 1172364.904 | 9452.5156 | 4498404.3346 | 1890446.0886 | 262057.0581 | 0 | 0 | 24436.607 | 0 | 13055291.9035 | 135828.8286 | 4343.971 | 0 | 0 | 0 | 0 | 0 | 0 | 0 | 0 | 0 | 0 | 0
Transmission GCP at Generator | 0 | 0 | 217644.5952 | 0 | 0 | 0 | 0 | 0 | 36972.7402 | 0 | 0 | 0 | 0 | 0 | 0 | 0 | 58882.3938 | 2896.8314 | 135908.4247 | 21458.01 | 768505.3446 | 45981.45 | 19414.39 | 204362 | 4238.4679 | 61308.6
Primary GCP at Generator | 150868.4593 | 213.3521 | 0 | 0 | 0 | 12632.4512 | 75288.3756 | 122793.4482 | 0 | 17305.5218 | 0 | 12177.2154 | 0 | 0 | 0 | 8486.5755 | 0 | 0 | 0 | 0 | 0 | 0 | 0 | 0 | 0 | 0
Secondary GCP at Generator | 240554.3616 | 15147.4055 | 0 | 1172364.904 | 9452.5156 | 4498404.3346 | 1890446.0886 | 262057.0581 | 0 | 0 | 24436.607 | 0 | 13055291.9035 | 135828.8286 | 4343.971 | 0 | 0 | 0 | 0 | 0 | 0 | 0 | 0 | 0 | 0 | 0
Distribution Group Non-Coincident Peak Demand | 391422.8209 | 15360.7576 | 217644.5952 | 1172364.904 | 9452.5156 | 4511036.7859 | 1965734.4642 | 384850.5063 | 36972.7402 | 17305.5218 | 24436.607 | 12177.2154 | 13055291.9035 | 135828.8286 | 4343.971 | 8486.5755 | 58882.3938 | 2896.8314 | 135908.4247 | 21458.01 | 768505.3446 | 45981.45 | 19414.39 | 204362 | 4238.4679 | 61308.6
Check | 0 | 0 | 0 | 0 | 0 | 0 | 0 | 0 | 0 | 0 | 0 | 0 | -2 | 0 | 0 | 0 | 0
| TOTAL | TOTAL | TOTAL
SUMMARY - | RETAIL | WHOLESALE | SYSTEM
Transmission GCP at Generator (A) | 313499.7292 | 974750.0607 | 1288249.7899
Primary GCP at Generator (B) | 399765.399 | 0 | 399765.399
Secondary GCP at Generator | 21308327.9781 | 0 | 21308327.9781
Total GCP Demand at Generation | 22021593.1063 | 974750.0607 | 22996343.167

## Summer GNCP - MFR E-9 (col 8)
OPC 015017
FPL RC-16
SUMMER GNCP @ GENERATION
2017 TEST YEAR
RC2016 - Base Scenario_12CP and 1/13th | CILC-1D | CILC-1G | CILC-1T | GS(T)-1 | GSCU-1 | GSD(T)-1 | GSLD(T)-1 | GSLD(T)-2 | GSLD(T)-3 | MET | OL-1 | OS-2 | RS(T)-1 | SL-1 | SL-2 | SST-DST | SST-TST | BLOUNTSTOWN | FKEC | HOMESTEAD | LCEC | NEW SMRYNA BEACH | QUINCY | SEMINOLE | WAUCHULA | WINTER PARK
SUMMER GNCP @ GENERATION
Summer GNCP | 375554.6898 | 14517.4439 | 215869.6087 | 1302479.8836 | 8683.3988 | 4684415.5198 | 1927209.0426 | 369017.2737 | 33975.7656 | 17139.2 | 26393.5073 | 9169.4265 | 13187357.9851 | 154156.9734 | 4074.4914 | 5011.8483 | 51961.0802 | 2886 | 162584.7051 | 21000 | 795259 | 45000 | 19000 | 200000 | 4518.6667 | 60000
% Transmission | 0 | 0 | 1 | 0 | 0 | 0 | 0 | 0 | 1 | 0 | 0 | 0 | 0 | 0 | 0 | 0 | 1 | 1 | 1 | 1 | 1 | 1 | 1 | 1 | 1 | 1
Delivered Demand at Transmission - Expansion Factor | 1.0218 | 1.0218 | 1.0218 | 1.0218 | 1.0218 | 1.0218 | 1.0218 | 1.0218 | 1.0218 | 1.0218 | 1.0218 | 1.0218 | 1.0218 | 1.0218 | 1.0218 | 1.0218 | 1.0218 | 1.0218 | 1.0218 | 1.0218 | 1.0218 | 1.0218 | 1.0218 | 1.0218 | 1.0218 | 1.0218
Transmission GCP at Generator | 0 | 0 | 220577.7248 | 0 | 0 | 0 | 0 | 0 | 34716.777 | 0 | 0 | 0 | 0 | 0 | 0 | 0 | 53094.3514 | 2948.9437 | 166130.6775 | 21458.01 | 812603.5988 | 45981.45 | 19414.39 | 204362 | 4617.2188 | 61308.6
Summer GNCP | 375554.6898 | 14517.4439 | 215869.6087 | 1302479.8836 | 8683.3988 | 4684415.5198 | 1927209.0426 | 369017.2737 | 33975.7656 | 17139.2 | 26393.5073 | 9169.4265 | 13187357.9851 | 154156.9734 | 4074.4914 | 5011.8483 | 51961.0802 | 2886 | 162584.7051 | 21000 | 795259 | 45000 | 19000 | 200000 | 4518.6667 | 60000
% Primary- KW | 0.39212 | 0.01428 | 0 | 0 | 0 | 0.00288 | 0.03935 | 0.32521 | 0 | 1 | 0 | 1 | 0 | 0 | 0 | 1 | 0 | 0 | 0 | 0 | 0 | 0 | 0 | 0 | 0 | 0
Delivered Demand at Primary - Expansion Factor | 1.0348 | 1.0348 | 1.0348 | 1.0348 | 1.0348 | 1.0348 | 1.0348 | 1.0348 | 1.0348 | 1.0348 | 1.0348 | 1.0348 | 1.0348 | 1.0348 | 1.0348 | 1.0348 | 1.0348 | 1.0348 | 1.0348 | 1.0348 | 1.0348 | 1.0348 | 1.0348 | 1.0348 | 1.0348 | 1.0348
Primary GCP at Generator | 152385.7675 | 214.5214 | 0 | 0 | 0 | 13960.4726 | 78473.999 | 124183.1896 | 0 | 17735.4728 | 0 | 9488.4308 | 0 | 0 | 0 | 5186.2105 | 0 | 0 | 0 | 0 | 0 | 0 | 0 | 0 | 0 | 0
Summer GNCP | 375554.6898 | 14517.4439 | 215869.6087 | 1302479.8836 | 8683.3988 | 4684415.5198 | 1927209.0426 | 369017.2737 | 33975.7656 | 17139.2 | 26393.5073 | 9169.4265 | 13187357.9851 | 154156.9734 | 4074.4914 | 5011.8483 | 51961.0802 | 2886 | 162584.7051 | 21000 | 795259 | 45000 | 19000 | 200000 | 4518.6667 | 60000
% Secondary - KW | 0.60788 | 0.98572 | 0 | 1 | 1 | 0.99712 | 0.96065 | 0.67479 | 0 | 0 | 1 | 0 | 1 | 1 | 1 | 0 | 0 | 0 | 0 | 0 | 0 | 0 | 0 | 0 | 0 | 0
Delivered Demand at Secondary - Expansion Factor | 1.0643 | 1.0643 | 1.0643 | 1.0643 | 1.0643 | 1.0643 | 1.0643 | 1.0643 | 1.0643 | 1.0643 | 1.0643 | 1.0643 | 1.0643 | 1.0643 | 1.0643 | 1.0643 | 1.0643 | 1.0643 | 1.0643 | 1.0643 | 1.0643 | 1.0643 | 1.0643 | 1.0643 | 1.0643 | 1.0643
Secondary GCP at Generator | 242973.6553 | 15230.4195 | 0 | 1386242.365 | 9241.8282 | 4971311.5515 | 1970435.188 | 265022.9456 | 0 | 0 | 28090.8738 | 0 | 14035436.9771 | 164070.8084 | 4336.522 | 0 | 0 | 0 | 0 | 0 | 0 | 0 | 0 | 0 | 0 | 0
Transmission GCP at Generator | 0 | 0 | 220577.7248 | 0 | 0 | 0 | 0 | 0 | 34716.777 | 0 | 0 | 0 | 0 | 0 | 0 | 0 | 53094.3514 | 2948.9437 | 166130.6775 | 21458.01 | 812603.5988 | 45981.45 | 19414.39 | 204362 | 4617.2188 | 61308.6
Primary GCP at Generator | 152385.7675 | 214.5214 | 0 | 0 | 0 | 13960.4726 | 78473.999 | 124183.1896 | 0 | 17735.4728 | 0 | 9488.4308 | 0 | 0 | 0 | 5186.2105 | 0 | 0 | 0 | 0 | 0 | 0 | 0 | 0 | 0 | 0
Secondary GCP at Generator | 242973.6553 | 15230.4195 | 0 | 1386242.365 | 9241.8282 | 4971311.5515 | 1970435.188 | 265022.9456 | 0 | 0 | 28090.8738 | 0 | 14035436.9771 | 164070.8084 | 4336.522 | 0 | 0 | 0 | 0 | 0 | 0 | 0 | 0 | 0 | 0 | 0
Distribution Group Non-Coincident Peak Demand | 395359.4228 | 15444.9409 | 220577.7248 | 1386242.365 | 9241.8282 | 4985272.0241 | 2048909.1869 | 389206.1352 | 34716.777 | 17735.4728 | 28090.8738 | 9488.4308 | 14035436.9771 | 164070.8084 | 4336.522 | 5186.2105 | 53094.3514 | 2948.9437 | 166130.6775 | 21458.01 | 812603.5988 | 45981.45 | 19414.39 | 204362 | 4617.2188 | 61308.6
| 0 | 0 | 0 | 0 | 0 | -1 | 0 | 0 | 0 | 0 | 0 | -1 | -2 | 0 | 0 | 0 | 0
| TOTAL | TOTAL | TOTAL
SUMMARY - | RETAIL | WHOLESALE | SYSTEM
Transmission GCP at Generator (A) | 308388.8532 | 1049122.6799 | 1357511.5332
Primary GCP at Generator (B) | 401628.0643 | 0 | 401628.0643
Secondary GCP at Generator | 23092393.1342 | 0 | 23092393.1342
Total GCP Demand at Generation | 23802410.0517 | 1049122.6799 | 24851532.7316

## Avg 12 CP - MFR E-9 (col 9)
OPC 015018
FPL RC-16
AVERAGE 12 CP @ GENERATION
2017 TEST YEAR
RC2016 - Base Scenario_12CP and 1/13th | CILC-1D | CILC-1G | CILC-1T | GS(T)-1 | GSCU-1 | GSD(T)-1 | GSLD(T)-1 | GSLD(T)-2 | GSLD(T)-3 | MET | OL-1 | OS-2 | RS(T)-1 | SL-1 | SL-2 | SST-DST | SST-TST | BLOUNTSTOWN | FKEC | HOMESTEAD | LCEC | NEW SMRYNA BEACH | QUINCY | SEMINOLE | WAUCHULA | WINTER PARK
Average 12 CP at Generation -
12CP Average at Meter | 352331.1723 | 13628.6563 | 189373.0219 | 1051580.9376 | 8458.0133 | 4065937.2267 | 1643142.8435 | 328754.9578 | 23019.3145 | 14578.7142 | 1868.0434 | 1340.5598 | 11039191.551 | 10984.7496 | 3942.1332 | 1735.3398 | 9563.7478 | 0 | 130882.078 | 3425.2052 | 664342.8031 | 7339.7254 | 3098.9952 | 195726.012 | 0 | 9786.3006
% Transmission | 0 | 0 | 1 | 0 | 0 | 0 | 0 | 0 | 1 | 0 | 0 | 0 | 0 | 0 | 0 | 0 | 1 | 1 | 1 | 1 | 1 | 1 | 1 | 1 | 1 | 1
Delivered Demand at Transmission - Expansion Factor | 1.0218 | 1.0218 | 1.0218 | 1.0218 | 1.0218 | 1.0218 | 1.0218 | 1.0218 | 1.0218 | 1.0218 | 1.0218 | 1.0218 | 1.0218 | 1.0218 | 1.0218 | 1.0218 | 1.0218 | 1.0218 | 1.0218 | 1.0218 | 1.0218 | 1.0218 | 1.0218 | 1.0218 | 1.0218 | 1.0218
Transmission 12CP at Generator (A) | 0 | 0 | 193503.2475 | 0 | 0 | 0 | 0 | 0 | 23521.3657 | 0 | 0 | 0 | 0 | 0 | 0 | 0 | 9772.3331 | 0 | 133736.6162 | 3499.9089 | 678832.1197 | 7499.8049 | 3166.5843 | 199994.7963 | 0 | 9999.7398
12 CP Average | 352331.1723 | 13628.6563 | 189373.0219 | 1051580.9376 | 8458.0133 | 4065937.2267 | 1643142.8435 | 328754.9578 | 23019.3145 | 14578.7142 | 1868.0434 | 1340.5598 | 11039191.551 | 10984.7496 | 3942.1332 | 1735.3398 | 9563.7478 | 0 | 130882.078 | 3425.2052 | 664342.8031 | 7339.7254 | 3098.9952 | 195726.012 | 0 | 9786.3006
% Primary - KW | 0.39212 | 0.01428 | 0 | 0 | 0 | 0.00288 | 0.03935 | 0.32521 | 0 | 1 | 0 | 1 | 0 | 0 | 0 | 1 | 0 | 0 | 0 | 0 | 0 | 0 | 0 | 0 | 0 | 0
Delivered Demand at Primary - Expansion Factor | 1.0348 | 1.0348 | 1.0348 | 1.0348 | 1.0348 | 1.0348 | 1.0348 | 1.0348 | 1.0348 | 1.0348 | 1.0348 | 1.0348 | 1.0348 | 1.0348 | 1.0348 | 1.0348 | 1.0348 | 1.0348 | 1.0348 | 1.0348 | 1.0348 | 1.0348 | 1.0348 | 1.0348 | 1.0348 | 1.0348
Primary 12CP at Generator (B) | 142962.55 | 201.3879 | 0 | 0 | 0 | 12117.2866 | 66907.1113 | 110633.9518 | 0 | 15085.9077 | 0 | 1387.1979 | 0 | 0 | 0 | 1795.7122 | 0 | 0 | 0 | 0 | 0 | 0 | 0 | 0 | 0 | 0
12 CP Average | 352331.1723 | 13628.6563 | 189373.0219 | 1051580.9376 | 8458.0133 | 4065937.2267 | 1643142.8435 | 328754.9578 | 23019.3145 | 14578.7142 | 1868.0434 | 1340.5598 | 11039191.551 | 10984.7496 | 3942.1332 | 1735.3398 | 9563.7478 | 0 | 130882.078 | 3425.2052 | 664342.8031 | 7339.7254 | 3098.9952 | 195726.012 | 0 | 9786.3006
% Secondary - KW | 0.60788 | 0.98572 | 0 | 1 | 1 | 0.99712 | 0.96065 | 0.67479 | 0 | 0 | 1 | 0 | 1 | 1 | 1 | 0 | 0 | 0 | 0 | 0 | 0 | 0 | 0 | 0 | 0 | 0
Delivered Demand at Secondary - Expansion Factor | 1.0643 | 1.0643 | 1.0643 | 1.0643 | 1.0643 | 1.0643 | 1.0643 | 1.0643 | 1.0643 | 1.0643 | 1.0643 | 1.0643 | 1.0643 | 1.0643 | 1.0643 | 1.0643 | 1.0643 | 1.0643 | 1.0643 | 1.0643 | 1.0643 | 1.0643 | 1.0643 | 1.0643 | 1.0643 | 1.0643
Secondary 12CP at Generator (C) | 227948.6719 | 14297.9822 | 0 | 1119208.1076 | 9001.9481 | 4314954.6869 | 1679997.5541 | 236107.1242 | 0 | 0 | 1988.1772 | 0 | 11749121.9596 | 11691.1789 | 4195.6518 | 0 | 0 | 0 | 0 | 0 | 0 | 0 | 0 | 0 | 0 | 0
Transmission 12CP at Generator (A) | 0 | 0 | 193503.2475 | 0 | 0 | 0 | 0 | 0 | 23521.3657 | 0 | 0 | 0 | 0 | 0 | 0 | 0 | 9772.3331 | 0 | 133736.6162 | 3499.9089 | 678832.1197 | 7499.8049 | 3166.5843 | 199994.7963 | 0 | 9999.7398
Primary 12CP at Generator (B) | 142962.55 | 201.3879 | 0 | 0 | 0 | 12117.2866 | 66907.1113 | 110633.9518 | 0 | 15085.9077 | 0 | 1387.1979 | 0 | 0 | 0 | 1795.7122 | 0 | 0 | 0 | 0 | 0 | 0 | 0 | 0 | 0 | 0
Secondary 12CP at Generator | 227948.6719 | 14297.9822 | 0 | 1119208.1076 | 9001.9481 | 4314954.6869 | 1679997.5541 | 236107.1242 | 0 | 0 | 1988.1772 | 0 | 11749121.9596 | 11691.1789 | 4195.6518 | 0 | 0 | 0 | 0 | 0 | 0 | 0 | 0 | 0 | 0 | 0
Average 12CP Demand at Generation | 370911.2219 | 14499.3701 | 193503.2475 | 1119208.1076 | 9001.9481 | 4327071.9736 | 1746904.6653 | 346741.076 | 23521.3657 | 15085.9077 | 1988.1772 | 1387.1979 | 11749121.9596 | 11691.1789 | 4195.6518 | 1795.7122 | 9772.3331 | 0 | 133736.6162 | 3499.9089 | 678832.1197 | 7499.8049 | 3166.5843 | 199994.7963 | 0 | 9999.7398
Check | 0 | -1 | 0 | 0 | 0 | 0 | 0 | 0 | 0 | 0 | 0 | 0 | -1 | 0 | 0 | 0 | 0
| TOTAL | TOTAL | TOTAL
SUMMARY - | RETAIL | WHOLESALE | SYSTEM
Transmission 12CP at Generator (A) | 226796.9463 | 1036729.57 | 1263526.5163
Primary 12CP at Generator (B) | 351091.1053 | 0 | 351091.1053
Secondary 12CP at Generator | 19368513.0427 | 0 | 19368513.0427
Average 12CP Demand | 19946401.0944 | 1036729.57 | 20983130.6644

## 2017 CP
OPC 015019
FPL RC-16
| 12 COINCIDENT PEAK (12CP) FORECAST - KW AT METER | [16 empty] | FE:[CP @ Meter - Forecasted]
2017 - TEST YEAR
INDEX | TARIFF |  | JAN | FEB | MAR | APR | MAY | JUN | JUL | AUG | SEP | OCT | NOV | DEC | TOTAL | 12CP | %12CP
RETAIL:
CILC-1D -FE:[CP @ Meter - Forecasted] | CILC-1D | Commercial/Industrial Load Control - Distribution | 351156.5045 | 358905.0315 | 328923.1114 | 356040.8332 | 354913.104 | 370328.7821 | 364459.4365 | 375554.6898 | 349749.5163 | 340949.3768 | 336112.6358 | 340881.0452 | 4227974.0671 | 352331.1723 | 1.782%
CILC-1G -FE:[CP @ Meter - Forecasted] | CILC-1G | Commercial/Industrial Load Control - General | 13652.2315 | 13966.2914 | 12895.7523 | 13653.8124 | 13981.8416 | 14261.68 | 14059.9102 | 14517.4439 | 13532.8861 | 13324.0734 | 12685.9338 | 13012.0195 | 163543.8759 | 13628.6563 | 0.06892%
CILC-1T -FE:[CP @ Meter - Forecasted] | CILC-1T | Commercial/Industrial Load Control - Transmission | 178847.5783 | 189733.0524 | 194425.5144 | 186006.6049 | 197023.8275 | 192146.0617 | 190789.2566 | 194012.0861 | 183900.6909 | 180860.799 | 191816.2813 | 192914.5096 | 2272476.2626 | 189373.0219 | 0.9577%
GS(T)-1 -FE:[CP @ Meter - Forecasted] | GS(T)-1 | General Service Non-Demand (0-20k W) | 690875.3147 | 1032439.1498 | 674748.3397 | 1046329.4959 | 1148803.4099 | 1285832.6736 | 1277830.8561 | 1302479.8836 | 1151448.5474 | 1106355.517 | 1005809.1996 | 896018.8635 | 12618971.2506 | 1051580.9376 | 5.318%
GSCU-1 -FE:[CP @ Meter - Forecasted] | GSCU-1 | General Service Constant Use | 8352.0648 | 8881.3556 | 8787.028 | 8526.1841 | 8682.825 | 8577.4365 | 8404.1528 | 8683.3988 | 8272.1167 | 8091.9145 | 8075.4401 | 8162.2428 | 101496.1596 | 8458.0133 | 0.04277%
GSD(T)-1 -FE:[CP @ Meter - Forecasted] | GSD(T)-1 | General Service Demand (21-499 kW) | 3364725.4116 | 3961324.4371 | 3275101.8437 | 3986201.9123 | 4317263.1091 | 4536051.3369 | 4580685.8908 | 4583812.1946 | 4299301.5476 | 4213047.7488 | 3951870.827 | 3721860.4612 | 48791246.7207 | 4065937.2267 | 20.56%
GSLD(T)-1 -FE:[CP @ Meter - Forecasted] | GSLD(T)-1 | General Service Large Demand (500-1999 kW) | 1450117.8498 | 1687248.1019 | 1411687.0794 | 1630913.0357 | 1725298.7703 | 1812710.2354 | 1741948.4834 | 1797584.8273 | 1626714.7217 | 1733417.7607 | 1589541.1308 | 1510532.1258 | 19717714.1222 | 1643142.8435 | 8.31%
GSLD(T)-2 -FE:[CP @ Meter - Forecasted] | GSLD(T)-2 | General Service Large Demand (2000 kW+) | 304591.7239 | 342034.5918 | 307881.3348 | 318873.183 | 332900.6092 | 334533.1413 | 344054.1296 | 348552.3972 | 327748.4653 | 325394.2111 | 330023.2788 | 328472.4272 | 3945059.493 | 328754.9578 | 1.663%
GSLD(T)-3 -FE:[CP @ Meter - Forecasted] | GSLD(T)-3 | General Service Large Demand - Transmission | 22546.3288 | 26328.5665 | 25352.9281 | 27078.0855 | 24835.0246 | 26616.8305 | 22699.0402 | 25653.7919 | 18977.5555 | 21283.4679 | 17671.1368 | 17189.0171 | 276231.7735 | 23019.3145 | 0.1164%
MET -FE:[CP @ Meter - Forecasted] | MET | Metropolitan Transit Service | 15649.1258 | 13768.6374 | 12233.0554 | 15795.9097 | 16021.5441 | 15234.5749 | 15690.5671 | 16422.4544 | 14104.3184 | 13957.7238 | 13802.0035 | 12264.6562 | 174944.5707 | 14578.7142 | 0.07373%
OL-1 -FE:[CP @ Meter - Forecasted] | OL-1 | Outdoor Lighting | 8960.6459 | 0 | 0 | 0 | 0 | 0 | 0 | 0 | 0 | 0 | 6761.3059 | 6694.5684 | 22416.5203 | 1868.0434 | 0.009447%
OS-2 -FE:[CP @ Meter - Forecasted] | OS-2 | Sports Field Service | 2434.9221 | 596.3858 | 936.1967 | 984.977 | 950.5341 | 938.2293 | 805.4858 | 958.5987 | 941.0412 | 812.8096 | 2664.678 | 3062.859 | 16086.7174 | 1340.5598 | 0.006779%
RS(T)-1 -FE:[CP @ Meter - Forecasted] | RS(T)-1 | Residential Service | 12266437.3195 | 8706780.3796 | 10092340.8703 | 10223745.1103 | 11309182.2596 | 12157254.8743 | 12587331.9019 | 12995888.7258 | 12467263.384 | 11211193.1816 | 9341469.1802 | 9111411.4243 | 132470298.6115 | 11039191.551 | 55.83%
SL-1 -FE:[CP @ Meter - Forecasted] | SL-1 | Street Lighting | 54020.6601 | 0 | 0 | 0 | 0 | 0 | 0 | 0 | 0 | 0 | 38700.4903 | 39095.8453 | 131816.9957 | 10984.7496 | 0.05555%
SL-2 -FE:[CP @ Meter - Forecasted] | SL-2 | Traffic Signal Service | 3962.0894 | 4054.5546 | 4081.4904 | 4074.4914 | 4025.1854 | 3986.4637 | 3912.2814 | 4039.3386 | 3845.8307 | 3766.9357 | 3752.0979 | 3804.8397 | 47305.5989 | 3942.1332 | 0.01994%
SST-DST -FE:[CP @ Meter - Forecasted] | SST-DST | Standby Service - Distribution | 1075.9832 | 1499.9031 | 1167.3681 | 2151.2286 | 1889.3305 | 2225.6084 | 2122.4868 | 1706.8203 | 1233.7709 | 2597.3484 | 2591.3957 | 562.833 | 20824.0771 | 1735.3398 | 0.008776%
SST-TST -FE:[CP @ Meter - Forecasted] | SST-TST | Standby Service - Transmission | 11021.0948 | 9702.049 | 8563.413 | 9228.2023 | 10154.0889 | 8162.7806 | 6926.1254 | 6129.1667 | 10819.6444 | 7217.6139 | 18841.5641 | 7999.2305 | 114764.9736 | 9563.7478 | 0.04837%
| TOTAL RETAIL: |  | 18748426.8488 | 16357262.4875 | 16359125.3257 | 17829603.0662 | 19465925.4635 | 20768860.7092 | 21161720.0047 | 21675995.8177 | 20477854.037 | 19182270.482 | 16872188.5797 | 16213938.9685 | 225113171.7905 | 18759430.9825 | 94.87%
WHOLESALE:
BLOUNTSTOWN -FE:[CP @ Meter - Forecasted] | BLOUNTSTOWN | City of Blountstown | 0 | 0 | 0 | 0 | 0 | 0 | 0 | 0 | 0 | 0 | 0 | 0 | 0 | 0 | 0%
FKEC -FE:[CP @ Meter - Forecasted] | FKEC | Florida Keys Electric Cooperative | 110001.339 | 117045.3731 | 111072.6049 | 131904.5688 | 140213.2097 | 144301.1543 | 155346.6686 | 152483.4829 | 140672.4113 | 134494.2455 | 119320.0629 | 113729.8155 | 1570584.9365 | 130882.078 | 0.6619%
HOMESTEAD -FE:[CP @ Meter - Forecasted] | HOMESTEAD | City of Homestead | 20551.2313 | 0 | 0 | 0 | 0 | 0 | 0 | 20551.2313 | 0 | 0 | 0 | 0 | 41102.4625 | 3425.2052 | 0.01732%
LCEC -FE:[CP @ Meter - Forecasted] | LCEC | Lee County Electric Cooperative | 729243.6769 | 654650.47 | 603275.6572 | 591012.533 | 684847.2687 | 752108.9146 | 733115.2369 | 766732.8487 | 658437.9182 | 693524.843 | 569677.3138 | 535486.9567 | 7972113.6376 | 664342.8031 | 3.36%
NEW SMRYNA BEACH -FE:[CP @ Meter - Forecasted] | NEW SMRYNA BEACH | City of New Smryna Beach | 44038.3527 | 0 | 0 | 0 | 0 | 0 | 0 | 44038.3527 | 0 | 0 | 0 | 0 | 88076.7054 | 7339.7254 | 0.03712%
QUINCY -FE:[CP @ Meter - Forecasted] | QUINCY | City of Quincy | 18593.9711 | 0 | 0 | 0 | 0 | 0 | 0 | 18593.9711 | 0 | 0 | 0 | 0 | 37187.9423 | 3098.9952 | 0.01567%
SEMINOLE -FE:[CP @ Meter - Forecasted] | SEMINOLE | City of Seminole | 195726.012 | 195726.012 | 195726.012 | 195726.012 | 195726.012 | 195726.012 | 195726.012 | 195726.012 | 195726.012 | 195726.012 | 195726.012 | 195726.0119 | 2348712.1437 | 195726.012 | 0.9898%
WAUCHULA -FE:[CP @ Meter - Forecasted] | WAUCHULA | City of Wauchula | 0 | 0 | 0 | 0 | 0 | 0 | 0 | 0 | 0 | 0 | 0 | 0 | 0 | 0 | 0%
WINTER PARK -FE:[CP @ Meter - Forecasted] | WINTER PARK | City of Winter Park | 58717.8036 | 0 | 0 | 0 | 0 | 0 | 0 | 58717.8036 | 0 | 0 | 0 | 0 | 117435.6072 | 9786.3006 | 0.04949%
| TOTAL WHOLESALE: |  | 1176872.3865 | 967421.855 | 910074.2741 | 918643.1138 | 1020786.4904 | 1092136.0809 | 1084187.9174 | 1256843.7022 | 994836.3414 | 1023745.1005 | 884723.3887 | 844942.7841 | 12175213.4351 | 1014601.1196 | 5.131%
| TOTAL SYSTEM PEAK |  | 19925299.2353 | 17324684.3426 | 17269199.5998 | 18748246.1799 | 20486711.9539 | 21860996.7901 | 22245907.9221 | 22932839.5199 | 21472690.3784 | 20206015.5825 | 17756911.9684 | 17058881.7526 | 237288385.2256 | 19774032.1021 | 100%

## 2017 GNCP
OPC 015020
FPL RC-16
| GROUP NON-COINCIDENT PEAK (GNCP) FORECAST - KW AT METER | [16 empty] | FG:[GNCP - Forecasted]
2017 - TEST YEAR
INDEX | TARIFF |  | JAN | FEB | MAR | APR | MAY | JUN | JUL | AUG | SEP | OCT | NOV | DEC | TOTAL | GNCP | %GNCP
RETAIL:
CILC-1D -FG:[GNCP - Forecasted] | CILC-1D | Commercial/Industrial Load Control - Distribution | 365872.3505 | 371815.284 | 337812.7917 | 356040.8332 | 354913.104 | 370328.7821 | 364459.4365 | 375554.6898 | 371903.1403 | 353372.2022 | 358176.4529 | 358567.4123 | 4338816.4795 | 375554.6898 | 1.584%
CILC-1G -FG:[GNCP - Forecasted] | CILC-1G | Commercial/Industrial Load Control - General | 13889.151 | 14438.3159 | 12895.7523 | 13653.8124 | 13981.8416 | 14261.68 | 14059.9102 | 14517.4439 | 14397.1852 | 13664.4654 | 13594.8458 | 13802.148 | 167156.5517 | 14517.4439 | 0.06123%
CILC-1T -FG:[GNCP - Forecasted] | CILC-1T | Commercial/Industrial Load Control - Transmission | 197531.7859 | 208367.1052 | 194425.5144 | 198616.4804 | 197023.8275 | 205530.6252 | 200006.7132 | 197283.6283 | 215869.6087 | 200288.6251 | 212999.0852 | 208406.6696 | 2436349.6685 | 215869.6087 | 0.9104%
GS(T)-1 -FG:[GNCP - Forecasted] | GS(T)-1 | General Service Non-Demand (0-20k W) | 1035356.6217 | 1043251.4461 | 944414.9282 | 1089943.3579 | 1148803.4099 | 1285832.6736 | 1277830.8561 | 1302479.8836 | 1300772.3928 | 1185969.3144 | 1101525.781 | 1050205.8246 | 13766386.4897 | 1302479.8836 | 5.493%
GSCU-1 -FG:[GNCP - Forecasted] | GSCU-1 | General Service Constant Use | 8352.0648 | 8881.3556 | 8787.028 | 8526.1841 | 8682.825 | 8577.4365 | 8404.1528 | 8683.3988 | 8272.1167 | 8091.9145 | 8315.4785 | 8250.9254 | 101824.8806 | 8881.3556 | 0.03746%
GSD(T)-1 -FG:[GNCP - Forecasted] | GSD(T)-1 | General Service Demand (21-499 kW) | 4162991.6159 | 4054188.2314 | 3732874.5601 | 4062639.488 | 4317263.1091 | 4548061.1015 | 4580685.8908 | 4583812.1946 | 4684415.5198 | 4378315.5982 | 4238799.9347 | 4101395.1772 | 51445442.4215 | 4684415.5198 | 19.76%
GSLD(T)-1 -FG:[GNCP - Forecasted] | GSLD(T)-1 | General Service Large Demand (500-1999 kW) | 1764827.6494 | 1760319.2765 | 1635941.559 | 1678945.5905 | 1757629.1397 | 1822863.6509 | 1745951.922 | 1830142.0544 | 1927209.0426 | 1827624.8142 | 1826626.4907 | 1848974.6928 | 21427055.8827 | 1927209.0426 | 8.128%
GSLD(T)-2 -FG:[GNCP - Forecasted] | GSLD(T)-2 | General Service Large Demand (2000 kW+) | 364887.5795 | 352583.9757 | 327008.4661 | 334280.0141 | 337928.1781 | 351419.0559 | 357853.6614 | 353564.7651 | 369017.2737 | 347695.9464 | 360255.9829 | 358198.0202 | 4214692.9191 | 369017.2737 | 1.556%
GSLD(T)-3 -FG:[GNCP - Forecasted] | GSLD(T)-3 | General Service Large Demand - Transmission | 27380.6831 | 36183.5764 | 28922.0574 | 31958.3819 | 31038.8916 | 33975.7656 | 25818.6983 | 28906.8599 | 27487.6753 | 27112.4006 | 25303.0565 | 25394.5516 | 349482.5981 | 36183.5764 | 0.1526%
MET -FG:[GNCP - Forecasted] | MET | Metropolitan Transit Service | 16371.6173 | 16723.7042 | 13961.1564 | 16287.5252 | 16021.5441 | 16528.0599 | 16563.6591 | 16462.0837 | 17139.2 | 16299.3251 | 16290.0604 | 14691.1833 | 193339.1187 | 17139.2 | 0.07228%
OL-1 -FG:[GNCP - Forecasted] | OL-1 | Outdoor Lighting | 19911.6819 | 22960.0465 | 22035.3661 | 24241.7925 | 24823.1458 | 26393.5073 | 25192.8974 | 23977.7273 | 23236.7087 | 21103.9035 | 20724.4948 | 19575.1464 | 274176.4181 | 26393.5073 | 0.1113%
OS-2 -FG:[GNCP - Forecasted] | OS-2 | Sports Field Service | 8218.5706 | 10671.343 | 11767.8131 | 9102.4431 | 7955.8681 | 6645.0564 | 5039.8283 | 5681.5215 | 8677.8369 | 9169.4265 | 10974.529 | 9220.1915 | 103124.4281 | 11767.8131 | 0.04963%
RS(T)-1 -FG:[GNCP - Forecasted] | RS(T)-1 | Residential Service | 12266437.3195 | 10690369.0074 | 10092340.8703 | 10223745.1103 | 11309182.2596 | 12157254.8743 | 12587331.9019 | 12995888.7258 | 13187357.9851 | 11711310.127 | 9915916.0957 | 9119559.8866 | 136256694.1635 | 13187357.9851 | 55.62%
SL-1 -FG:[GNCP - Forecasted] | SL-1 | Street Lighting | 119483.8845 | 127621.4905 | 123213.8151 | 139960.6006 | 142845.0884 | 143774.1142 | 142026.8963 | 154156.9734 | 132575.2915 | 113636.475 | 110486.388 | 119847.2015 | 1569628.2191 | 154156.9734 | 0.6501%
SL-2 -FG:[GNCP - Forecasted] | SL-2 | Traffic Signal Service | 3962.0894 | 4054.5546 | 4081.4904 | 4074.4914 | 4025.1854 | 3986.4637 | 3912.2814 | 4039.3386 | 3845.8307 | 3766.9357 | 3831.5469 | 3804.8397 | 47385.0479 | 4081.4904 | 0.01721%
SST-DST -FG:[GNCP - Forecasted] | SST-DST | Standby Service - Distribution | 2094.8998 | 3688.2856 | 1559.5731 | 3752.7794 | 3780.5827 | 3297.8128 | 3153.7324 | 3347.9186 | 3632.0019 | 5011.8483 | 8201.2538 | 2237.9848 | 43758.6731 | 8201.2538 | 0.03459%
SST-TST -FG:[GNCP - Forecasted] | SST-TST | Standby Service - Transmission | 27161.0627 | 35824.2698 | 51499.061 | 38254.5106 | 51961.0802 | 42020.0669 | 27417.5291 | 33207.6012 | 25998.538 | 35228.2666 | 57625.5799 | 29998.7859 | 456196.352 | 57625.5799 | 0.243%
| TOTAL RETAIL: |  | 20404730.6275 | 18761941.2685 | 17543541.8027 | 18234023.3955 | 19727859.0806 | 21040750.7269 | 21385709.9672 | 21931706.8085 | 22321807.3479 | 20257661.5885 | 18289647.0566 | 17292130.6414 | 237191510.312 | 22400852.1971 | 94.47%
WHOLESALE:
BLOUNTSTOWN -FG:[GNCP - Forecasted] | BLOUNTSTOWN | City of Blountstown | 2835 | 2287 | 1961 | 2171.6667 | 2432.3333 | 2766.6667 | 2786 | 2886 | 2745.6667 | 2309.3333 | 2502 | 2128 | 29810.6667 | 2886 | 0.01217%
FKEC -FG:[GNCP - Forecasted] | FKEC | Florida Keys Electric Cooperative | 127064.7877 | 125678.9647 | 133007.5305 | 138253.7555 | 151373.492 | 154828.4723 | 162584.7051 | 162016.2178 | 152912.5794 | 138146.0758 | 123425.4761 | 128105.0915 | 1697397.1485 | 162584.7051 | 0.6857%
HOMESTEAD -FG:[GNCP - Forecasted] | HOMESTEAD | City of Homestead | 21000 | 0 | 0 | 0 | 0 | 0 | 0 | 21000 | 0 | 0 | 0 | 0 | 42000 | 21000 | 0.08857%
LCEC -FG:[GNCP - Forecasted] | LCEC | Lee County Electric Cooperative | 752102 | 672677 | 619483 | 632208 | 721094 | 776545 | 782863 | 795259 | 760044 | 713212 | 585750 | 554266 | 8365503 | 795259 | 3.354%
NEW SMRYNA BEACH -FG:[GNCP - Forecasted] | NEW SMRYNA BEACH | City of New Smryna Beach | 45000 | 11666.6667 | 6666.6667 | 3333.3333 | 6666.6667 | 11666.6667 | 11666.6667 | 45000 | 8333.3333 | 6666.6667 | 3333.3333 | 6666.6667 | 166666.6667 | 45000 | 0.1898%
QUINCY -FG:[GNCP - Forecasted] | QUINCY | City of Quincy | 19000 | 0 | 0 | 0 | 0 | 0 | 0 | 19000 | 0 | 0 | 0 | 0 | 38000 | 19000 | 0.08013%
SEMINOLE -FG:[GNCP - Forecasted] | SEMINOLE | City of Seminole | 200000 | 200000 | 200000 | 200000 | 200000 | 200000 | 200000 | 200000 | 200000 | 200000 | 200000 | 200000 | 2400000 | 200000 | 0.8435%
WAUCHULA -FG:[GNCP - Forecasted] | WAUCHULA | City of Wauchula | 4148 | 3136 | 3006 | 4157.6667 | 4218.3333 | 4414.6667 | 4319 | 4518.6667 | 4361.3333 | 4113 | 3172 | 3207 | 46771.6667 | 4518.6667 | 0.01906%
WINTER PARK -FG:[GNCP - Forecasted] | WINTER PARK | City of Winter Park | 60000 | 7666.6667 | 7666.6667 | 7666.6667 | 7666.6667 | 7666.6667 | 7666.6667 | 60000 | 7666.6667 | 7666.6667 | 7666.6667 | 7666.6667 | 196666.6667 | 60000 | 0.253%
| TOTAL WHOLESALE: |  | 1231149.7877 | 1023112.2981 | 971790.8638 | 987791.0889 | 1093451.492 | 1157888.1389 | 1171886.0384 | 1309679.8845 | 1136063.5794 | 1072113.7425 | 925849.4761 | 902039.4249 | 12982815.8152 | 1310248.3717 | 5.526%
| TOTAL SYSTEM PEAK |  | 21635880.4152 | 19785053.5665 | 18515332.6665 | 19221814.4844 | 20821310.5726 | 22198638.8659 | 22557596.0056 | 23241386.693 | 23457870.9272 | 21329775.331 | 19215496.5328 | 18194170.0663 | 250174326.1271 | 23711100.5689 | 100%

## Load Research - Forecast stats
OPC 015021
FPL RC-16
[7 empty] | RC2016 - Base Scenario_12CP and 1/13th | a-Jan 2012 | a-Feb 2012 | a-Mar 2012 | a-Apr 2012 | a-May 2012 | a-Jun 2012 | a-Jul 2012 | a-Aug 2012 | a-Sep 2012 | a-Oct 2012 | a-Nov 2012 | a-Dec 2012 | a-Jan 2013 | a-Feb 2013 | a-Mar 2013 | a-Apr 2013 | a-May 2013 | a-Jun 2013 | a-Jul 2013 | a-Aug 2013 | a-Sep 2013 | a-Oct 2013 | a-Nov 2013 | a-Dec 2013 | a-Jan 2014 | a-Feb 2014 | a-Mar 2014 | a-Apr 2014 | a-May 2014 | a-Jun 2014 | a-Jul 2014 | a-Aug 2014 | a-Sep 2014 | a-Oct 2014 | a-Nov 2014 | a-Dec 2014 | Jan 2015 | Feb 2015 | Mar 2015 | Apr 2015 | May 2015 | Jun 2015 | Jul 2015 | Aug 2015 | Sep 2015 | Oct 2015 | Nov 2015 | Dec 2015 | Jan 2016 | Feb 2016 | Mar 2016 | Apr 2016 | May 2016 | Jun 2016 | Jul 2016 | Aug 2016 | Sep 2016 | Oct 2016 | Nov 2016 | Dec 2016 | Jan 2017 | Feb 2017 | Mar 2017 | Apr 2017 | May 2017 | Jun 2017 | Jul 2017 | Aug 2017 | Sep 2017 | Oct 2017 | Nov 2017 | Dec 2017 | Jan 2018 | Feb 2018 | Mar 2018 | Apr 2018 | May 2018 | Jun 2018 | Jul 2018 | Aug 2018 | Sep 2018 | Oct 2018 | Nov 2018 | Dec 2018
Rate Class | Max 2017 | Winter 2017 | Summer 2017 | Max 2018 | Winter 2018 | Summer 2018
BLOUNTSTOWN
BLOUNTSTOWN -FF:[CP @ Meter - Forecasted] | 0 | 0 | 0 | 0 | 0 | 0 | FF:[CP @ Meter - Forecasted] | 0 | 0 | 0 | 0 | 8313 | 7717 | 7540 | 6239 | 6691 | 5957 | 4439 | 4700 | 4302 | 4307 | 6742 | 4318 | 6673 | 7798 | 7539 | 6256 | 7974 | 4534 | 4625 | 4302 | 7005 | 4416 | 3073 | 6515 | 6900 | 7066 | 8358 | 8412 | 8215 | 5359 | 4212 | 3874 | 2938.3627 | 7835.634 | 3917.817 | 4897.2712 | 6856.1797 | 7835.634 | 6789.7238 | 7471.4585 | 8815.0882 | 8815.0882 | 8815.0882 | 8815.0882 | 8809.464 | 8809.464 | 8809.464 | 8809.464 | 8809.464 | 8809.464 | 8809.464 | 8809.464 | 8809.464 | 8809.464 | 8809.464 | 8809.464 | 0 | 0 | 0 | 0 | 0 | 0 | 0 | 0 | 0 | 0 | 0 | 0 | 0 | 0 | 0 | 0 | 0 | 0 | 0 | 0 | 0 | 0 | 0 | 0
BLOUNTSTOWN -FG:[GNCP - Forecasted] | 2886 | 2835 | 2886 | 0 | 0 | 0 | FG:[GNCP - Forecasted] | 0 | 0 | 0 | 0 | 8313 | 8105 | 8571 | 8455 | 7681 | 6442 | 6021 | 6464 | 6529 | 6727 | 6742 | 6324 | 7555 | 7987 | 8255 | 8389 | 8163 | 7220 | 5707 | 6401 | 8505 | 6861 | 5883 | 6515 | 7297 | 8300 | 8358 | 8658 | 8237 | 6928 | 7506 | 6384 | 5011.3333 | 7835.634 | 4208.3333 | 4897.2712 | 7721.6667 | 8130.6667 | 8394.6667 | 8500.6667 | 8815.0882 | 8815.0882 | 8815.0882 | 8815.0882 | 9000 | 9000 | 9000 | 9000 | 9000 | 9000 | 9000 | 9000 | 9000 | 9000 | 9000 | 9000 | 2835 | 2287 | 1961 | 2171.6667 | 2432.3333 | 2766.6667 | 2786 | 2886 | 2745.6667 | 2309.3333 | 2502 | 2128 | 0 | 0 | 0 | 0 | 0 | 0 | 0 | 0 | 0 | 0 | 0 | 0
BLOUNTSTOWN -FH:[NCP - Forecasted] | 2886 | 2835 | 2886 | 0 | 0 | 0 | FH:[NCP - Forecasted] | 0 | 0 | 0 | 0 | 8313 | 8105 | 8571 | 8455 | 7681 | 6442 | 6021 | 6464 | 6529 | 6727 | 6742 | 6324 | 7555 | 7987 | 8255 | 8389 | 8163 | 7220 | 5707 | 6401 | 8505 | 6861 | 5883 | 6515 | 7297 | 8300 | 8358 | 8658 | 8237 | 6928 | 7506 | 6384 | 5011.3333 | 7835.634 | 4208.3333 | 4897.2712 | 7721.6667 | 8130.6667 | 8394.6667 | 8500.6667 | 8815.0882 | 8815.0882 | 8815.0882 | 8815.0882 | 9000 | 9000 | 9000 | 9000 | 9000 | 9000 | 9000 | 9000 | 9000 | 9000 | 9000 | 9000 | 2835 | 2287 | 1961 | 2171.6667 | 2432.3333 | 2766.6667 | 2786 | 2886 | 2745.6667 | 2309.3333 | 2502 | 2128 | 0 | 0 | 0 | 0 | 0 | 0 | 0 | 0 | 0 | 0 | 0 | 0
BLOUNTSTOWN -FI:[NCP ONPK - Forecasted] | 2886 | 2835 | 2886 | 0 | 0 | 0 | FI:[NCP ONPK - Forecasted] | 0 | 0 | 0 | 0 | 8313 | 8105 | 8571 | 8455 | 7681 | 6442 | 6021 | 6200 | 6529 | 6727 | 6742 | 6324 | 7555 | 7987 | 8255 | 8389 | 8163 | 7220 | 5707 | 6401 | 8505 | 6861 | 5883 | 6515 | 7297 | 8300 | 8358 | 8658 | 8237 | 6928 | 7506 | 6384 | 5011.3333 | 4529.3333 | 4208.3333 | 4279.6667 | 7721.6667 | 8130.6667 | 8394.6667 | 8500.6667 | 8027 | 6863.3333 | 6411.3333 | 6328.3333 | 9000 | 9000 | 9000 | 9000 | 9000 | 9000 | 9000 | 9000 | 9000 | 9000 | 9000 | 9000 | 2835 | 2287 | 1961 | 2171.6667 | 2432.3333 | 2766.6667 | 2786 | 2886 | 2745.6667 | 2309.3333 | 2502 | 2128 | 0 | 0 | 0 | 0 | 0 | 0 | 0 | 0 | 0 | 0 | 0 | 0
CILC-1D
CILC-1D -FF:[CP @ Meter - Forecasted] | 375554.6898 | 358905.0315 | 375554.6898 | 378101.8091 | 361802.6264 | 378101.8091 | FF:[CP @ Meter - Forecasted] | 107012.5224 | 114491.0661 | 112031.6854 | 129406.983 | 114032.5146 | 130784.6894 | 118962.8742 | 123335.6998 | 118636.7644 | 91690.2211 | 117973.5294 | 114717.4032 | 234465.001 | 265181.6689 | 193644.088 | 236434.3545 | 231700.4858 | 257039.0663 | 229910.5453 | 245160.8511 | 275381.0692 | 232814.575 | 245569.1641 | 228448.357 | 321058.8522 | 370342.7901 | 285076.0335 | 360098.3923 | 319624.089 | 363824.3824 | 348673.8899 | 349645.5431 | 378713.8257 | 336936.4275 | 380011.4994 | 309450.5738 | 281294.9128 | 396457.168 | 306172.4269 | 358304.6342 | 330771.8268 | 358916.5927 | 328734.1152 | 359669.3446 | 334229.1668 | 325067.4554 | 319420.0299 | 268925.1609 | 337953.7681 | 352522.8118 | 323622.9439 | 351824.3402 | 350925.2877 | 366253.7016 | 360777.4638 | 373648.1918 | 346776.1799 | 337374.6523 | 332119.9671 | 336584.841 | 351156.5045 | 358905.0315 | 328923.1114 | 356040.8332 | 354913.104 | 370328.7821 | 364459.4365 | 375554.6898 | 349749.5163 | 340949.3768 | 336112.6358 | 340881.0452 | 353349.6445 | 361802.6264 | 331170.1345 | 357970.6007 | 356505.6022 | 372146.0945 | 366251.352 | 378101.8091 | 351181.9007 | 342734.7247 | 337864.3564 | 342430.2199
CILC-1D -FG:[GNCP - Forecasted] | 375554.6898 | 371815.284 | 375554.6898 | 378101.8091 | 371612.7018 | 378101.8091 | FG:[GNCP - Forecasted] | 126764.5999 | 122038.7785 | 121641.6762 | 135112.9395 | 116536.9793 | 140505.2791 | 125410.1305 | 130808.703 | 135534.1434 | 98550.9363 | 128514.0788 | 121436.8244 | 249289.2552 | 269832.5195 | 229735.1705 | 252852.2124 | 249009.8375 | 262142.151 | 248510.7638 | 259970.1675 | 284859.1526 | 240677.8236 | 254152.9239 | 247074.5289 | 376580.4794 | 388349.7411 | 338069.6666 | 384773.4592 | 357031.5485 | 374114.8818 | 367033.0048 | 373955.3963 | 397533.2105 | 358061.608 | 383621.762 | 340325.3761 | 358352.5508 | 396457.168 | 328169.4653 | 367485.7151 | 356001.6609 | 372768.2352 | 367192.7187 | 374203.5897 | 372439.8239 | 352532.8151 | 356513.5295 | 357720.3893 | 365236.7652 | 359936.3128 | 339045.5446 | 351824.3402 | 350925.2877 | 367837.81 | 365493.7379 | 373648.1918 | 373655.3754 | 354304.5645 | 358843.9242 | 359644.1335 | 365872.3505 | 371815.284 | 337812.7917 | 356040.8332 | 354913.104 | 370328.7821 | 364459.4365 | 375554.6898 | 371903.1403 | 353372.2022 | 358176.4529 | 358567.4123 | 364867.7685 | 371612.7018 | 338024.6649 | 357970.6007 | 356505.6022 | 372146.0945 | 366251.352 | 378101.8091 | 371362.3849 | 353270.376 | 358318.3066 | 358874.0323
CILC-1D -FH:[NCP - Forecasted] | 446830.9212 | 444576.5986 | 446830.9212 | 446181.2192 | 444334.3726 | 446181.2192 | FH:[NCP - Forecasted] | 155097.7633 | 146634.8931 | 144986.7701 | 163948.5345 | 143019.5891 | 170550.4528 | 150996.7753 | 159895.2184 | 162093.1725 | 118954.4083 | 152649.3344 | 145371.0532 | 295768.2429 | 319357.9581 | 278059.4028 | 306463.5206 | 303771.0128 | 316457.7188 | 303278.9798 | 307276.0862 | 344935.5355 | 288400.509 | 305537.0669 | 293411.2993 | 454661.3954 | 467044.9426 | 405766.4178 | 454772.8416 | 424718.2831 | 451878.0294 | 439912.1022 | 445615.0604 | 475872.5808 | 428790.995 | 457904.3303 | 413909.9603 | 432120.1094 | 430632.92 | 394009.9064 | 441930.5915 | 431603.7187 | 450942.0164 | 443473.1542 | 448578.3097 | 447475.7311 | 423414.99 | 425858.3133 | 429216.386 | 440421.4526 | 430373.0065 | 407068.0469 | 420289.3071 | 419851.9791 | 444977.6244 | 441421.2279 | 437922.8364 | 448936.1812 | 425542.977 | 428641.9887 | 431524.6205 | 441187.8742 | 444576.5986 | 405587.9675 | 420343.037 | 418402.2462 | 443442.7783 | 439596.111 | 436277.9672 | 446830.9212 | 424423.1489 | 427844.6888 | 430232.6998 | 439976.4972 | 444334.3726 | 405842.3487 | 420958.3395 | 418688.5113 | 443525.3201 | 439459.7479 | 435990.3439 | 446181.2192 | 424300.849 | 428014.1342 | 430600.6026
CILC-1D -FI:[NCP ONPK - Forecasted] | 427826.8936 | 424182.1615 | 427826.8936 | 427204.8238 | 423951.0473 | 427204.8238 | FI:[NCP ONPK - Forecasted] | 147272.9981 | 138945.7975 | 136635.6256 | 156751.351 | 135819.8154 | 162011.456 | 145047.8357 | 153946.2641 | 155716.9744 | 114339.7317 | 145214.3095 | 138570.6435 | 283316.6141 | 306645.7233 | 264957.3487 | 295157.7898 | 290583.936 | 303095.0161 | 292665.6569 | 296385.1289 | 328899.5397 | 278664.8096 | 291907.0391 | 280523.3538 | 439070.2152 | 445709.8804 | 390332.265 | 437690.8132 | 406578.2894 | 435533.823 | 422622.9238 | 426696.7978 | 456104.0694 | 411771.9827 | 436426.9108 | 399709.1672 | 413831.9035 | 410878.133 | 375188.4242 | 424462.1276 | 411970.4375 | 431545.6228 | 426676.8658 | 431393.5469 | 428444.2793 | 407567.3057 | 405953.6022 | 411272.856 | 421781.9168 | 410630.1428 | 387622.7896 | 403676.2716 | 400753.2744 | 425837.7775 | 424702.6551 | 421146.2784 | 429842.6154 | 409615.6459 | 408607.168 | 413484.5941 | 422515.902 | 424182.1615 | 386213.4122 | 403727.8777 | 399369.4886 | 424368.9499 | 422946.6634 | 419564.4232 | 427826.8936 | 408537.731 | 407847.1341 | 412246.6825 | 421355.7929 | 423951.0473 | 386455.6419 | 404318.8588 | 399642.7317 | 424447.9413 | 422815.465 | 419287.8185 | 427204.8238 | 408420.0086 | 408008.6596 | 412599.205
CILC-1G
CILC-1G -FF:[CP @ Meter - Forecasted] | 14517.4439 | 13966.2914 | 14517.4439 | 14605.1932 | 14060.7905 | 14605.1932 | FF:[CP @ Meter - Forecasted] | 7450.1946 | 7677.0982 | 7427.7415 | 8036.6229 | 7870.578 | 8783.5547 | 8116.0884 | 8355.7696 | 8094.5489 | 8072.9684 | 8072.4263 | 7168.1313 | 15250.9591 | 17266.1551 | 13246.5687 | 16505.4174 | 15949.1161 | 17309.2118 | 16143.1404 | 16327.0267 | 18572.0442 | 15967.056 | 16495.6329 | 15600.6727 | 23396.0247 | 25798.7767 | 20248.8816 | 24685.8174 | 15972.8266 | 18177.5597 | 16100.8087 | 17296.0643 | 17808.0508 | 15473.989 | 16901.026 | 13835.985 | 11392.9377 | 16045.1891 | 12081.1063 | 13072.7381 | 13355.662 | 13560.3605 | 12583.6173 | 13630.9058 | 12960.491 | 12733.8454 | 12085.6167 | 10290.2973 | 13155.5783 | 13741.2022 | 12710.9013 | 13512.2597 | 13845.3016 | 14122.3667 | 13932.3601 | 14459.0896 | 13433.0199 | 13200.7393 | 12551.7896 | 12864.6637 | 13652.2315 | 13966.2914 | 12895.7523 | 13653.8124 | 13981.8416 | 14261.68 | 14059.9102 | 14517.4439 | 13532.8861 | 13324.0734 | 12685.9338 | 13012.0195 | 13720.2962 | 14060.7905 | 12967.782 | 13712.6574 | 14030.8421 | 14319.6771 | 14119.2594 | 14605.1932 | 13577.5001 | 13381.8808 | 12740.1954 | 13060.2748
CILC-1G -FG:[GNCP - Forecasted] | 14517.4439 | 14438.3159 | 14517.4439 | 14605.1932 | 14411.7592 | 14605.1932 | FG:[GNCP - Forecasted] | 8626.4695 | 8063.9653 | 7573.3638 | 8658.4608 | 8012.5602 | 9039.6191 | 8368.9607 | 8654.3894 | 9170.4367 | 8425.8532 | 8686.347 | 7726.7959 | 16586.6832 | 17842.9392 | 15178.6797 | 17342.728 | 16453.3867 | 17868.2948 | 16840.1977 | 17202.6439 | 19068.3062 | 16513.4596 | 17124.4768 | 16743.017 | 25506.666 | 26821.7828 | 23542.2118 | 25705.9259 | 17355.4043 | 18873.9754 | 17681.3335 | 18257.8075 | 18991.82 | 16516.2333 | 17394.4275 | 15641.2809 | 14171.4039 | 16045.1891 | 12464.9965 | 13358.3013 | 13978.2552 | 13972.8903 | 13923.2286 | 13967.5842 | 14449.2181 | 13664.5554 | 13564.9831 | 13802.458 | 13882.4992 | 14000.7732 | 12818.8974 | 13512.2597 | 13845.3016 | 14122.3667 | 13981.6189 | 14459.0896 | 14481.3502 | 13717.4912 | 13638.1302 | 13861.4825 | 13889.151 | 14438.3159 | 12895.7523 | 13653.8124 | 13981.8416 | 14261.68 | 14059.9102 | 14517.4439 | 14397.1852 | 13664.4654 | 13594.8458 | 13802.148 | 13833.6967 | 14411.7592 | 12967.782 | 13712.6574 | 14030.8421 | 14319.6771 | 14119.2594 | 14605.1932 | 14364.8298 | 13648.341 | 13587.5991 | 13802.4628
CILC-1G -FH:[NCP - Forecasted] | 17734.2669 | 17596.2204 | 17734.2669 | 17694.4119 | 17563.8552 | 17694.4119 | FH:[NCP - Forecasted] | 10760.787 | 9702.9403 | 9238.191 | 10458.0624 | 9901.3533 | 11063.4859 | 10210.2888 | 10572.9149 | 11201.014 | 10213.5871 | 10606.2508 | 9507.62 | 20229.6275 | 21841.0239 | 19095.6076 | 21186.5584 | 20621.3245 | 21926.8991 | 20622.5372 | 21463.189 | 23117.3686 | 19979.4823 | 21019.5143 | 20518.2617 | 32276.5157 | 32933.5106 | 28664.17 | 31339.2704 | 22505.951 | 24965.8433 | 22616.7183 | 23653.5751 | 24244.0874 | 20611.663 | 22140.3845 | 20103.5764 | 17634.0533 | 17727.0013 | 15352.5777 | 16245.5718 | 17589.6007 | 17479.1185 | 17226.0988 | 17460.9709 | 17798.3604 | 16674.5686 | 16775.7361 | 17139.8293 | 17274.5575 | 17062.9796 | 15788.4617 | 16263.7197 | 16719.5366 | 17603.0253 | 17298.3404 | 17405.6087 | 17837.9402 | 16739.165 | 16866.1968 | 17213.1256 | 17282.8345 | 17596.2204 | 15702.7076 | 16241.5807 | 16637.1029 | 17520.463 | 17208.9429 | 17321.8577 | 17734.2669 | 16674.4588 | 16812.6672 | 17139.4443 | 17213.8306 | 17563.8552 | 15693.1325 | 16247.4073 | 16632.2172 | 17509.0812 | 17191.7165 | 17297.7762 | 17694.4119 | 16654.7825 | 16803.7053 | 17139.8353
CILC-1G -FI:[NCP ONPK - Forecasted] | 16837.9303 | 16722.8525 | 16837.9303 | 16800.0898 | 16692.0938 | 16800.0898 | FI:[NCP ONPK - Forecasted] | 10201.4181 | 9321.2835 | 8810.9875 | 10011.6574 | 9586.6096 | 10721.1539 | 9664.3592 | 10166.8708 | 10622.4451 | 9737.6782 | 10035.0803 | 9009.2731 | 19231.4968 | 20726.8592 | 18172.9179 | 20284.9445 | 19459.3381 | 20785.6919 | 19623.1812 | 20496.4441 | 22080.5962 | 19107.0731 | 19894.6427 | 19394.2788 | 30372.8392 | 31033.2084 | 27121.4838 | 29712.5563 | 21043.267 | 23544.7106 | 21372.4548 | 22396.7748 | 22857.357 | 19521.0322 | 20671.3015 | 18946.2087 | 16690.1535 | 16847.1423 | 14592.6689 | 15503.096 | 16710.9675 | 16679.226 | 16329.3566 | 16679.6941 | 16898.7844 | 15888.5384 | 15819.2257 | 16203.6575 | 16349.9005 | 16216.0785 | 15006.9778 | 15520.4145 | 15884.3647 | 16797.4625 | 16397.8376 | 16626.809 | 16936.3638 | 15950.0898 | 15904.5286 | 16272.9504 | 16357.7345 | 16722.8525 | 14925.4683 | 15499.2874 | 15806.0488 | 16718.6784 | 16313.0938 | 16546.8054 | 16837.9303 | 15888.4338 | 15854.0511 | 16203.2935 | 16292.4241 | 16692.0938 | 14916.3672 | 15504.8476 | 15801.4071 | 16707.8175 | 16296.7641 | 16523.8014 | 16800.0898 | 15869.685 | 15845.6002 | 16203.6631
CILC-1T
CILC-1T -FF:[CP @ Meter - Forecasted] | 197023.8275 | 194425.5144 | 197023.8275 | 201089.5671 | 199103.1775 | 201089.5671 | FF:[CP @ Meter - Forecasted] | 40988.0072 | 62457.5305 | 53670.4697 | 44860.4039 | 53887.8313 | 60783.6738 | 53510.7057 | 53822.7769 | 43923.8843 | 61289.7673 | 58888.7859 | 50612.1649 | 94767.6822 | 111040.6787 | 101596.8676 | 108408.7903 | 100196.7344 | 105094.692 | 94928.322 | 117983.345 | 116197.6619 | 88514.1972 | 114723.4356 | 114002.1378 | 161047.7396 | 151210.0543 | 133970.8923 | 166020.3855 | 172358.8886 | 187933.9202 | 175310.955 | 159917.1939 | 181187.9586 | 151735.2217 | 168231.5829 | 150618.3468 | 137193.0235 | 176493.8556 | 164308.5834 | 166439.1508 | 173177.2361 | 173020.6188 | 152462.3643 | 166746.4017 | 168050.5998 | 165435.5856 | 175437.1737 | 146366.0468 | 168545.8263 | 181895.5102 | 186512.316 | 179887.1059 | 190051.9901 | 185540.2302 | 184363.5469 | 188654.7611 | 178181.8655 | 175194.6559 | 185716.3995 | 186536.9217 | 178847.5783 | 189733.0524 | 194425.5144 | 186006.6049 | 197023.8275 | 192146.0617 | 190789.2566 | 194012.0861 | 183900.6909 | 180860.799 | 191816.2813 | 192914.5096 | 183675.6848 | 194756.916 | 199103.1775 | 189964.0318 | 201089.5671 | 196147.6287 | 194765.7726 | 198378.936 | 187615.3081 | 184565.4711 | 195555.5071 | 196375.0199
CILC-1T -FG:[GNCP - Forecasted] | 215869.6087 | 212999.0852 | 215869.6087 | 219013.0265 | 216111.1289 | 219013.0265 | FG:[GNCP - Forecasted] | 54749.3513 | 62629.2359 | 56862.5267 | 60220.2607 | 54553.3356 | 67539.6258 | 57141.8048 | 65588.8338 | 55301.4576 | 64888.2359 | 67832.4378 | 55695.8852 | 118216.9859 | 119320.7343 | 105816.6797 | 113116.4935 | 116086.0132 | 124045.8584 | 118578.1144 | 122460.1417 | 135993.5636 | 100732.6874 | 117841.8807 | 118233.6307 | 170498.576 | 191137.873 | 158908.5853 | 185312.445 | 178757.5859 | 204349.4763 | 184666.8239 | 177255.8853 | 205311.4695 | 182563.8752 | 183481.8631 | 179454.5917 | 185263.6141 | 176493.8556 | 167534.214 | 185667.6599 | 185333.7918 | 194185.1833 | 178756.8037 | 182036.1963 | 206720.5876 | 191699.4513 | 204038.5797 | 199945.8915 | 193088.9504 | 196879.3013 | 186512.316 | 194358.8988 | 190051.9901 | 201366.8693 | 196053.1158 | 193541.4301 | 211943.3595 | 196586.3854 | 209093.1441 | 204701.3554 | 197531.7859 | 208367.1052 | 194425.5144 | 198616.4804 | 197023.8275 | 205530.6252 | 200006.7132 | 197283.6283 | 215869.6087 | 200288.6251 | 212999.0852 | 208406.6696 | 201051.9774 | 212056.1704 | 199103.1775 | 202044.2044 | 201089.5671 | 208825.4296 | 203113.5981 | 200233.3957 | 219013.0265 | 203268.1806 | 216111.1289 | 211366.0724
CILC-1T -FH:[NCP - Forecasted] | 249350.3932 | 246171.7236 | 249350.3932 | 252981.3465 | 249768.4394 | 252981.3465 | FH:[NCP - Forecasted] | 64268.4522 | 72822.9272 | 67677.0827 | 69439.3155 | 62514.5751 | 79554.8831 | 67766.829 | 76894.672 | 64402.0918 | 73168.4192 | 78288.4946 | 62449.9164 | 135688.1305 | 139369.0126 | 125524.8029 | 135489.4474 | 134558.311 | 141502.4059 | 135156.377 | 136859.4964 | 156333.3129 | 120786.5632 | 132949.7971 | 138153.7548 | 196766.2536 | 221530.0428 | 179885.361 | 210755.7537 | 203008.2841 | 246483.5821 | 211908.8271 | 207886.5219 | 236354.636 | 204191.9047 | 217373.0897 | 198846.6771 | 214714.7846 | 197719.8288 | 195875.7441 | 215688.422 | 212497.0262 | 228189.223 | 206965.584 | 210049.2944 | 238782.384 | 219676.5767 | 235815.7022 | 226283.7078 | 223784.1068 | 229024.4615 | 217328.6273 | 225784.9548 | 213828.7661 | 236628.5042 | 226991.3467 | 223325.0401 | 244815.1935 | 225276.7228 | 241657.4683 | 231665.5838 | 228933.2153 | 242387.9187 | 222089.0557 | 230730.9484 | 218425.8519 | 241521.3811 | 231568.8428 | 227643.1158 | 249350.3932 | 229519.2771 | 246171.7236 | 235858.9796 | 233013.0082 | 246679.3102 | 226031.1044 | 234712.9039 | 222089.4541 | 245393.1434 | 235166.0108 | 231046.8156 | 252981.3465 | 232933.6769 | 249768.4394 | 239208.2088
CILC-1T -FI:[NCP ONPK - Forecasted] | 242775.856 | 240130.9085 | 242775.856 | 246311.0732 | 243639.3643 | 246311.0732 | FI:[NCP ONPK - Forecasted] | 59895.5922 | 67026.6061 | 62294.1824 | 65526.9901 | 59610.9322 | 72624.0928 | 64157.6487 | 71521.4134 | 63131.4216 | 72769.729 | 76204.5145 | 60764.0309 | 129950.8771 | 135307.8193 | 120429.7799 | 128691.467 | 129297.4653 | 138075.9019 | 132820.8379 | 133374.1834 | 150161.6017 | 117514.5581 | 129258.6848 | 133174.9506 | 192660.6772 | 216539.2045 | 176089.7412 | 206370.205 | 201715.6369 | 238990.6981 | 209005.1139 | 203847.4221 | 231566.7554 | 199061.3504 | 213138.6158 | 195052.8694 | 205143.3732 | 189222.4993 | 186513.1532 | 206661.4135 | 206055.5102 | 217498.4332 | 201099.9972 | 202011.8249 | 232486.4899 | 215518.6007 | 230029.0138 | 220113.2181 | 213808.4093 | 219181.7648 | 206940.618 | 216335.3854 | 207346.8804 | 225542.3294 | 220558.2122 | 214779.5784 | 238360.2344 | 221012.7489 | 235727.4287 | 225348.3366 | 218727.9843 | 231970.9058 | 211473.5046 | 221074.3789 | 211804.6128 | 230205.9724 | 225005.9781 | 218932.4244 | 242775.856 | 225175.0013 | 240130.9085 | 229427.3834 | 222625.9108 | 236077.8678 | 215227.1287 | 224889.6813 | 215357.1585 | 233896.3405 | 228501.1991 | 222205.8827 | 246311.0732 | 228524.7743 | 243639.3643 | 232685.2832
FKEC
FKEC -FF:[CP @ Meter - Forecasted] | 155346.6686 | 119320.0629 | 155346.6686 | 157775.8874 | 120435.3266 | 157775.8874 | FF:[CP @ Meter - Forecasted] | 97571 | 110218 | 103301 | 117445 | 123481 | 121995 | 145446 | 143143 | 134477 | 125289 | 84874 | 99138 | 101889 | 111566 | 88285 | 119855 | 139147 | 136713 | 145669 | 139253 | 132932 | 129236 | 113619 | 110488 | 87751 | 111326 | 123018 | 128551 | 122592 | 140109 | 150640 | 146084 | 128297 | 136857 | 115289 | 105411 | 110678.3296 | 113616.6923 | 117534.5093 | 147897.5909 | 135164.6857 | 143000.3197 | 148213.8417 | 123768.2205 | 134697.7767 | 128774.033 | 114217.1919 | 108877.0057 | 108996.3787 | 115976.0592 | 110057.8576 | 130699.5029 | 138932.237 | 142982.8346 | 154886.4096 | 151090.4102 | 139387.2433 | 133265.5206 | 118229.9677 | 112690.7922 | 110001.339 | 117045.3731 | 111072.6049 | 131904.5688 | 140213.2097 | 144301.1543 | 155346.6686 | 152483.4829 | 140672.4113 | 134494.2455 | 119320.0629 | 113729.8155 | 111029.5022 | 118139.3756 | 112110.781 | 133137.4576 | 141523.7579 | 145649.9118 | 157775.8874 | 153908.7192 | 141987.2516 | 135751.3396 | 120435.3266 | 114792.8281
FKEC -FG:[GNCP - Forecasted] | 162584.7051 | 133007.5305 | 162584.7051 | 165140 | 134261.2098 | 165140 | FG:[GNCP - Forecasted] | 102096 | 111487 | 112607 | 126051 | 135351 | 137906 | 148604 | 144516 | 135020 | 125289 | 86408 | 111909 | 104213 | 114437 | 126051 | 126807 | 139147 | 141451 | 147695 | 143002 | 140826 | 129638 | 114961 | 115885 | 119648 | 118724 | 124969 | 130649 | 135618 | 144202 | 158706 | 156563 | 143516 | 136857 | 115289 | 118302 | 110678.3296 | 114882.6667 | 121209 | 147897.5909 | 136705.3333 | 143000.3197 | 151668.3333 | 148027 | 139787.3333 | 130594.6667 | 114217.1919 | 115365.3333 | 125878.3058 | 124505.423 | 131765.5574 | 136962.7953 | 149960.0247 | 153382.7437 | 162070 | 160503.3729 | 151484.7407 | 136856.1211 | 122272.9767 | 126908.8956 | 127064.7877 | 125678.9647 | 133007.5305 | 138253.7555 | 151373.492 | 154828.4723 | 162584.7051 | 162016.2178 | 152912.5794 | 138146.0758 | 123425.4761 | 128105.0915 | 128262.4531 | 126863.5678 | 134261.2098 | 139556.8839 | 152800.2821 | 156287.8277 | 165140 | 163543.3223 | 154353.8763 | 139448.1892 | 124588.8387 | 129312.5624
FKEC -FH:[NCP - Forecasted] | 162584.7051 | 133007.5305 | 162584.7051 | 165140 | 134261.2098 | 165140 | FH:[NCP - Forecasted] | 102096 | 111487 | 112607 | 126051 | 135351 | 137906 | 148604 | 144516 | 135020 | 125289 | 86408 | 111909 | 104213 | 114437 | 126051 | 126807 | 139147 | 141451 | 147695 | 143002 | 140826 | 129638 | 114961 | 115885 | 119648 | 118724 | 124969 | 130649 | 135618 | 144202 | 158706 | 156563 | 143516 | 136857 | 115289 | 118302 | 110678.3296 | 114882.6667 | 121209 | 147897.5909 | 136705.3333 | 143000.3197 | 151668.3333 | 148027 | 139787.3333 | 130594.6667 | 114217.1919 | 115365.3333 | 125878.3058 | 124505.423 | 131765.5574 | 136962.7953 | 149960.0247 | 153382.7437 | 162070 | 160503.3729 | 151484.7407 | 136856.1211 | 122272.9767 | 126908.8956 | 127064.7877 | 125678.9647 | 133007.5305 | 138253.7555 | 151373.492 | 154828.4723 | 162584.7051 | 162016.2178 | 152912.5794 | 138146.0758 | 123425.4761 | 128105.0915 | 128262.4531 | 126863.5678 | 134261.2098 | 139556.8839 | 152800.2821 | 156287.8277 | 165140 | 163543.3223 | 154353.8763 | 139448.1892 | 124588.8387 | 129312.5624
FKEC -FI:[NCP ONPK - Forecasted] | 162584.7051 | 133007.5305 | 162584.7051 | 165140 | 134261.2098 | 165140 | FI:[NCP ONPK - Forecasted] | 102096 | 107003 | 104613 | 126051 | 129326 | 137847 | 148604 | 143829 | 127756 | 125289 | 84874 | 105265 | 104213 | 108678 | 98374 | 126807 | 139147 | 139433 | 147695 | 140477 | 133456 | 129638 | 105406 | 115885 | 116339 | 111866 | 112653 | 130649 | 129272 | 144202 | 158706 | 156563 | 141684 | 136857 | 110957 | 118302 | 107549.3333 | 109182.3333 | 105213.3333 | 127835.6667 | 132581.6667 | 140494 | 151668.3333 | 146956.3333 | 134298.6667 | 130594.6667 | 100412.3333 | 113150.6667 | 125878.3058 | 124505.423 | 131765.5574 | 136962.7953 | 149960.0247 | 153382.7437 | 162070 | 160503.3729 | 151484.7407 | 136856.1211 | 122272.9767 | 126908.8956 | 127064.7877 | 125678.9647 | 133007.5305 | 138253.7555 | 151373.492 | 154828.4723 | 162584.7051 | 162016.2178 | 152912.5794 | 138146.0758 | 123425.4761 | 128105.0915 | 128262.4531 | 126863.5678 | 134261.2098 | 139556.8839 | 152800.2821 | 156287.8277 | 165140 | 163543.3223 | 154353.8763 | 139448.1892 | 124588.8387 | 129312.5624
GS(T)-1
GS(T)-1 -FF:[CP @ Meter - Forecasted] | 1302479.8836 | 1032439.1498 | 1302479.8836 | 1319438.5897 | 1045276.2703 | 1319438.5897 | FF:[CP @ Meter - Forecasted] | 176438.9512 | 296200.7356 | 275291.8052 | 307302.6556 | 320702.9039 | 379836.4556 | 349680.3219 | 379878.8117 | 289645.4 | 339592.5806 | 270473.9667 | 250987.0968 | 502898.0626 | 712311.0777 | 265667.4221 | 662871.1229 | 682606.1587 | 770950.1169 | 756078.3856 | 787127.5272 | 909912.4992 | 688112.1797 | 735708.5355 | 670892.4734 | 527254.5984 | 1050649.6443 | 542407.9882 | 1051777.2234 | 1031156.2439 | 1312763.3565 | 1089357.9202 | 1210702.9694 | 1300861.1784 | 1142110.0633 | 1215170.5237 | 681240.4766 | 532769.7746 | 1141487.4123 | 651903.3491 | 1097718.0333 | 1092546.3603 | 1270297.2214 | 1187636.0383 | 1250393.5951 | 1088681.903 | 1043255.1507 | 945413.7624 | 699569.4744 | 661456.2314 | 1011661.0762 | 662418.7518 | 1029780.3187 | 1131685.461 | 1266080.2689 | 1259237.5727 | 1289660.3725 | 1136336.8905 | 1089380.6119 | 989274.5022 | 880979.0359 | 690875.3147 | 1032439.1498 | 674748.3397 | 1046329.4959 | 1148803.4099 | 1285832.6736 | 1277830.8561 | 1302479.8836 | 1151448.5474 | 1106355.517 | 1005809.1996 | 896018.8635 | 698388.8637 | 1045276.2703 | 682749.6082 | 1057906.9594 | 1160990.4479 | 1300351.5413 | 1292281.5695 | 1319438.5897 | 1162923.0997 | 1118592.4775 | 1016830.6086 | 905518.9832
GS(T)-1 -FG:[GNCP - Forecasted] | 1302479.8836 | 1101525.781 | 1302479.8836 | 1319438.5897 | 1108262.1057 | 1319438.5897 | FG:[GNCP - Forecasted] | 312646.627 | 298942.8046 | 295924.5657 | 369111.8333 | 336489.3555 | 408110.5222 | 369821.6122 | 399888.9579 | 411674.1444 | 369638.7097 | 324684.0111 | 301371.9355 | 652787.3364 | 715535.1778 | 590868.9721 | 732571.9979 | 744859.7008 | 804851.5972 | 796882.2621 | 822912.5632 | 923923.223 | 769050.511 | 773247.0969 | 725316.3441 | 1014357.4598 | 1086405.5078 | 966607.6431 | 1143377.7118 | 1160861.5081 | 1321097.3041 | 1149704.9009 | 1293296.2336 | 1413951.5387 | 1228440.4853 | 1225155.8084 | 943539.6492 | 976189.3082 | 1141487.4123 | 952249.466 | 1194593.4147 | 1200084.7244 | 1314502.2389 | 1317951.2691 | 1291365.3912 | 1288823.063 | 1170171.1343 | 1084424.6506 | 1036844.2939 | 1028198.3323 | 1011661.0762 | 945777.8914 | 1085419.2696 | 1139802.0274 | 1266919.2104 | 1267425.4458 | 1289660.3725 | 1300804.5576 | 1183257.1325 | 1098482.5064 | 1048895.0506 | 1035356.6217 | 1043251.4461 | 944414.9282 | 1089943.3579 | 1148803.4099 | 1285832.6736 | 1277830.8561 | 1302479.8836 | 1300772.3928 | 1185969.3144 | 1101525.781 | 1050205.8246 | 1037266.4962 | 1047194.8134 | 949726.581 | 1097668.0865 | 1160990.4479 | 1300351.5413 | 1292281.5695 | 1319438.5897 | 1306475.6039 | 1192498.2355 | 1108262.1057 | 1057443.4326
GS(T)-1 -FH:[NCP - Forecasted] | 2146000.5104 | 2109951.0516 | 2146000.5104 | 2155409.6075 | 2113843.1807 | 2155409.6075 | FH:[NCP - Forecasted] | 683601.0203 | 605579.8161 | 595888.4179 | 679949.8667 | 583416.7754 | 709222.4778 | 627601.6117 | 671764.5745 | 732670.1889 | 662830.3226 | 671141.3889 | 595613.5484 | 1214229.5345 | 1378768.439 | 1212498.2988 | 1201108.9394 | 1264274.1488 | 1320279.959 | 1301405.4735 | 1322251.8504 | 1490033.0213 | 1276970.0413 | 1387701.7383 | 1267431.3371 | 2095833.528 | 1950634.3072 | 1760500.2537 | 1861403.4295 | 1922551.8995 | 2132210.3327 | 1826790.712 | 2081587.2241 | 2226799.9415 | 1977710.477 | 2143762.568 | 1884787.8671 | 1989374.1095 | 1924201.1297 | 1855220.2744 | 2026515.7189 | 2029963.9873 | 2180424.6744 | 2154076.2614 | 2106552.4543 | 2126286.6326 | 1972380.3519 | 2012753.9463 | 1968488.4035 | 2095363.1888 | 1916697.7617 | 1842612.0274 | 1841312.0182 | 1927994.7668 | 2101496.5399 | 2071496.2154 | 2041765.1522 | 2146053.5755 | 1994437.4382 | 2038846.1277 | 1991367.2243 | 2109951.0516 | 1984682.9736 | 1839956.634 | 1848986.7098 | 1928490.0783 | 2103521.836 | 2072248.3596 | 2043890.1068 | 2146000.5104 | 1999008.9527 | 2044494.6188 | 1993855.7787 | 2113843.1807 | 1992184.841 | 1850305.063 | 1862090.9876 | 1941571.776 | 2117281.5336 | 2084785.0725 | 2055201.4303 | 2155409.6075 | 2010013.7668 | 2056997.6214 | 2007596.6534
GS(T)-1 -FI:[NCP ONPK - Forecasted] | 2007064.7015 | 1801842.7082 | 2007064.7015 | 2015864.6373 | 1805166.4841 | 2015864.6373 | FI:[NCP ONPK - Forecasted] | 578322.7106 | 535586.8966 | 519406.3055 | 636701.7667 | 545216.4528 | 653579.5444 | 590803.5473 | 633343.4407 | 668799.5111 | 610874.1935 | 587268.8222 | 515554.1935 | 1055115.2494 | 1147808.103 | 1033800.6178 | 1139348.576 | 1204800.7487 | 1259033.6149 | 1253866.4037 | 1265326.8358 | 1413988.2597 | 1213646.8668 | 1180698.2388 | 1079134.7761 | 1780776.3583 | 1647799.6963 | 1513590.6203 | 1755605.4065 | 1843687.2793 | 2016418.7333 | 1745308.0262 | 1986551.7278 | 2100402.5133 | 1876914.3253 | 1823391.2403 | 1635089.0948 | 1698873.1708 | 1640722.2588 | 1597699.3401 | 1910065.3271 | 1928148.9339 | 2050683.6636 | 2054194.2216 | 2004111.0857 | 1988627.1345 | 1854222.3928 | 1727833.5113 | 1695699.2621 | 1789385.0571 | 1634324.3086 | 1586841.229 | 1735504.0524 | 1831294.0907 | 1976451.9609 | 1975443.3173 | 1942474.3815 | 2007114.3311 | 1874958.1212 | 1750232.1486 | 1715407.5822 | 1801842.7082 | 1692293.7427 | 1584554.4276 | 1742737.7304 | 1831764.5593 | 1978356.7466 | 1976160.5855 | 1944495.9999 | 2007064.7015 | 1879255.7734 | 1755081.0533 | 1717551.2778 | 1805166.4841 | 1698690.4133 | 1593466.4034 | 1755088.9925 | 1844190.1301 | 1991297.7059 | 1988115.9854 | 1955257.2553 | 2015864.6373 | 1889601.33 | 1765814.162 | 1729387.9698
GSCU-1
GSCU-1 -FF:[CP @ Meter - Forecasted] | 8881.3556 | 8881.3556 | 8683.3988 | 9067.9544 | 9067.9544 | 8851.5968 | FF:[CP @ Meter - Forecasted] | 1186 | 1110.3448 | 1090.3333 | 1174.2111 | 1035.4839 | 1170.4222 | 1015.8065 | 1027.6667 | 1065.7111 | 946.7742 | 1031.2667 | 939.0004 | 1980 | 2074.3929 | 1668.4167 | 1911.3333 | 1771.6237 | 3941.4207 | 4274.8643 | 4364.6667 | 4605.5801 | 793.9595 | 811.6883 | 792.9601 | 1199.233 | 1228.3663 | 2431.3254 | 2588.0671 | 2616.4728 | 2713.6684 | 55660.3483 | 9196.1254 | 9484.183 | 8576.5089 | 9044.0259 | 8595.5699 | 7831.5893 | 10540.1995 | 8536.9138 | 8379.2228 | 8061.4678 | 8159.2431 | 7505.1771 | 7962.7971 | 7693.2916 | 7538.6788 | 7516.971 | 6293.7585 | 7950.1035 | 8590.4805 | 8505.1548 | 8319.9191 | 8448.5295 | 8348.0918 | 8180.6186 | 8499.4733 | 8061.5899 | 7886.5722 | 7866.3256 | 7936.8551 | 8352.0648 | 8881.3556 | 8787.028 | 8526.1841 | 8682.825 | 8577.4365 | 8404.1528 | 8683.3988 | 8272.1167 | 8091.9145 | 8075.4401 | 8162.2428 | 8531.7486 | 9067.9544 | 8949.1728 | 8663.9876 | 8821.7225 | 8721.727 | 8548.9615 | 8851.5968 | 8415.6712 | 8231.2433 | 8208.5809 | 8287.4196
GSCU-1 -FG:[GNCP - Forecasted] | 8881.3556 | 8881.3556 | 8683.3988 | 9067.9544 | 9067.9544 | 8851.5968 | FG:[GNCP - Forecasted] | 1235.6667 | 1110.3448 | 1097.6667 | 1190.0556 | 1041.2903 | 1195.5667 | 1023.5484 | 1052.3333 | 1071.5667 | 954.1935 | 1048.8333 | 950.9355 | 1995.3333 | 2088.6429 | 1789.7319 | 1941.8333 | 1809.6667 | 3988.8424 | 4312.2423 | 4448 | 4635.3941 | 796.582 | 815.0731 | 801.4866 | 1269.9649 | 1236.7129 | 2444.9545 | 2743.4231 | 2629.2361 | 2787.4845 | 56527.6737 | 9333.0528 | 9592.3599 | 8755.4952 | 9098.6237 | 9016.9892 | 9177.4235 | 10540.1995 | 8536.9138 | 8450.7512 | 8172.2595 | 8319.3495 | 7985.9376 | 7962.7971 | 8056.879 | 7859.6726 | 8107.04 | 8045.0482 | 7950.1035 | 8590.4805 | 8505.1548 | 8319.9191 | 8448.5295 | 8348.0918 | 8180.6186 | 8499.4733 | 8163.7181 | 7962.2928 | 8212.7807 | 8149.8721 | 8352.0648 | 8881.3556 | 8787.028 | 8526.1841 | 8682.825 | 8577.4365 | 8404.1528 | 8683.3988 | 8272.1167 | 8091.9145 | 8315.4785 | 8250.9254 | 8531.7486 | 9067.9544 | 8949.1728 | 8663.9876 | 8821.7225 | 8721.727 | 8548.9615 | 8851.5968 | 8415.6712 | 8231.2433 | 8412.0905 | 8346.6998
GSCU-1 -FH:[NCP - Forecasted] | 9279.4352 | 9279.4352 | 8891.5781 | 9393.4143 | 9393.4143 | 8998.6858 | FH:[NCP - Forecasted] | 1286.3333 | 1140.2759 | 1131.3333 | 1248.9556 | 1071.6129 | 1250.3333 | 1053.5484 | 1120.3333 | 1122.2 | 1001.6129 | 1106.3556 | 996.0952 | 2090 | 2204 | 1896.3826 | 2067.9 | 1945.4409 | 4307.9227 | 4591.5938 | 4756.6667 | 4853.5781 | 837.2306 | 850.9526 | 842.8071 | 1357.522 | 1298.1746 | 2564.2087 | 2837.8199 | 2690.1071 | 2972.1483 | 58528.792 | 10088.6522 | 10501.2482 | 9781.947 | 9529.3397 | 9641.2043 | 9725.352 | 10540.1995 | 8536.9138 | 8810.9504 | 8440.9325 | 8874.51 | 8336.1572 | 8518.3384 | 8623.8445 | 8612.034 | 8502.3561 | 8550.0967 | 8375.4765 | 8846.0963 | 8505.1548 | 8473.4787 | 8448.5295 | 8780.3822 | 8241.1887 | 8544.49 | 8738.2019 | 8724.4774 | 8613.2529 | 8661.5013 | 8482.9147 | 9279.4352 | 8787.028 | 8581.8292 | 8682.825 | 8891.5781 | 8404.1528 | 8683.3988 | 8848.5041 | 8834.494 | 8720.9585 | 8768.8984 | 8588.0003 | 9393.4143 | 8949.1728 | 8686.2252 | 8821.7225 | 8998.6858 | 8548.9615 | 8851.5968 | 8952.3179 | 8937.2301 | 8822.2815 | 8870.6853
GSCU-1 -FI:[NCP ONPK - Forecasted] | 9047.5359 | 9047.5359 | 8671.1858 | 9158.6665 | 9158.6665 | 8775.6387 | FI:[NCP ONPK - Forecasted] | 1262 | 1126.1149 | 1113 | 1193.8444 | 1056.4516 | 1197.6333 | 1041.6129 | 1099 | 1095.3333 | 970.9677 | 1068.8111 | 973.5154 | 2034.6667 | 2114.4286 | 1805.7295 | 1990.6333 | 1880.5054 | 4190.7233 | 4460.4428 | 4565.3333 | 4740.4206 | 827.3963 | 834.0283 | 809.3571 | 1285.351 | 1266.414 | 2463.9378 | 2807.4689 | 2677.3438 | 2917.8354 | 57792.0879 | 9670.8737 | 9985.6386 | 9275.6432 | 9225.0075 | 8936.8602 | 9317.3094 | 9415.6986 | 8168.6107 | 8615.9254 | 8344.034 | 8654.5407 | 8189.3911 | 8200.1935 | 8310.9359 | 8236.7583 | 8236.1603 | 8045.6538 | 8024.0701 | 8625.0263 | 7954.6035 | 8285.9235 | 8018.1601 | 8562.7461 | 8096.0946 | 8225.3685 | 8421.1439 | 8344.3019 | 8343.5851 | 8150.4856 | 8127.0006 | 9047.5359 | 8056.4331 | 8391.8756 | 8119.8167 | 8671.1858 | 8199.2727 | 8329.3129 | 8527.4439 | 8449.5244 | 8447.9186 | 8251.5465 | 8227.6771 | 9158.6665 | 8154.5463 | 8493.9609 | 8218.4833 | 8775.6387 | 8297.179 | 8427.9073 | 8627.4909 | 8547.7837 | 8546.0693 | 8347.3281
GSD(T)-1
GSD(T)-1 -FF:[CP @ Meter - Forecasted] | 4583812.1946 | 3961324.4371 | 4583812.1946 | 4640186.9299 | 4006471.6149 | 4640186.9299 | FF:[CP @ Meter - Forecasted] | 776534.5798 | 1173561.6632 | 1143485.8154 | 1281009.7293 | 1201699.1847 | 1406404.9006 | 1299474.681 | 1342133.9798 | 1280764.4182 | 1341182.3484 | 1187532.6092 | 1066482.7034 | 2228975.9587 | 2557276.3616 | 1345788.0962 | 2403727.8204 | 2479749.365 | 2682483.6798 | 2645768.2024 | 2722479.228 | 3124181.1997 | 2482029.7089 | 2634199.7474 | 2366762.9607 | 2792838.9236 | 3921817.7962 | 2873850.7733 | 3641923.9974 | 3774204.1088 | 4384543.3792 | 4086232.5608 | 4168240.0483 | 4477849.0814 | 4143208.1309 | 4502367.3922 | 3204371.7401 | 2569424.7327 | 4338017.828 | 3121134.9217 | 4073582.141 | 4015992.9773 | 4374691.7922 | 4167460.4827 | 4367339.0155 | 4074602.9644 | 3981921.7379 | 3722040.2494 | 2911394.3309 | 3224545.6398 | 3885819.2895 | 3219062.8941 | 3927859.3292 | 4257773.0464 | 4471830.2926 | 4519768.8109 | 4544320.8297 | 4248080.3256 | 4153315.7874 | 3890952.7938 | 3662896.8082 | 3364725.4116 | 3961324.4371 | 3275101.8437 | 3986201.9123 | 4317263.1091 | 4536051.3369 | 4580685.8908 | 4583812.1946 | 4299301.5476 | 4213047.7488 | 3951870.827 | 3721860.4612 | 3398141.9446 | 4006471.6149 | 3310987.2875 | 4027007.0808 | 4359904.7308 | 4584118.3543 | 4629134.8106 | 4640186.9299 | 4339387.0912 | 4257396.1052 | 3993425.9786 | 3759950.6056
GSD(T)-1 -FG:[GNCP - Forecasted] | 4684415.5198 | 4238799.9347 | 4684415.5198 | 4701965.3421 | 4262855.6138 | 4701965.3421 | FG:[GNCP - Forecasted] | 1303670.5086 | 1193692.944 | 1200983.0556 | 1401258.3879 | 1277091.6105 | 1514780.5562 | 1383158.1115 | 1453300.0536 | 1551014.3357 | 1416193.3031 | 1305587.9079 | 1230493.7399 | 2437564.1958 | 2686477.258 | 2275541.6156 | 2570638.5601 | 2632476.1348 | 2853085.2164 | 2740987.1818 | 2908414.3672 | 3222343.9362 | 2714757.6229 | 2804267.1263 | 2593587.7799 | 3886318.529 | 4012908.9622 | 3590639.7261 | 4148399.1167 | 4177028.0134 | 4491531.326 | 4296408.8579 | 4506745.6422 | 4825094.1658 | 4281137.8944 | 4502367.3922 | 3671511.8529 | 3886835.6228 | 4338017.828 | 3712595.9217 | 4337299.0973 | 4351570.1305 | 4602237.3216 | 4602665.2099 | 4603689.1894 | 4652414.106 | 4329956.5727 | 4181380.4235 | 4056936.5026 | 4138185.5836 | 3919566.1353 | 3742687.6822 | 4050628.4479 | 4257773.0464 | 4549236.6397 | 4527440.8996 | 4544320.8297 | 4690276.0726 | 4373472.4051 | 4231490.9948 | 4100203.5869 | 4162991.6159 | 4054188.2314 | 3732874.5601 | 4062639.488 | 4317263.1091 | 4548061.1015 | 4580685.8908 | 4583812.1946 | 4684415.5198 | 4378315.5982 | 4238799.9347 | 4101395.1772 | 4166776.1468 | 4065345.0958 | 3750526.2354 | 4088080.918 | 4359904.7308 | 4584118.3543 | 4629134.8106 | 4640186.9299 | 4701965.3421 | 4400092.8306 | 4262855.6138 | 4128154.8598
GSD(T)-1 -FH:[NCP - Forecasted] | 6244346.1325 | 6047828.566 | 6244346.1325 | 6267740.1215 | 6053326.5818 | 6267740.1215 | FH:[NCP - Forecasted] | 1791474.4926 | 1697347.9635 | 1669654.6302 | 1901801.3208 | 1675349.9654 | 2026141.7454 | 1806786.6484 | 1915701.6482 | 2036876.0157 | 1882839.0288 | 1879582.6339 | 1672742.5082 | 3327243.1688 | 3707329.6822 | 3330965.3086 | 3504355.9879 | 3615633.3397 | 3768392.5398 | 3560895.5437 | 3806493.1561 | 4271950.7131 | 3622683.4173 | 3783105.6684 | 3558281.6367 | 6279349.83 | 6006430.4721 | 5366682.698 | 5755639.1475 | 5788541.2232 | 6190822.729 | 5931526.5245 | 6105139.3735 | 6556782.769 | 5973169.25 | 6368381.7974 | 5442374.7093 | 5646640.1279 | 5578428.1511 | 5380649.4599 | 5939759.9325 | 5908531.8059 | 6194440.154 | 6117166.1918 | 6111158.306 | 6201688.1096 | 5859371.8622 | 5855219.1691 | 5693810.0221 | 6011791.3492 | 5616198.6254 | 5424261.3203 | 5547175.7921 | 5743818.5935 | 6123103.2086 | 6017189.4204 | 5975585.2615 | 6252158.2747 | 5918258.2366 | 5925389.3876 | 5754534.3045 | 6047828.566 | 5809093.5544 | 5410039.2042 | 5563624.4376 | 5738762.9852 | 6121520.978 | 6011736.3191 | 5974400.8057 | 6244346.1325 | 5924812.129 | 5935624.1522 | 5756206.6721 | 6053326.5818 | 5825079.805 | 5435621.702 | 5598465.4719 | 5773509.397 | 6157330.4697 | 6043728.3967 | 6003184.6555 | 6267740.1215 | 5954281.4552 | 5969309.5047 | 5793763.2246
GSD(T)-1 -FI:[NCP ONPK - Forecasted] | 5938047.5925 | 5612515.6499 | 5938047.5925 | 5960294.0562 | 5617617.9275 | 5960294.0562 | FI:[NCP ONPK - Forecasted] | 1680704.3143 | 1590498.631 | 1558184.8106 | 1849178.5193 | 1616460.9128 | 1948423.3675 | 1749491.4167 | 1854078.0311 | 1956707.2681 | 1827479.0383 | 1741987.5612 | 1552646.4787 | 3126368.7445 | 3455401.6018 | 2968912.7537 | 3337470.7209 | 3415389.5991 | 3625444.0216 | 3451341.8892 | 3646864.583 | 4058832.025 | 3508442.7406 | 3558699.7838 | 3308246.8544 | 5713980.2459 | 5438536.892 | 4949379.0543 | 5418481.7576 | 5474144.4663 | 5809944.2632 | 5604877.1835 | 5796854.9407 | 6182518.9934 | 5635196.8628 | 5834106.8076 | 5024933.867 | 5240204.1066 | 5155606.6851 | 4927056.9734 | 5674161.7467 | 5620887.9529 | 5907810.9456 | 5874859.1791 | 5856222.9744 | 5897482.0368 | 5627857.2865 | 5430028.6643 | 5278405.5566 | 5579072.3337 | 5190514.3158 | 4966992.3236 | 5299132.1265 | 5464193.4403 | 5839774.9042 | 5778842.5866 | 5726305.545 | 5945476.5323 | 5684416.9518 | 5495103.3074 | 5334699.5651 | 5612515.6499 | 5368788.6179 | 4953969.1419 | 5314845.2657 | 5459383.9531 | 5838265.8866 | 5773605.4881 | 5725170.5004 | 5938047.5925 | 5690711.8878 | 5504594.8506 | 5336249.9215 | 5617617.9275 | 5383563.1778 | 4977395.0173 | 5348128.3725 | 5492438.8125 | 5872418.4011 | 5804330.3278 | 5752753.5925 | 5960294.0562 | 5719016.8266 | 5535834.062 | 5371066.4528
GSLD(T)-1
GSLD(T)-1 -FF:[CP @ Meter - Forecasted] | 1812710.2354 | 1687248.1019 | 1812710.2354 | 1831843.8048 | 1706370.4613 | 1831843.8048 | FF:[CP @ Meter - Forecasted] | 395428.1439 | 532727.6379 | 498187.7465 | 556211.4506 | 532180.0347 | 616883.487 | 563029.3856 | 557982.3215 | 459043.1061 | 621456.0244 | 476525.9912 | 481499.2889 | 951371.1262 | 1200358.507 | 735967.5272 | 1033001.0213 | 1045756.834 | 1142341.6959 | 993750.5115 | 1098443.7894 | 1296289.1833 | 1072398.5769 | 1128495.258 | 939084.2936 | 1177445.2267 | 1559667.8954 | 1086555.9858 | 1447979.0285 | 1462115.319 | 1646424.5577 | 1571124.4043 | 1649137.4616 | 1764949.5262 | 1649924.8457 | 1801596.0274 | 1271622.1526 | 1120322.6297 | 1832523.2101 | 1356265.6421 | 1657398.0048 | 1609988.3019 | 1737299.5766 | 1564599.1332 | 1719263.6163 | 1540544.3807 | 1637732.8961 | 1496594.2644 | 1181057.57 | 1389513.1283 | 1653718.4451 | 1386580.9866 | 1607369.6097 | 1701433.197 | 1786267.0265 | 1716886.3736 | 1781121.769 | 1606683.775 | 1708138.9058 | 1564700.6763 | 1486233.8421 | 1450117.8498 | 1687248.1019 | 1411687.0794 | 1630913.0357 | 1725298.7703 | 1812710.2354 | 1741948.4834 | 1797584.8273 | 1626714.7217 | 1733417.7607 | 1589541.1308 | 1510532.1258 | 1465290.6621 | 1706370.4613 | 1427294.5512 | 1648082.3768 | 1743381.5612 | 1831843.8048 | 1759659.3145 | 1820958.5112 | 1642440.9785 | 1752718.0785 | 1607578.2279 | 1526885.4422
GSLD(T)-1 -FG:[GNCP - Forecasted] | 1927209.0426 | 1848974.6928 | 1927209.0426 | 1935087.7245 | 1862128.8045 | 1935087.7245 | FG:[GNCP - Forecasted] | 576916.94 | 554936.9991 | 561994.6634 | 616694.7514 | 582117.5952 | 663435.6588 | 587702.2498 | 628633.1746 | 693150.1741 | 669047.9005 | 614726.3009 | 590932.8174 | 1147340.9396 | 1259707.2283 | 1073335.9211 | 1141505.8816 | 1175652.1986 | 1210664.7301 | 1095600.2527 | 1244187.8307 | 1398243.8733 | 1176739.7053 | 1247653.7442 | 1207723.4491 | 1586725.8165 | 1655060.1859 | 1481284.1798 | 1625575.1168 | 1677607.5081 | 1704272.8252 | 1657605.9572 | 1801044.4638 | 1913856.896 | 1736365.4778 | 1830086.7566 | 1596676.9921 | 1667050.5035 | 1832523.2101 | 1640292.2332 | 1782489.9042 | 1815363.8166 | 1833049.946 | 1753923.7255 | 1879220.7941 | 1912615.7203 | 1806789.3618 | 1801278.962 | 1828102.2468 | 1754072.7299 | 1700457.559 | 1639118.4828 | 1674322.8258 | 1759083.4257 | 1822540.6955 | 1745608.0824 | 1829502.6578 | 1928839.8797 | 1824853.0655 | 1823084.092 | 1847981.1666 | 1764827.6494 | 1760319.2765 | 1635941.559 | 1678945.5905 | 1757629.1397 | 1822863.6509 | 1745951.922 | 1830142.0544 | 1927209.0426 | 1827624.8142 | 1826626.4907 | 1848974.6928 | 1767361.5926 | 1765052.2566 | 1643837.8454 | 1689945.7908 | 1769328.3134 | 1833451.5369 | 1759659.3145 | 1840238.2198 | 1935087.7245 | 1837819.6864 | 1838505.1342 | 1862128.8045
GSLD(T)-1 -FH:[NCP - Forecasted] | 2269087.3067 | 2145573.066 | 2269087.3067 | 2278363.6315 | 2160837.2596 | 2278363.6315 | FH:[NCP - Forecasted] | 701666.7646 | 662227.3226 | 670725.4445 | 739513.3213 | 693529.9701 | 807427.326 | 723527.7378 | 748505.3979 | 824838.111 | 787403.0428 | 715512.1756 | 676239.0685 | 1340808.1521 | 1477264.4132 | 1309747.1038 | 1369541.5395 | 1438851.33 | 1509718.8775 | 1324872.7488 | 1466987.746 | 1649830.4135 | 1400777.2864 | 1465230.4142 | 1416342.8201 | 1900762.7288 | 1914455.4639 | 1729023.0044 | 1850444.4893 | 1943909.5812 | 2071872.2426 | 1965582.0028 | 2077901.2423 | 2222445.4523 | 1991974.763 | 2097073.9772 | 1859521.6333 | 1990786.2466 | 1969119.9339 | 1959206.7021 | 2103552.2134 | 2163738.3327 | 2248296.1613 | 2121094.1601 | 2207704.7175 | 2251905.1944 | 2117433.1291 | 2092136.4636 | 2121352.4219 | 2094707.9041 | 1997214.5216 | 1957804.7448 | 1975902.067 | 2096657.5426 | 2235406.2193 | 2111037.7011 | 2149295.9534 | 2271007.4471 | 2138602.5501 | 2117462.5284 | 2144420.1658 | 2107551.3937 | 2067523.0635 | 1954010.1464 | 1981357.4847 | 2094924.1741 | 2235802.3347 | 2111453.5208 | 2150047.1153 | 2269087.3067 | 2141850.8493 | 2121576.928 | 2145573.066 | 2110577.4203 | 2073082.024 | 1963441.6713 | 1994339.0424 | 2108868.4592 | 2248788.7257 | 2121829.2885 | 2161908.0696 | 2278363.6315 | 2153798.5399 | 2135373.649 | 2160837.2596
GSLD(T)-1 -FI:[NCP ONPK - Forecasted] | 2146656.21 | 1987206.2702 | 2146656.21 | 2155432.0206 | 2001343.7991 | 2155432.0206 | FI:[NCP ONPK - Forecasted] | 652501.6841 | 609847.3549 | 615089.9248 | 704206.9539 | 658122.4912 | 763042.73 | 684022.1364 | 705179.0442 | 772914.0381 | 740946.6203 | 660881.648 | 618767.3555 | 1229703.6311 | 1359781.482 | 1189265.7236 | 1291688.0381 | 1345717.2662 | 1413555.3877 | 1260274.2278 | 1382773.0332 | 1547187.1835 | 1314876.5913 | 1347598.5844 | 1299216.1194 | 1789661.6004 | 1790042.6141 | 1619958.9242 | 1791777.287 | 1867573.5838 | 1995121.7047 | 1868000.9487 | 2009868.7199 | 2144666.9085 | 1931359.186 | 1984850.0879 | 1764482.8081 | 1850104.2333 | 1821652.1678 | 1802337.5248 | 2006974.4102 | 2050947.1924 | 2130575.6701 | 2012700.6037 | 2097932.8748 | 2130401.1774 | 2009403.9198 | 1945274.896 | 1964773.375 | 1946682.1048 | 1847642.7465 | 1801047.819 | 1885184.9078 | 1987363.1832 | 2118360.6437 | 2003158.0566 | 2042428.3205 | 2148472.7471 | 2029493.2992 | 1968823.1487 | 1986138.4667 | 1958617.9892 | 1912685.8683 | 1797557.0453 | 1890389.8576 | 1985720.1715 | 2118736.0186 | 2003552.6268 | 2043142.1329 | 2146656.21 | 2032575.8736 | 1972648.73 | 1987206.2702 | 1961430.1769 | 1917828.5173 | 1806233.4098 | 1902775.4092 | 1998937.5703 | 2131042.4439 | 2013398.1651 | 2054413.335 | 2155432.0206 | 2043914.0056 | 1985476.9635 | 2001343.7991
GSLD(T)-2
GSLD(T)-2 -FF:[CP @ Meter - Forecasted] | 348552.3972 | 342034.5918 | 348552.3972 | 349260.7168 | 344549.1532 | 349260.7168 | FF:[CP @ Meter - Forecasted] | 78560.8557 | 100479.4348 | 101607.1603 | 106591.6688 | 97093.6969 | 109641.7989 | 105098.8101 | 107357.3022 | 107775.0883 | 103957.1403 | 102124.4908 | 96266.5832 | 199672.3027 | 235079.1849 | 148086.1752 | 194156.0448 | 206622.3205 | 201284.1032 | 200817.4696 | 198800.7528 | 228816.1391 | 210464.1936 | 230673.2445 | 211822.7768 | 245775.1247 | 325668.9839 | 269613.4518 | 288196.2188 | 296373.5417 | 310286.2895 | 321319.6897 | 325504.7414 | 347509.6886 | 318616.8956 | 370601.9117 | 286914.7958 | 236592.5356 | 380652.5021 | 291026.1155 | 320188.8678 | 310714.7571 | 316252.6116 | 319556.6232 | 335073.3075 | 308787.8939 | 305776.2967 | 308936.3428 | 255310.1622 | 288735.0294 | 331604.5888 | 299032.9392 | 312490.5177 | 326475.0238 | 328035.7382 | 335775.7269 | 341848.1993 | 321904.8197 | 322264.2022 | 326366.9626 | 324628.1433 | 304591.7239 | 342034.5918 | 307881.3348 | 318873.183 | 332900.6092 | 334533.1413 | 344054.1296 | 348552.3972 | 327748.4653 | 325394.2111 | 330023.2788 | 328472.4272 | 306325.6326 | 344549.1532 | 309951.9817 | 320701.0681 | 334659.0299 | 336530.5976 | 344117.1049 | 349260.7168 | 327499.0035 | 325543.3164 | 332058.3497 | 330392.2505
GSLD(T)-2 -FG:[GNCP - Forecasted] | 369017.2737 | 364887.5795 | 369017.2737 | 366698.483 | 363685.8063 | 366698.483 | FG:[GNCP - Forecasted] | 111450.9075 | 103388.3023 | 105630.0301 | 119141.9494 | 106311.3681 | 120957.512 | 115939.5502 | 117931.4738 | 126566.6102 | 114894.7848 | 120626.4613 | 107569.9547 | 223433.7104 | 241162.1358 | 206201.7446 | 218163.2023 | 227637.8999 | 221847.2994 | 221154.5264 | 221906.5435 | 254595.3546 | 226467.4076 | 235247.097 | 229979.8342 | 352244.7766 | 345036.2101 | 322050.0966 | 333104.4276 | 342284.4212 | 343967.4337 | 358449.5567 | 366039.6753 | 391164.9892 | 346484.9376 | 379503.6731 | 331884.3065 | 346545.7155 | 380652.5021 | 322595.0372 | 350667.8399 | 349104.7528 | 348575.6283 | 371743.8083 | 364909.3886 | 364338.4936 | 341882.5393 | 353213.2984 | 352074.9765 | 358780.2718 | 336902.2496 | 323989.982 | 331472.5692 | 336332.8253 | 349633.678 | 354272.1959 | 349847.4898 | 367267.6496 | 348918.1822 | 361219.4648 | 359600.9184 | 364887.5795 | 352583.9757 | 327008.4661 | 334280.0141 | 337928.1781 | 351419.0559 | 357853.6614 | 353564.7651 | 369017.2737 | 347695.9464 | 360255.9829 | 358198.0202 | 363685.8063 | 352139.6489 | 327179.1544 | 334873.3299 | 338427.0815 | 351856.5036 | 356057.5607 | 351664.6569 | 366698.483 | 345943.5652 | 360740.9882 | 358968.3224
GSLD(T)-2 -FH:[NCP - Forecasted] | 460738.4095 | 450751.0053 | 460738.4095 | 457843.2716 | 449266.4371 | 457843.2716 | FH:[NCP - Forecasted] | 134931.5526 | 128901.208 | 128777.5979 | 148475.2411 | 131300.0748 | 152900.7568 | 143049.4815 | 149881.3724 | 159341.8279 | 146582.4658 | 146344.3457 | 133902.547 | 275077.6969 | 298836.7714 | 262561.6883 | 271882.7677 | 285285.7125 | 268882.0516 | 276666.2781 | 270706.5001 | 315260.4565 | 285584.677 | 295247.7193 | 280552.0145 | 444717.4136 | 425464.0662 | 399055.2013 | 407984.6799 | 428059.6378 | 431879.9426 | 451371.2972 | 461130.6334 | 488473.515 | 429870.3361 | 459690.5687 | 410098.7448 | 428093.0303 | 426497.3387 | 401093.0043 | 434483.1735 | 435136.5831 | 433600.9306 | 463911.4155 | 456156.8264 | 454896.6947 | 430532.4275 | 433071.2761 | 434212.1581 | 443206.5581 | 417594.1561 | 402827.385 | 410699.9199 | 419217.1984 | 434917.062 | 442108.0114 | 437328.6237 | 458553.9074 | 439392.4073 | 442887.5564 | 443493.8615 | 450751.0053 | 437031.8334 | 406580.3654 | 414178.39 | 421205.7028 | 437137.933 | 446577.4409 | 441975.4224 | 460738.4095 | 437853.2467 | 441706.2408 | 441763.6748 | 449266.4371 | 436481.0853 | 406792.5878 | 414913.5179 | 421827.5537 | 437682.0839 | 444336.0273 | 439600.1825 | 457843.2716 | 435646.4743 | 442300.901 | 442713.6842
GSLD(T)-2 -FI:[NCP ONPK - Forecasted] | 398325.3891 | 387674.0568 | 398325.3891 | 395822.4353 | 386397.2353 | 395822.4353 | FI:[NCP ONPK - Forecasted] | 118031.7871 | 113074.8342 | 108499.0107 | 127770.6461 | 112404.3884 | 131339.9182 | 124156.44 | 131941.9608 | 135964.7951 | 126455.2065 | 124536.9429 | 114454.3179 | 235930.229 | 253492.0584 | 216921.4665 | 230600.0829 | 244250.4983 | 238136.2973 | 245685.7344 | 241198.6564 | 276499.3336 | 248403.8043 | 246249.6361 | 235114.6853 | 377551.2443 | 356966.6926 | 331188.6566 | 344478.5806 | 360935.3371 | 368444.3384 | 391025.3472 | 398170.757 | 421612.0131 | 361319.9777 | 385881.3573 | 345245.3161 | 368186.7812 | 364371.2825 | 334078.9556 | 369763.8279 | 370619.4267 | 375345.2433 | 405524.313 | 400543.9455 | 393275.0107 | 369242.4965 | 364375.3349 | 366844.4903 | 381185.3603 | 356764.9888 | 335523.5585 | 349523.2584 | 357060.3892 | 376484.5482 | 386465.0483 | 384011.2046 | 396436.8062 | 376841.1834 | 372634.5074 | 374686.1448 | 387674.0568 | 373371.2622 | 338649.4962 | 352483.5857 | 358754.0606 | 378407.038 | 390371.9631 | 388091.4835 | 398325.3891 | 375521.1352 | 371640.5781 | 373224.3951 | 386397.2353 | 372900.7392 | 338826.2608 | 353109.2111 | 359283.7105 | 378878.0805 | 388412.65 | 386005.8237 | 395822.4353 | 373628.5156 | 372140.9103 | 374027.0114
GSLD(T)-3
GSLD(T)-3 -FF:[CP @ Meter - Forecasted] | 27078.0855 | 26328.5665 | 27078.0855 | 27616.3396 | 27048.6241 | 27616.3396 | FF:[CP @ Meter - Forecasted] | 6739.4272 | 8486.9794 | 7011.4089 | 8566.4841 | 7282.1264 | 8012.9525 | 6412.9121 | 6671.7088 | 6046.2899 | 5811.4583 | 5767.525 | 6953.1848 | 13100.0809 | 19337.4502 | 10120.4796 | 13791.9538 | 13270.2429 | 15255.8698 | 12198.2241 | 13197.1391 | 12933.1432 | 10343.4251 | 13151.5093 | 9043.8745 | 18743.0838 | 17553.4628 | 22909.9333 | 25447.3116 | 20639.1601 | 26826.8878 | 20260.7057 | 27653.6839 | 19612.8284 | 23599.9565 | 17746.3991 | 11443.9448 | 19800.2693 | 28033.0769 | 27648.9404 | 31192.6045 | 26227.7871 | 27185.851 | 23082.6909 | 25139.5691 | 17369.9015 | 19503.6914 | 16188.0759 | 13045.3914 | 21260.7614 | 25231.3273 | 24251.9665 | 26153.7542 | 24225.9415 | 25730.1177 | 22019.7641 | 24975.0446 | 18459.9155 | 20664.7508 | 17135.3467 | 16658.0554 | 22546.3288 | 26328.5665 | 25352.9281 | 27078.0855 | 24835.0246 | 26616.8305 | 22699.0402 | 25653.7919 | 18977.5555 | 21283.4679 | 17671.1368 | 17189.0171 | 23165.4812 | 27048.6241 | 25915.1632 | 27616.3396 | 25458.3049 | 27155.0522 | 23158.8887 | 26210.1277 | 19357.4402 | 21710.4131 | 18008.3552 | 17499.5246
GSLD(T)-3 -FG:[GNCP - Forecasted] | 36183.5764 | 36183.5764 | 33975.7656 | 36855.4157 | 36855.4157 | 34499.9782 | FG:[GNCP - Forecasted] | 8115.2658 | 10642.6864 | 8047.1443 | 10651.2227 | 10116.4433 | 9867.5289 | 7758.3233 | 9026.2123 | 9679.5502 | 9359.0151 | 8285.4929 | 8383.8388 | 19475.396 | 25106.8913 | 17264.1781 | 20597.5296 | 16623.1409 | 25075.1055 | 15309.1893 | 17408.8093 | 19509.5838 | 12339.5813 | 17671.6165 | 13857.3768 | 24259.3219 | 29973.709 | 24900.3947 | 29060.9342 | 30432.644 | 31984.5498 | 23686.6649 | 29978.0855 | 25318.2665 | 27228.4287 | 25188.0386 | 22979.9278 | 29399.7554 | 33783.7383 | 32917.4403 | 38460.2695 | 36281.0648 | 36410.6992 | 29364.4964 | 30412.0852 | 26365.1725 | 25996.9556 | 24277.3974 | 24370.9266 | 26781.3675 | 34175.6111 | 28221.7238 | 31233.3339 | 30727.7454 | 33324.1866 | 25406.6584 | 28392.2321 | 27094.1554 | 26673.2844 | 24877.0373 | 24999.0209 | 27380.6831 | 36183.5764 | 28922.0574 | 31958.3819 | 31038.8916 | 33975.7656 | 25818.6983 | 28906.8599 | 27487.6753 | 27112.4006 | 25303.0565 | 25394.5516 | 27881.2682 | 36855.4157 | 29381.3077 | 32465.4214 | 31697.4411 | 34499.9782 | 26204.7649 | 29315.4915 | 27882.9809 | 27504.311 | 25662.405 | 25758.3517
GSLD(T)-3 -FH:[NCP - Forecasted] | 42817.1118 | 42817.1118 | 41596.4363 | 43612.1195 | 43612.1195 | 42238.2284 | FH:[NCP - Forecasted] | 10841.8795 | 12853.8055 | 10981.0772 | 12156.5498 | 13129.3408 | 12735.6336 | 10200.0193 | 10606.8486 | 11647.7177 | 11661.7056 | 12020.5002 | 10061.7263 | 23857.1132 | 28023.492 | 21018.438 | 25746.0841 | 21080.7251 | 29435.8029 | 19716.9345 | 19829.0664 | 22989.8681 | 16427.6661 | 22694.8774 | 19166.1108 | 30898.1697 | 36867.2754 | 29913.4087 | 33563.801 | 34251.2751 | 38959.7232 | 30309.322 | 32379.0107 | 31324.4771 | 29034.7251 | 32737.1284 | 28434.9896 | 37508.4011 | 39977.3114 | 41476.9294 | 45439.9224 | 44408.5178 | 44577.5188 | 38003.6325 | 34381.7201 | 31809.9912 | 31412.3286 | 32718.9456 | 30951.0386 | 34167.8445 | 40441.0262 | 35560.1905 | 36901.4645 | 37611.1791 | 40798.71 | 32881.3849 | 32098.2192 | 32689.5205 | 32229.542 | 33527.0877 | 31748.7174 | 34932.4554 | 42817.1118 | 36442.631 | 37758.092 | 37992.0263 | 41596.4363 | 33414.6483 | 32680.0203 | 33164.3083 | 32760.1296 | 34101.239 | 32251.0408 | 35571.105 | 43612.1195 | 37021.2997 | 38357.1475 | 38798.0999 | 42238.2284 | 33914.2971 | 33141.99 | 33641.2507 | 33233.6781 | 34585.5374 | 32713.0664
GSLD(T)-3 -FI:[NCP ONPK - Forecasted] | 34910.0836 | 34910.0836 | 34231.7634 | 35558.2773 | 35558.2773 | 34774.8715 | FI:[NCP ONPK - Forecasted] | 8671.6755 | 9956.2922 | 7978.3755 | 9454.086 | 10376.83 | 9494.6424 | 7318.3288 | 7857.5217 | 7433.0961 | 7230.218 | 8172.9907 | 7595.5793 | 20626.8548 | 26454.4729 | 18919.9946 | 24503.6493 | 16639.6953 | 21559.912 | 21427.2468 | 21262.4611 | 16098.6903 | 12397.6904 | 15937.0606 | 14692.4104 | 23228.6332 | 26965.8761 | 21839.5457 | 33044.1011 | 33895.6941 | 29611.2163 | 23159.3642 | 32008.0842 | 23862.651 | 28626.8197 | 20588.5995 | 22618.9782 | 30345.4661 | 32594.7086 | 32697.4869 | 41196.1673 | 38156.6623 | 33230.7028 | 32440.5181 | 32003.8972 | 22169.4772 | 24361.759 | 21867.3711 | 23910.627 | 27642.8518 | 32972.7893 | 28033.1471 | 33455.1386 | 32316.2568 | 30413.7565 | 28068.0843 | 29878.3221 | 22782.4514 | 24995.547 | 22407.4846 | 24526.8583 | 28261.4458 | 34910.0836 | 28728.801 | 34231.7634 | 32643.4881 | 31008.4287 | 28523.2867 | 30419.8862 | 23113.3474 | 25407.043 | 22791.2127 | 24914.9186 | 28778.1332 | 35558.2773 | 29184.9826 | 34774.8715 | 33336.0822 | 31486.8582 | 28949.795 | 30849.9063 | 23445.745 | 25774.3024 | 23114.8886 | 25271.8475
HOMESTEAD
HOMESTEAD -FF:[CP @ Meter - Forecasted] | 20551.2313 | 20551.2313 | 20551.2313 | 23485.2879 | 23485.2879 | 23485.2879 | FF:[CP @ Meter - Forecasted] | 0 | 0 | 0 | 0 | 0 | 0 | 0 | 0 | 0 | 0 | 0 | 0 | 0 | 0 | 0 | 0 | 0 | 0 | 0 | 0 | 0 | 0 | 0 | 0 | 0 | 0 | 0 | 0 | 0 | 0 | 0 | 0 | 0 | 0 | 0 | 0 | 0 | 0 | 0 | 0 | 0 | 0 | 0 | 20754.0514 | 20568.5391 | 7835.634 | 0 | 0 | 17618.928 | 0 | 0 | 0 | 0 | 0 | 0 | 17618.928 | 0 | 0 | 0 | 0 | 20551.2313 | 0 | 0 | 0 | 0 | 0 | 0 | 20551.2313 | 0 | 0 | 0 | 0 | 23485.2879 | 0 | 0 | 0 | 0 | 0 | 0 | 23485.2879 | 0 | 0 | 0 | 0
HOMESTEAD -FG:[GNCP - Forecasted] | 21000 | 21000 | 21000 | 24000 | 24000 | 24000 | FG:[GNCP - Forecasted] | 0 | 0 | 0 | 0 | 0 | 0 | 0 | 0 | 0 | 0 | 0 | 0 | 0 | 0 | 0 | 0 | 0 | 0 | 0 | 0 | 0 | 0 | 0 | 0 | 0 | 0 | 0 | 0 | 0 | 0 | 0 | 0 | 0 | 0 | 0 | 0 | 0 | 0 | 0 | 0 | 0 | 0 | 0 | 25000 | 21000 | 8000 | 0 | 0 | 18000 | 0 | 0 | 0 | 0 | 0 | 0 | 18000 | 0 | 0 | 0 | 0 | 21000 | 0 | 0 | 0 | 0 | 0 | 0 | 21000 | 0 | 0 | 0 | 0 | 24000 | 0 | 0 | 0 | 0 | 0 | 0 | 24000 | 0 | 0 | 0 | 0
HOMESTEAD -FH:[NCP - Forecasted] | 21000 | 21000 | 21000 | 24000 | 24000 | 24000 | FH:[NCP - Forecasted] | 0 | 0 | 0 | 0 | 0 | 0 | 0 | 0 | 0 | 0 | 0 | 0 | 0 | 0 | 0 | 0 | 0 | 0 | 0 | 0 | 0 | 0 | 0 | 0 | 0 | 0 | 0 | 0 | 0 | 0 | 0 | 0 | 0 | 0 | 0 | 0 | 0 | 0 | 0 | 0 | 0 | 0 | 0 | 25000 | 21000 | 8000 | 0 | 0 | 18000 | 0 | 0 | 0 | 0 | 0 | 0 | 18000 | 0 | 0 | 0 | 0 | 21000 | 0 | 0 | 0 | 0 | 0 | 0 | 21000 | 0 | 0 | 0 | 0 | 24000 | 0 | 0 | 0 | 0 | 0 | 0 | 24000 | 0 | 0 | 0 | 0
HOMESTEAD -FI:[NCP ONPK - Forecasted] | 21000 | 21000 | 21000 | 24000 | 24000 | 24000 | FI:[NCP ONPK - Forecasted] | 0 | 0 | 0 | 0 | 0 | 0 | 0 | 0 | 0 | 0 | 0 | 0 | 0 | 0 | 0 | 0 | 0 | 0 | 0 | 0 | 0 | 0 | 0 | 0 | 0 | 0 | 0 | 0 | 0 | 0 | 0 | 0 | 0 | 0 | 0 | 0 | 0 | 0 | 0 | 0 | 0 | 0 | 0 | 25000 | 21000 | 8000 | 0 | 0 | 18000 | 0 | 0 | 0 | 0 | 0 | 0 | 18000 | 0 | 0 | 0 | 0 | 21000 | 0 | 0 | 0 | 0 | 0 | 0 | 21000 | 0 | 0 | 0 | 0 | 24000 | 0 | 0 | 0 | 0 | 0 | 0 | 24000 | 0 | 0 | 0 | 0
KWEST
KWEST -FF:[CP @ Meter - Forecasted] | 0 | 0 | 0 | 0 | 0 | 0 | FF:[CP @ Meter - Forecasted] | 45000 | 45000 | 45000 | 45000 | 45000 | 45000 | 45000 | 45000 | 45000 | 45000 | 45000 | 45000 | 45000 | 45000 | 45000 | 45000 | 45000 | 0 | 0 | 0 | 0 | 0 | 0 | 0 | 0 | 0 | 0 | 0 | 0 | 0 | 0 | 0 | 0 | 0 | 0 | 0 | 0 | 0 | 0 | 0 | 0 | 0 | 0 | 0 | 0 | 0 | 0 | 0 | 0 | 0 | 0 | 0 | 0 | 0 | 0 | 0 | 0 | 0 | 0 | 0 | 0 | 0 | 0 | 0 | 0 | 0 | 0 | 0 | 0 | 0 | 0 | 0 | 0 | 0 | 0 | 0 | 0 | 0 | 0 | 0 | 0 | 0 | 0 | 0
KWEST -FG:[GNCP - Forecasted] | 0 | 0 | 0 | 0 | 0 | 0 | FG:[GNCP - Forecasted] | 45000 | 45000 | 45000 | 45000 | 45000 | 45000 | 45000 | 45000 | 45000 | 45000 | 45000 | 45000 | 45000 | 45000 | 45000 | 45000 | 45000 | 0 | 0 | 0 | 0 | 0 | 0 | 0 | 0 | 0 | 0 | 0 | 0 | 0 | 0 | 0 | 0 | 0 | 0 | 0 | 30000 | 30000 | 30000 | 30000 | 30000 | 15000 | 15000 | 15000 | 15000 | 15000 | 15000 | 15000 | 15000 | 15000 | 15000 | 15000 | 15000 | 0 | 0 | 0 | 0 | 0 | 0 | 0 | 0 | 0 | 0 | 0 | 0 | 0 | 0 | 0 | 0 | 0 | 0 | 0 | 0 | 0 | 0 | 0 | 0 | 0 | 0 | 0 | 0 | 0 | 0 | 0
KWEST -FH:[NCP - Forecasted] | 0 | 0 | 0 | 0 | 0 | 0 | FH:[NCP - Forecasted] | 45000 | 45000 | 45000 | 45000 | 45000 | 45000 | 45000 | 45000 | 45000 | 45000 | 45000 | 45000 | 45000 | 45000 | 45000 | 45000 | 45000 | 0 | 0 | 0 | 0 | 0 | 0 | 0 | 0 | 0 | 0 | 0 | 0 | 0 | 0 | 0 | 0 | 0 | 0 | 0 | 30000 | 30000 | 30000 | 30000 | 30000 | 15000 | 15000 | 15000 | 15000 | 15000 | 15000 | 15000 | 15000 | 15000 | 15000 | 15000 | 15000 | 0 | 0 | 0 | 0 | 0 | 0 | 0 | 0 | 0 | 0 | 0 | 0 | 0 | 0 | 0 | 0 | 0 | 0 | 0 | 0 | 0 | 0 | 0 | 0 | 0 | 0 | 0 | 0 | 0 | 0 | 0
KWEST -FI:[NCP ONPK - Forecasted] | 0 | 0 | 0 | 0 | 0 | 0 | FI:[NCP ONPK - Forecasted] | 45000 | 45000 | 45000 | 45000 | 45000 | 45000 | 45000 | 45000 | 45000 | 45000 | 45000 | 45000 | 45000 | 45000 | 45000 | 45000 | 45000 | 0 | 0 | 0 | 0 | 0 | 0 | 0 | 0 | 0 | 0 | 0 | 0 | 0 | 0 | 0 | 0 | 0 | 0 | 0 | 30000 | 30000 | 30000 | 30000 | 30000 | 15000 | 15000 | 15000 | 15000 | 15000 | 15000 | 15000 | 15000 | 15000 | 15000 | 15000 | 15000 | 0 | 0 | 0 | 0 | 0 | 0 | 0 | 0 | 0 | 0 | 0 | 0 | 0 | 0 | 0 | 0 | 0 | 0 | 0 | 0 | 0 | 0 | 0 | 0 | 0 | 0 | 0 | 0 | 0 | 0 | 0
LCEC
LCEC -FF:[CP @ Meter - Forecasted] | 766732.8487 | 729243.6769 | 766732.8487 | 771038.2307 | 729914.8652 | 771038.2307 | FF:[CP @ Meter - Forecasted] | 224965 | 178631 | 189024 | 205486 | 215855 | 206019 | 226667 | 223403 | 215817 | 211904 | 147772 | 174495 | 172867 | 180391 | 196069 | 206991 | 224198 | 220994 | 216226 | 236361 | 223470 | 220995 | 200240 | 185242 | 759818 | 555405 | 585861 | 710173 | 728052 | 780103 | 725301 | 829055 | 701642 | 760590 | 597790 | 556950 | 573960.1872 | 888364.9995 | 673864.52 | 770830.4902 | 745364.6799 | 818823.7482 | 723590.5641 | 637907.5018 | 645958.3947 | 667282.3264 | 595370.8333 | 603199.6519 | 728663.8447 | 654131.5944 | 602735.1802 | 587448.8625 | 681572.6819 | 749633.8986 | 729133.9132 | 762549.5064 | 654836.5451 | 691318.218 | 568635.731 | 534120.4303 | 729243.6769 | 654650.47 | 603275.6572 | 591012.533 | 684847.2687 | 752108.9146 | 733115.2369 | 766732.8487 | 658437.9182 | 693524.843 | 569677.3138 | 535486.9567 | 729914.8652 | 655255.2501 | 603892.6664 | 594680.2187 | 688347.4307 | 754689.2441 | 737213.6633 | 771038.2307 | 662144.2992 | 695825.6619 | 570797.8773 | 536929.9619
LCEC -FG:[GNCP - Forecasted] | 795259 | 752102 | 795259 | 799787 | 752853 | 799787 | FG:[GNCP - Forecasted] | 224965 | 207234 | 189386 | 207338 | 217637 | 217981 | 229570 | 238022 | 216824 | 214833 | 151505 | 174495 | 172867 | 194639 | 196069 | 223880 | 224198 | 231785 | 226251 | 236361 | 227263 | 220995 | 200240 | 186591 | 759818 | 607977 | 587761 | 720832 | 754990 | 810713 | 805670 | 837392 | 788046 | 761167 | 598817 | 561480 | 573960.1872 | 888364.9995 | 673864.52 | 770830.4902 | 745364.6799 | 818823.7482 | 723590.5641 | 637907.5018 | 645958.3947 | 667282.3264 | 595370.8333 | 603199.6519 | 751351 | 672007 | 618802 | 628268 | 717500 | 773832 | 778453 | 790759 | 755733 | 710798 | 584560 | 552739 | 752102 | 672677 | 619483 | 632208 | 721094 | 776545 | 782863 | 795259 | 760044 | 713212 | 585750 | 554266 | 752853 | 673351 | 620165 | 636181 | 724836 | 779270 | 787301 | 799787 | 764382 | 715634 | 586948 | 555803
LCEC -FH:[NCP - Forecasted] | 795259 | 752102 | 795259 | 799787 | 752853 | 799787 | FH:[NCP - Forecasted] | 224965 | 207234 | 189386 | 207338 | 217637 | 217981 | 229570 | 238022 | 216824 | 214833 | 151505 | 174495 | 172867 | 194639 | 196069 | 223880 | 224198 | 231785 | 226251 | 236361 | 227263 | 220995 | 200240 | 186591 | 759818 | 607977 | 587761 | 720832 | 754990 | 810713 | 805670 | 837392 | 788046 | 761167 | 598817 | 561480 | 573960.1872 | 888364.9995 | 673864.52 | 770830.4902 | 745364.6799 | 818823.7482 | 723590.5641 | 637907.5018 | 645958.3947 | 667282.3264 | 595370.8333 | 603199.6519 | 751351 | 672007 | 618802 | 628268 | 717500 | 773832 | 778453 | 790759 | 755733 | 710798 | 584560 | 552739 | 752102 | 672677 | 619483 | 632208 | 721094 | 776545 | 782863 | 795259 | 760044 | 713212 | 585750 | 554266 | 752853 | 673351 | 620165 | 636181 | 724836 | 779270 | 787301 | 799787 | 764382 | 715634 | 586948 | 555803
LCEC -FI:[NCP ONPK - Forecasted] | 795259 | 752102 | 795259 | 799787 | 752853 | 799787 | FI:[NCP ONPK - Forecasted] | 224965 | 207234 | 183138 | 207338 | 217637 | 217981 | 229570 | 238022 | 211763 | 214833 | 151505 | 174495 | 172867 | 194639 | 196069 | 223880 | 224198 | 231785 | 226251 | 236361 | 227263 | 220995 | 187306 | 183623 | 759818 | 537921 | 537710 | 720832 | 729301 | 810713 | 793641 | 836336 | 768510 | 761167 | 562147 | 539994 | 385883.3333 | 313264.6667 | 305639 | 384016.6667 | 390378.6667 | 420159.6667 | 416487.3333 | 436906.3333 | 402512 | 398998.3333 | 300319.3333 | 299370.6667 | 751351 | 672007 | 618802 | 628268 | 717500 | 773832 | 778453 | 790759 | 755733 | 710798 | 584560 | 552739 | 752102 | 672677 | 619483 | 632208 | 721094 | 776545 | 782863 | 795259 | 760044 | 713212 | 585750 | 554266 | 752853 | 673351 | 620165 | 636181 | 724836 | 779270 | 787301 | 799787 | 764382 | 715634 | 586948 | 555803
MDCSWM
MDCSWM -FF:[CP @ Meter - Forecasted] | 0 | 0 | 0 | 0 | 0 | 0 | FF:[CP @ Meter - Forecasted] | 978 | 920 | 350 | 570 | 896 | 898 | 601 | 363 | 682 | 301 | 573 | 660 | 625 | 538 | 550 | 801 | 506 | 718 | 714 | 818 | 543 | 325 | 133 | 0 | 0 | 0 | 0 | 0 | 0 | 0 | 0 | 0 | 0 | 0 | 0 | 0 | 0 | 0 | 0 | 0 | 0 | 0 | 0 | 0 | 0 | 0 | 0 | 0 | 0 | 0 | 0 | 0 | 0 | 0 | 0 | 0 | 0 | 0 | 0 | 0 | 0 | 0 | 0 | 0 | 0 | 0 | 0 | 0 | 0 | 0 | 0 | 0 | 0 | 0 | 0 | 0 | 0 | 0 | 0 | 0 | 0 | 0 | 0 | 0
MDCSWM -FG:[GNCP - Forecasted] | 0 | 0 | 0 | 0 | 0 | 0 | FG:[GNCP - Forecasted] | 1058 | 1007 | 990 | 973 | 975 | 972 | 986 | 950 | 949 | 879 | 1010 | 1015 | 986 | 602 | 980 | 978 | 1001 | 972 | 951 | 949 | 919 | 960 | 947 | 0 | 0 | 0 | 0 | 0 | 0 | 0 | 0 | 0 | 0 | 0 | 0 | 0 | 681.3333 | 536.3333 | 656.6667 | 650.3333 | 658.6667 | 648 | 645.6667 | 633 | 622.6667 | 613 | 652.3333 | 338.3333 | 328.6667 | 200.6667 | 326.6667 | 326 | 333.6667 | 324 | 317 | 316.3333 | 306.3333 | 320 | 315.6667 | 0 | 0 | 0 | 0 | 0 | 0 | 0 | 0 | 0 | 0 | 0 | 0 | 0 | 0 | 0 | 0 | 0 | 0 | 0 | 0 | 0 | 0 | 0 | 0 | 0
MDCSWM -FH:[NCP - Forecasted] | 0 | 0 | 0 | 0 | 0 | 0 | FH:[NCP - Forecasted] | 1058 | 1007 | 990 | 973 | 975 | 972 | 986 | 950 | 949 | 879 | 1010 | 1015 | 986 | 602 | 980 | 978 | 1001 | 972 | 951 | 949 | 919 | 960 | 947 | 0 | 0 | 0 | 0 | 0 | 0 | 0 | 0 | 0 | 0 | 0 | 0 | 0 | 681.3333 | 536.3333 | 656.6667 | 650.3333 | 658.6667 | 648 | 645.6667 | 633 | 622.6667 | 613 | 652.3333 | 338.3333 | 328.6667 | 200.6667 | 326.6667 | 326 | 333.6667 | 324 | 317 | 316.3333 | 306.3333 | 320 | 315.6667 | 0 | 0 | 0 | 0 | 0 | 0 | 0 | 0 | 0 | 0 | 0 | 0 | 0 | 0 | 0 | 0 | 0 | 0 | 0 | 0 | 0 | 0 | 0 | 0 | 0
MDCSWM -FI:[NCP ONPK - Forecasted] | 0 | 0 | 0 | 0 | 0 | 0 | FI:[NCP ONPK - Forecasted] | 1025 | 990 | 955 | 973 | 975 | 944 | 986 | 916 | 923 | 879 | 979 | 995 | 986 | 587 | 974 | 978 | 1001 | 939 | 900 | 890 | 919 | 944 | 923 | 0 | 0 | 0 | 0 | 0 | 0 | 0 | 0 | 0 | 0 | 0 | 0 | 0 | 670.3333 | 525.6667 | 643 | 650.3333 | 658.6667 | 627.6667 | 628.6667 | 602 | 614 | 607.6667 | 634 | 331.6667 | 328.6667 | 195.6667 | 324.6667 | 326 | 333.6667 | 313 | 300 | 296.6667 | 306.3333 | 314.6667 | 307.6667 | 0 | 0 | 0 | 0 | 0 | 0 | 0 | 0 | 0 | 0 | 0 | 0 | 0 | 0 | 0 | 0 | 0 | 0 | 0 | 0 | 0 | 0 | 0 | 0 | 0
MET
MET -FF:[CP @ Meter - Forecasted] | 16422.4544 | 15649.1258 | 16422.4544 | 16485.6485 | 15822.8388 | 16485.6485 | FF:[CP @ Meter - Forecasted] | 4306.6826 | 3909.6211 | 3946.0509 | 4737.1811 | 3818.6768 | 4977.9271 | 3868.6358 | 4246.0403 | 2667.3711 | 3526.1008 | 4722.0309 | 4143.9238 | 9165.3314 | 8925.5131 | 8053.3221 | 8480.9948 | 9947.8229 | 10053.2875 | 8630.0071 | 9872.0021 | 9913.1431 | 8747.1195 | 9997.4666 | 7448.4952 | 13887.4058 | 13917.7601 | 7844.8302 | 12808.2247 | 15564.3545 | 13559.9829 | 15649.0492 | 14748.6107 | 16318.4837 | 14216.6934 | 13163.7555 | 11100.6027 | 12746.3565 | 15560.164 | 11798.0843 | 15471.116 | 14121.0834 | 14460.6596 | 14496.5024 | 14825.5385 | 13519.1106 | 13351.1849 | 13136.5401 | 9719.4005 | 15149.4529 | 13609.6832 | 11914.0081 | 15248.3179 | 16173.1791 | 15076.0425 | 15594.8448 | 16161.5089 | 13856.8279 | 13762.8428 | 13655.366 | 12048.5494 | 15649.1258 | 13768.6374 | 12233.0554 | 15795.9097 | 16021.5441 | 15234.5749 | 15690.5671 | 16422.4544 | 14104.3184 | 13957.7238 | 13802.0035 | 12264.6562 | 15822.8388 | 13949.7982 | 12268.7519 | 15674.1455 | 16279.187 | 15337.5834 | 15837.3246 | 16485.6485 | 14151.0804 | 14028.6114 | 13890.155 | 12296.9561
MET -FG:[GNCP - Forecasted] | 17139.2 | 16723.7042 | 17139.2 | 17101.0027 | 16798.9175 | 17101.0027 | FG:[GNCP - Forecasted] | 4786.5721 | 4620.2163 | 4332.3667 | 4794.8203 | 4089.3828 | 5471.8364 | 4431.2829 | 4659.8035 | 4618.6695 | 4433.704 | 5141.3056 | 4460.6206 | 9926.156 | 10609.5454 | 8951.8559 | 9650.0274 | 10702.9588 | 11128.9834 | 10235.1723 | 10915.5055 | 11633.517 | 10319.6501 | 10613.8332 | 9782.2534 | 17118.5594 | 18026.5398 | 13901.6921 | 15282.0275 | 16457.2986 | 16535.6598 | 16430.0075 | 16171.2686 | 16815.2632 | 16316.8299 | 17603.8731 | 14560.3383 | 16303.909 | 16573.2751 | 14052.2043 | 16665.7921 | 15167.9271 | 16460.8711 | 17115.5219 | 15954.9791 | 17215.5969 | 16313.7924 | 16239.0252 | 14721.9825 | 16439.3235 | 16292.2642 | 13870.1086 | 15909.2562 | 16173.1791 | 16595.2486 | 16699.6256 | 16344.5347 | 17062.8053 | 16284.8558 | 16341.0956 | 14660.3842 | 16371.6173 | 16723.7042 | 13961.1564 | 16287.5252 | 16021.5441 | 16528.0599 | 16563.6591 | 16462.0837 | 17139.2 | 16299.3251 | 16290.0604 | 14691.1833 | 16405.4694 | 16798.9175 | 13915.6325 | 16098.3896 | 16279.187 | 16561.6553 | 16631.6434 | 16485.6485 | 17101.0027 | 16292.0904 | 16315.578 | 14675.7848
MET -FH:[NCP - Forecasted] | 21161.183 | 19831.6788 | 21161.183 | 21114.022 | 19920.8699 | 21114.022 | FH:[NCP - Forecasted] | 5505.5261 | 5402.2079 | 5020.5594 | 5470.1715 | 4816.0148 | 6690.7744 | 5498.1203 | 5392.865 | 5281.3878 | 5422.6763 | 5732.1514 | 5051.6615 | 11329.6864 | 12629.5337 | 10956.5115 | 11769.6465 | 12795.011 | 13316.1212 | 12737.9424 | 14224.6699 | 15064.9344 | 12827.712 | 12519.0909 | 11029.993 | 19574.9668 | 21552.6078 | 15919.7777 | 18871.6365 | 19833.8398 | 19639.6677 | 20495.1743 | 20246.0419 | 20990.4781 | 19758.6925 | 20061.491 | 16488.3816 | 18666.2119 | 19653.2937 | 16516.3125 | 20013.4557 | 18102.7137 | 19776.9356 | 21298.9437 | 19822.9472 | 21255.5075 | 19993.8112 | 18601.1228 | 16647.0877 | 18821.2469 | 19320.0589 | 16302.2857 | 19104.9542 | 19010.9018 | 19938.3837 | 20781.393 | 20306.9429 | 21066.861 | 19958.3471 | 18718.0402 | 16577.4346 | 18743.7306 | 19831.6788 | 16409.2991 | 19559.2062 | 18556.8077 | 19857.6596 | 20612.1931 | 20452.9893 | 21161.183 | 19976.0804 | 18659.5815 | 16612.2612 | 18782.4875 | 19920.8699 | 16355.7924 | 19332.0789 | 18783.8548 | 19898.0229 | 20696.7943 | 20379.9661 | 21114.022 | 19967.2138 | 18688.8108 | 16594.8491
MET -FI:[NCP ONPK - Forecasted] | 20170.6946 | 18928.6686 | 20170.6946 | 20125.7411 | 19013.7985 | 20125.7411 | FI:[NCP ONPK - Forecasted] | 5277.7283 | 5111.2343 | 4743.1172 | 5402.1156 | 4633.7632 | 6393.2978 | 5173.7483 | 5056.1377 | 5046.207 | 5281.0449 | 5505.9398 | 4940.0907 | 10978.8038 | 12071.7334 | 10278.3498 | 11328.3477 | 12261.0766 | 12562.1412 | 12261.9023 | 13482.3072 | 14370.1818 | 12374.6765 | 11717.1295 | 10386.8411 | 18489.6775 | 20691.7837 | 15017.5441 | 17837.5216 | 19059.0643 | 18882.7149 | 19531.926 | 19331.7548 | 19957.754 | 19014.2897 | 19250.8074 | 15578.9971 | 17861.6594 | 18758.406 | 15557.9435 | 19283.386 | 17385.7015 | 18853.3395 | 20294.4415 | 18784.0087 | 20260.6041 | 19328.507 | 17702.5331 | 15881.6338 | 18010.0121 | 18440.3447 | 15356.3357 | 18408.0257 | 18257.9181 | 19007.2479 | 19801.2996 | 19242.6377 | 20080.7876 | 19294.223 | 17813.8024 | 15815.1835 | 17935.8369 | 18928.6686 | 15457.1396 | 18845.7071 | 17821.8098 | 18930.2937 | 19640.0795 | 19381.0297 | 20170.6946 | 19311.3662 | 17758.1678 | 15848.4086 | 17972.9234 | 19013.7985 | 15406.7376 | 18626.8652 | 18039.8639 | 18968.772 | 19720.6907 | 19311.8337 | 20125.7411 | 19302.7946 | 17785.9851 | 15831.7972
NEW SMRYNA BEACH
NEW SMRYNA BEACH -FF:[CP @ Meter - Forecasted] | 44038.3527 | 44038.3527 | 44038.3527 | 0 | 0 | 0 | FF:[CP @ Meter - Forecasted] | 0 | 0 | 0 | 0 | 0 | 0 | 0 | 0 | 0 | 0 | 0 | 0 | 0 | 0 | 0 | 0 | 0 | 0 | 0 | 0 | 0 | 0 | 0 | 0 | 0 | 30000 | 20000 | 10000 | 20000 | 35000 | 35000 | 35000 | 25000 | 20000 | 10000 | 20000 | 34280.8985 | 39178.1698 | 19589.0849 | 19589.0849 | 24486.3561 | 39178.1698 | 43648.2244 | 37357.2926 | 29383.6273 | 19589.0849 | 14691.8137 | 19589.0849 | 39153.1733 | 39153.1733 | 24470.7333 | 19576.5866 | 29364.88 | 39153.1733 | 44047.3199 | 44047.3199 | 34259.0266 | 24470.7333 | 19576.5866 | 24470.7333 | 44038.3527 | 0 | 0 | 0 | 0 | 0 | 0 | 44038.3527 | 0 | 0 | 0 | 0 | 0 | 0 | 0 | 0 | 0 | 0 | 0 | 0 | 0 | 0 | 0 | 0
NEW SMRYNA BEACH -FG:[GNCP - Forecasted] | 45000 | 45000 | 45000 | 0 | 0 | 0 | FG:[GNCP - Forecasted] | 0 | 0 | 0 | 0 | 0 | 0 | 0 | 0 | 0 | 0 | 0 | 0 | 0 | 0 | 0 | 0 | 0 | 0 | 0 | 0 | 0 | 0 | 0 | 0 | 0 | 35000 | 20000 | 10000 | 20000 | 35000 | 35000 | 35000 | 25000 | 20000 | 10000 | 20000 | 34280.8985 | 39178.1698 | 19589.0849 | 19589.0849 | 24486.3561 | 39178.1698 | 43648.2244 | 37357.2926 | 29383.6273 | 19589.0849 | 14691.8137 | 19589.0849 | 40000 | 40000 | 25000 | 20000 | 30000 | 40000 | 45000 | 45000 | 35000 | 25000 | 20000 | 25000 | 45000 | 11666.6667 | 6666.6667 | 3333.3333 | 6666.6667 | 11666.6667 | 11666.6667 | 45000 | 8333.3333 | 6666.6667 | 3333.3333 | 6666.6667 | 0 | 0 | 0 | 0 | 0 | 0 | 0 | 0 | 0 | 0 | 0 | 0
NEW SMRYNA BEACH -FH:[NCP - Forecasted] | 45000 | 45000 | 45000 | 0 | 0 | 0 | FH:[NCP - Forecasted] | 0 | 0 | 0 | 0 | 0 | 0 | 0 | 0 | 0 | 0 | 0 | 0 | 0 | 0 | 0 | 0 | 0 | 0 | 0 | 0 | 0 | 0 | 0 | 0 | 0 | 35000 | 20000 | 10000 | 20000 | 35000 | 35000 | 35000 | 25000 | 20000 | 10000 | 20000 | 34280.8985 | 39178.1698 | 19589.0849 | 19589.0849 | 24486.3561 | 39178.1698 | 43648.2244 | 37357.2926 | 29383.6273 | 19589.0849 | 14691.8137 | 19589.0849 | 40000 | 40000 | 25000 | 20000 | 30000 | 40000 | 45000 | 45000 | 35000 | 25000 | 20000 | 25000 | 45000 | 11666.6667 | 6666.6667 | 3333.3333 | 6666.6667 | 11666.6667 | 11666.6667 | 45000 | 8333.3333 | 6666.6667 | 3333.3333 | 6666.6667 | 0 | 0 | 0 | 0 | 0 | 0 | 0 | 0 | 0 | 0 | 0 | 0
NEW SMRYNA BEACH -FI:[NCP ONPK - Forecasted] | 45000 | 45000 | 45000 | 0 | 0 | 0 | FI:[NCP ONPK - Forecasted] | 0 | 0 | 0 | 0 | 0 | 0 | 0 | 0 | 0 | 0 | 0 | 0 | 0 | 0 | 0 | 0 | 0 | 0 | 0 | 0 | 0 | 0 | 0 | 0 | 0 | 35000 | 20000 | 10000 | 20000 | 35000 | 35000 | 35000 | 25000 | 20000 | 10000 | 20000 | 0 | 11666.6667 | 6666.6667 | 3333.3333 | 6666.6667 | 11666.6667 | 11666.6667 | 11666.6667 | 8333.3333 | 6666.6667 | 3333.3333 | 6666.6667 | 40000 | 40000 | 25000 | 20000 | 30000 | 40000 | 45000 | 45000 | 35000 | 25000 | 20000 | 25000 | 45000 | 11666.6667 | 6666.6667 | 3333.3333 | 6666.6667 | 11666.6667 | 11666.6667 | 45000 | 8333.3333 | 6666.6667 | 3333.3333 | 6666.6667 | 0 | 0 | 0 | 0 | 0 | 0 | 0 | 0 | 0 | 0 | 0 | 0
OL-1
OL-1 -FF:[CP @ Meter - Forecasted] | 8960.6459 | 8960.6459 | 0 | 8987.5192 | 8987.5192 | 0 | FF:[CP @ Meter - Forecasted] | 792.6667 | 0 | 0 | 0 | 0 | 0 | 0 | 0 | 0 | 0 | 7320.1155 | 6503.2258 | 13600.6667 | 0 | 0 | 0 | 0 | 0 | 0 | 0 | 0 | 0 | 0 | 0 | 2375 | 0 | 0 | 0 | 0 | 0 | 0 | 0 | 0 | 0 | 0 | 0 | 7515.7842 | 0 | 0 | 0 | 0 | 0 | 0 | 0 | 0 | 0 | 6532.886 | 5357.6288 | 8690.3071 | 0 | 0 | 0 | 0 | 0 | 0 | 0 | 0 | 0 | 6708.5316 | 6629.9283 | 8960.6459 | 0 | 0 | 0 | 0 | 0 | 0 | 0 | 0 | 0 | 6761.3059 | 6694.5684 | 8987.5192 | 0 | 0 | 0 | 0 | 0 | 0 | 0 | 0 | 0 | 6753.1444 | 6678.9659
OL-1 -FG:[GNCP - Forecasted] | 26393.5073 | 22960.0465 | 26393.5073 | 26235.7743 | 22823.1053 | 26235.7743 | FG:[GNCP - Forecasted] | 6778 | 7296.092 | 7519.6667 | 8563.5778 | 8230 | 9342.0222 | 8271.2903 | 8232 | 8241.5222 | 6999.3548 | 7320.1155 | 6503.2258 | 13600.6667 | 15951.8571 | 15146.6667 | 16905.8111 | 16641.8495 | 18424.0333 | 17040.6452 | 16618.6667 | 16202.9556 | 14285.1505 | 14482.2879 | 13203.5484 | 20308 | 23816.1905 | 22679 | 25072.5222 | 25430.5806 | 27503.2333 | 25801.5484 | 24714 | 24156.4556 | 21520.086 | 21405.9688 | 19974.8817 | 20419.5942 | 22836.2833 | 22327.2124 | 24676.3586 | 25396.5201 | 26951.0776 | 25792.3249 | 24471.2477 | 23514.8589 | 21356.6494 | 20972.8208 | 19809.8177 | 20030.3826 | 22300.5397 | 22166.8575 | 24386.5222 | 24971.4201 | 26551.2403 | 25343.5303 | 24121.1659 | 23375.7838 | 21230.2765 | 20848.6578 | 19692.482 | 19911.6819 | 22960.0465 | 22035.3661 | 24241.7925 | 24823.1458 | 26393.5073 | 25192.8974 | 23977.7273 | 23236.7087 | 21103.9035 | 20724.4948 | 19575.1464 | 19792.9812 | 22823.1053 | 21903.8747 | 24097.0627 | 24674.8715 | 26235.7743 | 25042.2645 | 23834.2886 | 23097.6336 | 20977.5305 | 20600.3318 | 19457.8107
OL-1 -FH:[NCP - Forecasted] | 26393.5073 | 22960.0465 | 26393.5073 | 26235.7743 | 22823.1053 | 26235.7743 | FH:[NCP - Forecasted] | 6778 | 7296.092 | 7519.6667 | 8563.5778 | 8230 | 9342.0222 | 8271.2903 | 8232 | 8241.5222 | 6999.3548 | 7320.1155 | 6503.2258 | 13600.6667 | 15951.8571 | 15146.6667 | 16905.8111 | 16641.8495 | 18424.0333 | 17040.6452 | 16618.6667 | 16202.9556 | 14285.1505 | 14482.2879 | 13203.5484 | 20308 | 23816.1905 | 22679 | 25072.5222 | 25430.5806 | 27503.2333 | 25801.5484 | 24714 | 24156.4556 | 21520.086 | 21405.9688 | 19974.8817 | 20419.5942 | 22836.2833 | 22327.2124 | 24676.3586 | 25396.5201 | 26951.0776 | 25792.3249 | 24471.2477 | 23514.8589 | 21356.6494 | 20972.8208 | 19809.8177 | 20030.3826 | 22300.5397 | 22166.8575 | 24386.5222 | 24971.4201 | 26551.2403 | 25343.5303 | 24121.1659 | 23375.7838 | 21230.2765 | 20848.6578 | 19692.482 | 19911.6819 | 22960.0465 | 22035.3661 | 24241.7925 | 24823.1458 | 26393.5073 | 25192.8974 | 23977.7273 | 23236.7087 | 21103.9035 | 20724.4948 | 19575.1464 | 19792.9812 | 22823.1053 | 21903.8747 | 24097.0627 | 24674.8715 | 26235.7743 | 25042.2645 | 23834.2886 | 23097.6336 | 20977.5305 | 20600.3318 | 19457.8107
OL-1 -FI:[NCP ONPK - Forecasted] | 24823.1458 | 22960.0465 | 24823.1458 | 24674.8715 | 22823.1053 | 24674.8715 | FI:[NCP ONPK - Forecasted] | 6778 | 7296.092 | 7519.6667 | 8563.5778 | 8230 | 8397.2111 | 7306.129 | 8232 | 8241.5222 | 6999.3548 | 7320.1155 | 6503.2258 | 13600.6667 | 15951.8571 | 15146.6667 | 16905.8111 | 16641.8495 | 16274.1222 | 15052.5699 | 16618.6667 | 16202.9556 | 14285.1505 | 14482.2879 | 13203.5484 | 20308 | 23816.1905 | 22679 | 25072.5222 | 25430.5806 | 23839.9778 | 22364.9032 | 24714 | 24156.4556 | 21520.086 | 21405.9688 | 19974.8817 | 20419.5942 | 22836.2833 | 22327.2124 | 24676.3586 | 25396.5201 | 23797.207 | 22639.9407 | 24471.2477 | 23514.8589 | 21356.6494 | 20972.8208 | 19809.8177 | 20030.3826 | 22300.5397 | 22166.8575 | 24386.5222 | 24971.4201 | 23444.1595 | 22245.9986 | 24121.1659 | 23375.7838 | 21230.2765 | 20848.6578 | 19692.482 | 19911.6819 | 22960.0465 | 22035.3661 | 24241.7925 | 24823.1458 | 23304.8847 | 22113.7763 | 23977.7273 | 23236.7087 | 21103.9035 | 20724.4948 | 19575.1464 | 19792.9812 | 22823.1053 | 21903.8747 | 24097.0627 | 24674.8715 | 23165.61 | 21981.554 | 23834.2886 | 23097.6336 | 20977.5305 | 20600.3318 | 19457.8107
OS-2
OS-2 -FF:[CP @ Meter - Forecasted] | 3062.859 | 3062.859 | 984.977 | 3073.6624 | 3073.6624 | 985.1575 | FF:[CP @ Meter - Forecasted] | 200.6667 | 214.3448 | 345.3333 | 417.8095 | 289.0323 | 311.0333 | 262.4768 | 293.3333 | 294.8444 | 304.1935 | 2468.9778 | 2865.4839 | 4043.3333 | 430.8929 | 431.3333 | 612.7111 | 663.129 | 604.5778 | 518.172 | 517.3333 | 621.5216 | 446.6774 | 555.7778 | 443.3978 | 575 | 629.341 | 998 | 798.7778 | 764.6882 | 976.7333 | 792.2911 | 1181 | 1126.3778 | 979.3548 | 623.8106 | 455.0304 | 2074.4622 | 702.1409 | 929.3492 | 988.8128 | 881.151 | 924.6426 | 796.0438 | 994.4196 | 925.938 | 806.9063 | 2627.518 | 2522.7853 | 2370.0647 | 595.2746 | 931.7931 | 975.8808 | 960.2652 | 940.6483 | 807.5154 | 961.5057 | 947.3922 | 812.2194 | 2676.8106 | 3044.5635 | 2434.9221 | 596.3858 | 936.1967 | 984.977 | 950.5341 | 938.2293 | 805.4858 | 958.5987 | 941.0412 | 812.8096 | 2664.678 | 3062.859 | 2456.3528 | 604.1689 | 944.4528 | 985.1575 | 961.3626 | 946.0283 | 812.4767 | 966.6482 | 951.0297 | 818.3058 | 2688.7862 | 3073.6624
OS-2 -FG:[GNCP - Forecasted] | 11767.8131 | 11767.8131 | 9169.4265 | 11798.4518 | 11798.4518 | 9180.7065 | FG:[GNCP - Forecasted] | 3160.6667 | 3657.3793 | 4013 | 3716.1969 | 2559.0323 | 2328.1 | 1690.9438 | 2127.3333 | 3235.3667 | 3489.6774 | 3805.0778 | 3460.9677 | 5390 | 8140.1429 | 8479.3333 | 6468.0333 | 5625.7742 | 4175.1111 | 3656.0645 | 4290 | 6315.5267 | 6375.4839 | 8269.5667 | 6703.4409 | 9128 | 11419.201 | 12949 | 8779.4778 | 8082.1505 | 7728.9333 | 5134.5609 | 5634 | 8251.6778 | 9435.4409 | 11583.4644 | 9888.0077 | 8560.9294 | 11017.1357 | 12191.4145 | 9546.4046 | 8162.947 | 6871.2655 | 5570.6265 | 6327.5639 | 8947.883 | 9524.8154 | 11334.0533 | 9603.2591 | 8297.6843 | 10497.8659 | 11947.6822 | 9125.2785 | 8156.7934 | 6759.613 | 5125.2693 | 5749.4143 | 8852.8035 | 9284.2633 | 11177.7929 | 9309.9459 | 8218.5706 | 10671.343 | 11767.8131 | 9102.4431 | 7955.8681 | 6645.0564 | 5039.8283 | 5681.5215 | 8677.8369 | 9169.4265 | 10974.529 | 9220.1915 | 8216.838 | 10718.2032 | 11798.4518 | 9068.2953 | 8016.0459 | 6668.8212 | 5057.1338 | 5686.892 | 8721.4855 | 9180.7065 | 11020.7777 | 9218.7366
OS-2 -FH:[NCP - Forecasted] | 14816.5777 | 14816.5777 | 14269.7327 | 14855.1541 | 14855.1541 | 14341.5079 | FH:[NCP - Forecasted] | 4675 | 4692.4138 | 5171.6667 | 5814.5444 | 4530 | 4405.4444 | 3210.6651 | 3675.3333 | 4989.9667 | 4879.0323 | 5051.2778 | 5321.6129 | 8091.3333 | 10787.25 | 10937.3333 | 9852.1778 | 9305.4516 | 7742.2556 | 6370.2366 | 7326 | 10317.8003 | 8965.0323 | 10858 | 10149.6129 | 12787 | 14466.7496 | 15555 | 14131.2889 | 13667.4409 | 12936.1556 | 9759.7211 | 10312 | 14638.8667 | 13039.2688 | 16088.6505 | 14475.9008 | 12490.7151 | 14238.0723 | 15349.9242 | 14935.0317 | 13906.7776 | 12366.1394 | 10277.5954 | 11086.1827 | 14713.7933 | 13292.8116 | 15218.1016 | 14463.0761 | 12106.6307 | 13566.9903 | 15043.0467 | 14276.1939 | 13896.294 | 12165.1995 | 9455.9282 | 10073.2381 | 14557.4457 | 12957.0975 | 15008.2926 | 14021.3291 | 11991.2009 | 13791.1846 | 14816.5777 | 14240.4688 | 13553.9883 | 11959.0333 | 9298.2928 | 9954.2868 | 14269.7327 | 12796.8316 | 14735.3725 | 13886.1536 | 11988.6729 | 13851.7448 | 14855.1541 | 14187.0457 | 13656.51 | 12001.8026 | 9330.2207 | 9963.6962 | 14341.5079 | 12812.5739 | 14797.4701 | 13883.9624
OS-2 -FI:[NCP ONPK - Forecasted] | 14506.0525 | 14506.0525 | 13806.6008 | 14543.8204 | 14543.8204 | 13754.8054 | FI:[NCP ONPK - Forecasted] | 4556.3333 | 4571.0805 | 5045 | 5613.0451 | 4388.7097 | 4188.1 | 3094.2595 | 3508.3333 | 4716.1333 | 4827.0968 | 4942.0889 | 5002.2581 | 7874.6667 | 10523.2857 | 10780.6667 | 9565.4778 | 9098.1828 | 7086.1667 | 6067.2043 | 7008.6667 | 9846.0675 | 8866.6452 | 10631.6222 | 9793.4516 | 12459 | 14185.4685 | 15175 | 13752.1222 | 13339.0108 | 12110.0778 | 8924.8975 | 9868 | 13893.6778 | 12900.7742 | 15654.9151 | 14163.3147 | 12167.1347 | 13906.0891 | 15028.2212 | 14480.0023 | 13547.5814 | 11558.8166 | 9697.5321 | 10598.8667 | 13971.9102 | 13149.9837 | 14865.3922 | 13889.2701 | 11793.0003 | 13250.6545 | 14727.7751 | 13841.2375 | 13537.3686 | 11370.9952 | 8922.2394 | 9630.4481 | 13823.4457 | 12817.8768 | 14660.446 | 13465.049 | 11680.5608 | 13469.6213 | 14506.0525 | 13806.6008 | 13203.9043 | 11178.2885 | 8773.5008 | 9516.7256 | 13550.2396 | 12659.3329 | 14393.8513 | 13335.2364 | 11678.0983 | 13528.7694 | 14543.8204 | 13754.8054 | 13303.778 | 11218.2655 | 8803.6268 | 9525.7214 | 13618.3957 | 12674.9061 | 14454.5097 | 13333.1321
QUINCY
QUINCY -FF:[CP @ Meter - Forecasted] | 18593.9711 | 18593.9711 | 18593.9711 | 18592.5196 | 18592.5196 | 18592.5196 | FF:[CP @ Meter - Forecasted] | 0 | 0 | 0 | 0 | 0 | 0 | 0 | 0 | 0 | 0 | 0 | 0 | 0 | 0 | 0 | 0 | 0 | 0 | 0 | 0 | 0 | 0 | 0 | 0 | 0 | 0 | 0 | 0 | 0 | 0 | 0 | 0 | 0 | 0 | 0 | 0 | 0 | 0 | 0 | 0 | 0 | 0 | 0 | 0 | 0 | 0 | 0 | 0 | 18597.7573 | 0 | 0 | 0 | 0 | 0 | 0 | 18597.7573 | 0 | 0 | 0 | 0 | 18593.9711 | 0 | 0 | 0 | 0 | 0 | 0 | 18593.9711 | 0 | 0 | 0 | 0 | 18592.5196 | 0 | 0 | 0 | 0 | 0 | 0 | 18592.5196 | 0 | 0 | 0 | 0
QUINCY -FG:[GNCP - Forecasted] | 19000 | 19000 | 19000 | 19000 | 19000 | 19000 | FG:[GNCP - Forecasted] | 0 | 0 | 0 | 0 | 0 | 0 | 0 | 0 | 0 | 0 | 0 | 0 | 0 | 0 | 0 | 0 | 0 | 0 | 0 | 0 | 0 | 0 | 0 | 0 | 0 | 0 | 0 | 0 | 0 | 0 | 0 | 0 | 0 | 0 | 0 | 0 | 0 | 0 | 0 | 0 | 0 | 0 | 0 | 0 | 0 | 0 | 0 | 0 | 19000 | 0 | 0 | 0 | 0 | 0 | 0 | 19000 | 0 | 0 | 0 | 0 | 19000 | 0 | 0 | 0 | 0 | 0 | 0 | 19000 | 0 | 0 | 0 | 0 | 19000 | 0 | 0 | 0 | 0 | 0 | 0 | 19000 | 0 | 0 | 0 | 0
QUINCY -FH:[NCP - Forecasted] | 19000 | 19000 | 19000 | 19000 | 19000 | 19000 | FH:[NCP - Forecasted] | 0 | 0 | 0 | 0 | 0 | 0 | 0 | 0 | 0 | 0 | 0 | 0 | 0 | 0 | 0 | 0 | 0 | 0 | 0 | 0 | 0 | 0 | 0 | 0 | 0 | 0 | 0 | 0 | 0 | 0 | 0 | 0 | 0 | 0 | 0 | 0 | 0 | 0 | 0 | 0 | 0 | 0 | 0 | 0 | 0 | 0 | 0 | 0 | 19000 | 0 | 0 | 0 | 0 | 0 | 0 | 19000 | 0 | 0 | 0 | 0 | 19000 | 0 | 0 | 0 | 0 | 0 | 0 | 19000 | 0 | 0 | 0 | 0 | 19000 | 0 | 0 | 0 | 0 | 0 | 0 | 19000 | 0 | 0 | 0 | 0
QUINCY -FI:[NCP ONPK - Forecasted] | 19000 | 19000 | 19000 | 19000 | 19000 | 19000 | FI:[NCP ONPK - Forecasted] | 0 | 0 | 0 | 0 | 0 | 0 | 0 | 0 | 0 | 0 | 0 | 0 | 0 | 0 | 0 | 0 | 0 | 0 | 0 | 0 | 0 | 0 | 0 | 0 | 0 | 0 | 0 | 0 | 0 | 0 | 0 | 0 | 0 | 0 | 0 | 0 | 0 | 0 | 0 | 0 | 0 | 0 | 0 | 0 | 0 | 0 | 0 | 0 | 19000 | 0 | 0 | 0 | 0 | 0 | 0 | 19000 | 0 | 0 | 0 | 0 | 19000 | 0 | 0 | 0 | 0 | 0 | 0 | 19000 | 0 | 0 | 0 | 0 | 19000 | 0 | 0 | 0 | 0 | 0 | 0 | 19000 | 0 | 0 | 0 | 0
RS(T)-1
RS(T)-1 -FF:[CP @ Meter - Forecasted] | 12995888.7258 | 12266437.3195 | 12995888.7258 | 13173313.6967 | 12436716.437 | 13173313.6967 | FF:[CP @ Meter - Forecasted] | 3968106.6667 | 2289140.9655 | 2476260.7911 | 3430125.4251 | 2931702.7785 | 3775951.6723 | 3598129.0323 | 3931110.5872 | 4106484.8431 | 3322272.0578 | 2749910.8393 | 2364201.2889 | 4998642.0514 | 5186460.2124 | 5728397.9306 | 5732208.3517 | 6765419.7737 | 7277559.5009 | 6940824.707 | 7571378.678 | 8275822.936 | 6664369.3799 | 6532853.3058 | 5270165.8509 | 11076604.6579 | 8442794.2095 | 9137017.834 | 9876227.9195 | 10197743.911 | 11472123.9353 | 11776757.1066 | 11753144.1019 | 12869212.7667 | 10857444.2036 | 9179353.5992 | 8897610.6372 | 9124368.2621 | 8976216.6877 | 9961447.3893 | 11111903.9543 | 11065131.8995 | 12097892.9833 | 11944671.029 | 12253297.238 | 11755346.1462 | 10611719.2611 | 8821454.0465 | 7130590.9277 | 11703195.8254 | 8638365.8699 | 9999516.061 | 10128777.3195 | 11195180.5224 | 12034581.0538 | 12453168.3978 | 12919731.1436 | 12325865.3047 | 11099453.2316 | 9251854.2471 | 9018680.5524 | 12266437.3195 | 8706780.3796 | 10092340.8703 | 10223745.1103 | 11309182.2596 | 12157254.8743 | 12587331.9019 | 12995888.7258 | 12467263.384 | 11211193.1816 | 9341469.1802 | 9111411.4243 | 12436716.437 | 8804290.0009 | 10208715.2032 | 10344496.4259 | 11445349.9688 | 12300187.4243 | 12735060.8064 | 13173313.6967 | 12622477.3273 | 11344658.3334 | 9452192.1127 | 9221766.6531
RS(T)-1 -FG:[GNCP - Forecasted] | 13187357.9851 | 12266437.3195 | 13187357.9851 | 13277759.3467 | 12436716.437 | 13277759.3467 | FG:[GNCP - Forecasted] | 3968106.6667 | 3079491.4943 | 2705627.6111 | 3435892.7853 | 2999325.5783 | 3913974.804 | 3728641.9355 | 4030222.5151 | 4236005.2485 | 3573274.063 | 2881774.8238 | 2399549.1336 | 5523855.6259 | 6267028.7034 | 5810915.6405 | 6130202.9275 | 6817332.4531 | 7401685.7473 | 7405740.7743 | 8039809.1976 | 8729880.0229 | 7155496.1359 | 6581509.4845 | 5628080.7571 | 11076604.6579 | 9869529.3188 | 9243083.2054 | 9876227.9195 | 10563306.3294 | 12009796.6089 | 12233866.9654 | 12240355.1959 | 14333714.3356 | 11380846.4562 | 9785910.5837 | 8898186.3446 | 10479366.6537 | 9664537.9016 | 9961447.3893 | 11111903.9543 | 11377829.3753 | 12478737.8828 | 13145308.6757 | 12499185.9614 | 13030395.676 | 11598971.8483 | 9807452.9335 | 9024832.82 | 11703195.8254 | 10453425.2035 | 9999516.061 | 10128777.3195 | 11195180.5224 | 12034581.0538 | 12453168.3978 | 12919731.1436 | 13211503.6114 | 11748325.5945 | 9957348.4946 | 9169389.4449 | 12266437.3195 | 10690369.0074 | 10092340.8703 | 10223745.1103 | 11309182.2596 | 12157254.8743 | 12587331.9019 | 12995888.7258 | 13187357.9851 | 11711310.127 | 9915916.0957 | 9119559.8866 | 12436716.437 | 10717692.8316 | 10208715.2032 | 10344496.4259 | 11445349.9688 | 12300187.4243 | 12735060.8064 | 13173313.6967 | 13277759.3467 | 11785612.8513 | 9985389.4595 | 9221766.6531
RS(T)-1 -FH:[NCP - Forecasted] | 33240569.5027 | 33240569.5027 | 27628681.6806 | 33400925.3593 | 33400925.3593 | 27818080.531 | FH:[NCP - Forecasted] | 10372824.6667 | 8331407.4023 | 7813549.5121 | 8684129.2588 | 6952374.9468 | 8621153.5245 | 7815030 | 8468926.3594 | 8946508.9921 | 8559405.6323 | 9513804.475 | 8072479.1899 | 18305119.2484 | 18935918.3809 | 18019372.2047 | 15856275.4805 | 15843129.0488 | 15595347.9927 | 16441442.9367 | 16965312.1592 | 18985926.7362 | 16717058.056 | 18324676.95 | 16862392.1936 | 31621053.9122 | 28934546.295 | 24473764.762 | 23724451.1576 | 23927781.9135 | 25204884.1931 | 24415647.9438 | 24972885.9773 | 28781071.8084 | 25273190.6319 | 28907399.0764 | 27170342.5869 | 30231312.0083 | 27881896.8509 | 27677475.4869 | 27485456.128 | 26185634.0232 | 26653567.1895 | 27612814.3209 | 26044673.2296 | 27299831.7565 | 26864563.3901 | 29415056.9175 | 28213136.9648 | 32895763.9622 | 30157812.6373 | 27156389.2787 | 24265828.0379 | 24292334.635 | 25639424.7928 | 26110494.9106 | 25806215.2177 | 27679268.9039 | 27210483.98 | 29864632.0001 | 28665045.154 | 33240569.5027 | 30841388.2792 | 26868871.8952 | 24206423.4684 | 24180258.3054 | 25527480.4362 | 26017220.0155 | 25729592.5041 | 27628681.6806 | 27124751.8663 | 29740365.6506 | 28509269.62 | 33400925.3593 | 30920216.6778 | 27011252.6763 | 24395968.8235 | 24378777.3045 | 25706291.3171 | 26185684.6481 | 25888128.3115 | 27818080.531 | 27296845.5891 | 29948734.0175 | 28748611.7375
RS(T)-1 -FI:[NCP ONPK - Forecasted] | 28403017.3061 | 28403017.3061 | 24749489.5077 | 28540036.3235 | 28540036.3235 | 24919151.0542 | FI:[NCP ONPK - Forecasted] | 8925579.6667 | 6977369.8851 | 6364266.0892 | 7735911.0373 | 6114421.9522 | 7825581.5565 | 7127384.1935 | 7770087.8845 | 7980296.3708 | 7707085.8849 | 7828140.5206 | 6479165.0279 | 15268975.8393 | 16026874.8109 | 15206223.9969 | 14282790.2937 | 14233783.5383 | 14038188.2636 | 14955766.84 | 15383791.1653 | 16937891.4375 | 15050121.573 | 14724147.494 | 14203139.8608 | 27390810.4089 | 23772321.8429 | 20208201.5561 | 21268721.4129 | 21349421.1706 | 22917349.227 | 22345600.6745 | 22944970.7007 | 25985016.2991 | 23189179.6971 | 23487692.5393 | 23562100.6761 | 25831701.773 | 23280800.8126 | 22938128.9363 | 24623991.2883 | 23316771.4369 | 24144187.2361 | 25190495.732 | 23813208.0301 | 24454909.1206 | 24339687.7306 | 23914678.8987 | 23652431.0616 | 28108391.8565 | 25181142.901 | 22506270.8127 | 21739553.2905 | 21630899.3646 | 23225524.3143 | 23819966.446 | 23595180.7124 | 24794805.0232 | 24653096.8494 | 24280187.0726 | 24031287.4541 | 28403017.3061 | 25751914.2673 | 22267986.4064 | 21686333.2313 | 21531101.9658 | 23124119.2946 | 23734874.0386 | 23525122.9082 | 24749489.5077 | 24575422.2993 | 24179157.5266 | 23900693.3239 | 28540036.3235 | 25817734.3316 | 22385986.6451 | 21856145.3367 | 21707871.4923 | 23286095.4893 | 23888560.2062 | 23670075.6258 | 24919151.0542 | 24731341.7316 | 24348562.6922 | 24101345.3444
SEMINOLE
SEMINOLE -FF:[CP @ Meter - Forecasted] | 195726.012 | 195726.012 | 195726.012 | 195710.7322 | 195710.7322 | 195710.7322 | FF:[CP @ Meter - Forecasted] | 0 | 0 | 0 | 0 | 0 | 0 | 0 | 0 | 0 | 0 | 0 | 0 | 0 | 0 | 0 | 0 | 0 | 0 | 0 | 0 | 0 | 0 | 0 | 0 | 0 | 0 | 0 | 0 | 0 | 200000 | 200000 | 200000 | 200000 | 200000 | 0 | 0 | 0 | 195890.8489 | 195890.8489 | 195890.8489 | 195890.8489 | 195890.8489 | 193992.1083 | 166032.4116 | 195890.8489 | 195890.8489 | 195890.8489 | 195890.8488 | 195765.8664 | 195765.8664 | 195765.8664 | 195765.8664 | 195765.8664 | 195765.8664 | 195765.8664 | 195765.8664 | 195765.8664 | 195765.8664 | 195765.8664 | 195765.8664 | 195726.012 | 195726.012 | 195726.012 | 195726.012 | 195726.012 | 195726.012 | 195726.012 | 195726.012 | 195726.012 | 195726.012 | 195726.012 | 195726.0119 | 195710.7322 | 195710.7322 | 195710.7322 | 195710.7322 | 195710.7322 | 195710.7322 | 195710.7322 | 195710.7322 | 195710.7322 | 195710.7322 | 195710.7322 | 195710.7321
SEMINOLE -FG:[GNCP - Forecasted] | 200000 | 200000 | 200000 | 200000 | 200000 | 200000 | FG:[GNCP - Forecasted] | 0 | 0 | 0 | 0 | 0 | 0 | 0 | 0 | 0 | 0 | 0 | 0 | 0 | 0 | 0 | 0 | 0 | 0 | 0 | 0 | 0 | 0 | 0 | 0 | 0 | 0 | 0 | 0 | 0 | 200000 | 200000 | 200000 | 200000 | 200000 | 225000 | 200000 | 0 | 195890.8489 | 195890.8489 | 195890.8489 | 195890.8489 | 195890.8489 | 193992.1083 | 166032.4116 | 195890.8489 | 195890.8489 | 195890.8489 | 195890.8488 | 200000 | 200000 | 200000 | 200000 | 200000 | 200000 | 200000 | 200000 | 200000 | 200000 | 200000 | 200000 | 200000 | 200000 | 200000 | 200000 | 200000 | 200000 | 200000 | 200000 | 200000 | 200000 | 200000 | 200000 | 200000 | 200000 | 200000 | 200000 | 200000 | 200000 | 200000 | 200000 | 200000 | 200000 | 200000 | 200000
SEMINOLE -FH:[NCP - Forecasted] | 200000 | 200000 | 200000 | 200000 | 200000 | 200000 | FH:[NCP - Forecasted] | 0 | 0 | 0 | 0 | 0 | 0 | 0 | 0 | 0 | 0 | 0 | 0 | 0 | 0 | 0 | 0 | 0 | 0 | 0 | 0 | 0 | 0 | 0 | 0 | 0 | 0 | 0 | 0 | 0 | 200000 | 200000 | 200000 | 200000 | 200000 | 225000 | 200000 | 0 | 195890.8489 | 195890.8489 | 195890.8489 | 195890.8489 | 195890.8489 | 193992.1083 | 166032.4116 | 195890.8489 | 195890.8489 | 195890.8489 | 195890.8488 | 200000 | 200000 | 200000 | 200000 | 200000 | 200000 | 200000 | 200000 | 200000 | 200000 | 200000 | 200000 | 200000 | 200000 | 200000 | 200000 | 200000 | 200000 | 200000 | 200000 | 200000 | 200000 | 200000 | 200000 | 200000 | 200000 | 200000 | 200000 | 200000 | 200000 | 200000 | 200000 | 200000 | 200000 | 200000 | 200000
SEMINOLE -FI:[NCP ONPK - Forecasted] | 200000 | 200000 | 200000 | 200000 | 200000 | 200000 | FI:[NCP ONPK - Forecasted] | 0 | 0 | 0 | 0 | 0 | 0 | 0 | 0 | 0 | 0 | 0 | 0 | 0 | 0 | 0 | 0 | 0 | 0 | 0 | 0 | 0 | 0 | 0 | 0 | 0 | 0 | 0 | 0 | 0 | 200000 | 200000 | 200000 | 200000 | 200000 | 200000 | 200000 | 0 | 0 | 0 | 0 | 0 | 66666.6667 | 66666.6667 | 66666.6667 | 66666.6667 | 66666.6667 | 66666.6667 | 66666.6667 | 200000 | 200000 | 200000 | 200000 | 200000 | 200000 | 200000 | 200000 | 200000 | 200000 | 200000 | 200000 | 200000 | 200000 | 200000 | 200000 | 200000 | 200000 | 200000 | 200000 | 200000 | 200000 | 200000 | 200000 | 200000 | 200000 | 200000 | 200000 | 200000 | 200000 | 200000 | 200000 | 200000 | 200000 | 200000 | 200000
SL-1
SL-1 -FF:[CP @ Meter - Forecasted] | 54020.6601 | 54020.6601 | 0 | 55467.7769 | 55467.7769 | 0 | FF:[CP @ Meter - Forecasted] | 3953.3333 | 0 | 0 | 0 | 0 | 0 | 0 | 0 | 0 | 0 | 41902.2912 | 33114.1935 | 67618 | 0 | 0 | 0 | 0 | 0 | 0 | 0 | 0 | 0 | 0 | 0 | 11539 | 0 | 0 | 0 | 0 | 0 | 0 | 0 | 0 | 0 | 0 | 0 | 38667.5571 | 0 | 0 | 0 | 0 | 0 | 0 | 0 | 0 | 0 | 35600.9708 | 29790.501 | 51108.9376 | 0 | 0 | 0 | 0 | 0 | 0 | 0 | 0 | 0 | 37512.7053 | 37826.7272 | 54020.6601 | 0 | 0 | 0 | 0 | 0 | 0 | 0 | 0 | 0 | 38700.4903 | 39095.8453 | 55467.7769 | 0 | 0 | 0 | 0 | 0 | 0 | 0 | 0 | 0 | 39583.0312 | 39957.7257
SL-1 -FG:[GNCP - Forecasted] | 154156.9734 | 127621.4905 | 154156.9734 | 157002.3098 | 129896.0365 | 157002.3098 | FG:[GNCP - Forecasted] | 33807 | 36680.3218 | 38703.3333 | 43669.0111 | 40629.6774 | 49705.0556 | 40370.9677 | 43119.3333 | 41767.3333 | 31119.3548 | 41902.2912 | 33114.1935 | 67618 | 83190.1429 | 75712 | 84608.3556 | 86133.9677 | 93014.1556 | 73630.9355 | 95510 | 84153.5667 | 71533.9785 | 74319.4882 | 67004.2366 | 98671 | 112562.2619 | 132005 | 127912.6333 | 131421.5054 | 131294.8 | 139227.6559 | 125898 | 125672.0111 | 97117.3763 | 110009.0571 | 116791.5269 | 104568.3752 | 121261.1374 | 116122.9456 | 139791.7017 | 130625.5916 | 136301.7006 | 136314.1592 | 123181.8168 | 127797.3127 | 109513.4642 | 106451.6869 | 115478.3365 | 117255.1138 | 121114.2888 | 121146.3662 | 137431.0148 | 140367.0797 | 141322.282 | 139614.8 | 151424.3063 | 130311.5428 | 111683.583 | 108584.5312 | 117789.1397 | 119483.8845 | 127621.4905 | 123213.8151 | 139960.6006 | 142845.0884 | 143774.1142 | 142026.8963 | 154156.9734 | 132575.2915 | 113636.475 | 110486.388 | 119847.2015 | 121588.6289 | 129896.0365 | 125445.3528 | 142562.109 | 145476.6328 | 146386.4219 | 144598.5013 | 157002.3098 | 134950.1746 | 115656.6942 | 112464.684 | 122039.4851
SL-1 -FH:[NCP - Forecasted] | 154156.9734 | 127621.4905 | 154156.9734 | 157002.3098 | 129896.0365 | 157002.3098 | FH:[NCP - Forecasted] | 33807 | 36680.3218 | 38703.3333 | 43669.0111 | 40629.6774 | 49705.0556 | 40370.9677 | 43119.3333 | 41767.3333 | 31119.3548 | 41902.2912 | 33114.1935 | 67618 | 83190.1429 | 75712 | 84608.3556 | 86133.9677 | 93014.1556 | 73630.9355 | 95510 | 84153.5667 | 71533.9785 | 74319.4882 | 67004.2366 | 98671 | 112562.2619 | 132005 | 127912.6333 | 131421.5054 | 131294.8 | 139227.6559 | 125898 | 125672.0111 | 97117.3763 | 110009.0571 | 116791.5269 | 104568.3752 | 121261.1374 | 116122.9456 | 139791.7017 | 130625.5916 | 136301.7006 | 136314.1592 | 123181.8168 | 127797.3127 | 109513.4642 | 106451.6869 | 115478.3365 | 117255.1138 | 121114.2888 | 121146.3662 | 137431.0148 | 140367.0797 | 141322.282 | 139614.8 | 151424.3063 | 130311.5428 | 111683.583 | 108584.5312 | 117789.1397 | 119483.8845 | 127621.4905 | 123213.8151 | 139960.6006 | 142845.0884 | 143774.1142 | 142026.8963 | 154156.9734 | 132575.2915 | 113636.475 | 110486.388 | 119847.2015 | 121588.6289 | 129896.0365 | 125445.3528 | 142562.109 | 145476.6328 | 146386.4219 | 144598.5013 | 157002.3098 | 134950.1746 | 115656.6942 | 112464.684 | 122039.4851
SL-1 -FI:[NCP ONPK - Forecasted] | 154156.9734 | 127621.4905 | 154156.9734 | 157002.3098 | 129896.0365 | 157002.3098 | FI:[NCP ONPK - Forecasted] | 33807 | 36680.3218 | 38703.3333 | 43669.0111 | 40629.6774 | 44678.5778 | 35660.6452 | 43119.3333 | 41767.3333 | 31119.3548 | 41902.2912 | 33114.1935 | 67618 | 83190.1429 | 75712 | 84608.3556 | 86133.9677 | 82162.2556 | 65040.4301 | 95510 | 84153.5667 | 71533.9785 | 74319.4882 | 67004.2366 | 98671 | 112562.2619 | 132005 | 127912.6333 | 131421.5054 | 113806.6222 | 120683.2258 | 125898 | 125672.0111 | 97117.3763 | 110009.0571 | 116791.5269 | 104568.3752 | 121261.1374 | 116122.9456 | 139791.7017 | 130625.5916 | 120431.5151 | 119571.7432 | 123181.8168 | 127797.3127 | 109513.4642 | 106451.6869 | 115478.3365 | 117255.1138 | 121114.2888 | 121146.3662 | 137431.0148 | 140367.0797 | 124867.529 | 122466.9918 | 151424.3063 | 130311.5428 | 111683.583 | 108584.5312 | 117789.1397 | 119483.8845 | 127621.4905 | 123213.8151 | 139960.6006 | 142845.0884 | 127033.884 | 124582.8289 | 154156.9734 | 132575.2915 | 113636.475 | 110486.388 | 119847.2015 | 121588.6289 | 129896.0365 | 125445.3528 | 142562.109 | 145476.6328 | 129342.0296 | 126838.5835 | 157002.3098 | 134950.1746 | 115656.6942 | 112464.684 | 122039.4851
SL-2
SL-2 -FF:[CP @ Meter - Forecasted] | 4081.4904 | 4081.4904 | 4074.4914 | 4193.4221 | 4193.4221 | 4176.6814 | FF:[CP @ Meter - Forecasted] | 1174 | 1212.6897 | 1179 | 1260.3217 | 1129.3548 | 1247.5783 | 1134.8391 | 1172.6662 | 1252.744 | 1134.8391 | 1255.1929 | 1136.7742 | 2351.3324 | 2651.8582 | 2362.6667 | 2477.2787 | 2323.2473 | 2168.2111 | 2299.6335 | 2341.3333 | 2353.9232 | 2300.2912 | 2463.7786 | 2306.8495 | 3526.8157 | 3958.5454 | 3541.2361 | 3693.7313 | 3497.311 | -8969.2729 | 15078.3412 | 3499.0013 | 3418.5667 | 3445.5484 | 3615.6525 | 3465.332 | 3131.2589 | 4458.9261 | 3766.0136 | 3748.385 | 3495.3722 | 3645.4212 | 3350.4743 | 3398.2662 | 3512.7445 | 3449.9967 | 3429.5051 | 2880.7723 | 3734.6833 | 3883.7232 | 3916.7337 | 3937.5468 | 3882.8383 | 3846.5854 | 3771.7772 | 3920.031 | 3711.9166 | 3640.1656 | 3623.688 | 3663.8411 | 3962.0894 | 4054.5546 | 4081.4904 | 4074.4914 | 4025.1854 | 3986.4637 | 3912.2814 | 4039.3386 | 3845.8307 | 3766.9357 | 3752.0979 | 3804.8397 | 4082.4175 | 4175.872 | 4193.4221 | 4176.6814 | 4129.8981 | 4089.2998 | 4015.0514 | 4154.4975 | 3947.8807 | 3870.8394 | 3848.5543 | 3898.1001
SL-2 -FG:[GNCP - Forecasted] | 4081.4904 | 4081.4904 | 4074.4914 | 4193.4221 | 4193.4221 | 4176.6814 | FG:[GNCP - Forecasted] | 1174 | 1212.6897 | 1179 | 1260.3217 | 1129.3548 | 1247.5783 | 1134.8391 | 1172.6662 | 1252.744 | 1134.8391 | 1255.1929 | 1136.7742 | 2351.3324 | 2651.8582 | 2362.6667 | 2477.2787 | 2323.2473 | 2168.2111 | 2299.6335 | 2341.3333 | 2353.9232 | 2300.2912 | 2463.7786 | 2306.8495 | 3526.8157 | 3958.5454 | 3541.2361 | 3693.7313 | 3497.311 | -8969.2729 | 15078.3412 | 3499.0013 | 3418.5667 | 3445.5484 | 3615.6525 | 3465.332 | 3505.605 | 4458.9261 | 3766.0136 | 3748.385 | 3516.2497 | 3645.4212 | 3522.2832 | 3398.2662 | 3646.9661 | 3539.4651 | 3668.0043 | 3550.4318 | 3734.6833 | 3883.7232 | 3916.7337 | 3937.5468 | 3882.8383 | 3846.5854 | 3771.7772 | 3920.031 | 3726.4563 | 3640.1656 | 3751.8723 | 3663.8411 | 3962.0894 | 4054.5546 | 4081.4904 | 4074.4914 | 4025.1854 | 3986.4637 | 3912.2814 | 4039.3386 | 3845.8307 | 3766.9357 | 3831.5469 | 3804.8397 | 4082.4175 | 4175.872 | 4193.4221 | 4176.6814 | 4129.8981 | 4089.2998 | 4015.0514 | 4154.4975 | 3947.8807 | 3870.8394 | 3911.2215 | 3898.1001
SL-2 -FH:[NCP - Forecasted] | 4081.4904 | 4081.4904 | 4074.4914 | 4193.4221 | 4193.4221 | 4176.6814 | FH:[NCP - Forecasted] | 1174 | 1212.6897 | 1179 | 1260.3217 | 1129.3548 | 1247.5783 | 1134.8391 | 1172.6662 | 1252.744 | 1134.8391 | 1255.1929 | 1136.7742 | 2351.3324 | 2651.8582 | 2362.6667 | 2477.2787 | 2323.2473 | 2168.2111 | 2299.6335 | 2341.3333 | 2353.9232 | 2300.2912 | 2463.7786 | 2306.8495 | 3526.8157 | 3958.5454 | 3541.2361 | 3693.7313 | 3497.311 | -8969.2729 | 15078.3412 | 3499.0013 | 3418.5667 | 3445.5484 | 3615.6525 | 3465.332 | 3505.605 | 4458.9261 | 3766.0136 | 3748.385 | 3516.2497 | 3645.4212 | 3522.2832 | 3398.2662 | 3646.9661 | 3539.4651 | 3668.0043 | 3550.4318 | 3734.6833 | 3883.7232 | 3916.7337 | 3937.5468 | 3882.8383 | 3846.5854 | 3771.7772 | 3920.031 | 3726.4563 | 3640.1656 | 3751.8723 | 3663.8411 | 3962.0894 | 4054.5546 | 4081.4904 | 4074.4914 | 4025.1854 | 3986.4637 | 3912.2814 | 4039.3386 | 3845.8307 | 3766.9357 | 3831.5469 | 3804.8397 | 4082.4175 | 4175.872 | 4193.4221 | 4176.6814 | 4129.8981 | 4089.2998 | 4015.0514 | 4154.4975 | 3947.8807 | 3870.8394 | 3911.2215 | 3898.1001
SL-2 -FI:[NCP ONPK - Forecasted] | 4026.8096 | 4026.8096 | 3810.1301 | 4111.8473 | 4111.8473 | 3889.6203 | FI:[NCP ONPK - Forecasted] | 1174 | 1212.6897 | 1179 | 1260.3217 | 1129.3548 | 1247.5783 | 1134.8391 | 1172.6662 | 1252.744 | 1134.8391 | 1255.1929 | 1136.7742 | 2351.3324 | 2651.8582 | 2362.6667 | 2477.2787 | 2323.2473 | 2168.2111 | 2299.6335 | 2341.3333 | 2353.9232 | 2300.2912 | 2463.7786 | 2306.8495 | 3526.8157 | 3958.5454 | 3541.2361 | 3693.7313 | 3497.311 | -8969.2729 | 15078.3412 | 3499.0013 | 3418.5667 | 3445.5484 | 3615.6525 | 3465.332 | 3505.605 | 3883.2994 | 3512.6258 | 3625.7044 | 3516.2497 | 3637.3952 | 3522.2832 | 3324.7858 | 3646.9661 | 3539.4651 | 3668.0043 | 3550.4318 | 3547.1462 | 3801.5274 | 3570.7797 | 3688.9057 | 3581.5189 | 3711.5033 | 3596.3568 | 3604.1319 | 3726.4563 | 3616.4356 | 3751.8723 | 3627.3766 | 3627.9734 | 4026.8096 | 3647.7265 | 3772.487 | 3658.4354 | 3791.0317 | 3677.3824 | 3681.0992 | 3810.1301 | 3693.4061 | 3831.5469 | 3708.3711 | 3704.7592 | 4111.8473 | 3724.6733 | 3851.8893 | 3739.4003 | 3870.5601 | 3754.3566 | 3758.0664 | 3889.6203 | 3774.4276 | 3911.2215 | 3785.3158
SST-DST
SST-DST -FF:[CP @ Meter - Forecasted] | 2597.3484 | 2591.3957 | 2597.3484 | 2611.6989 | 2603.8678 | 2611.6989 | FF:[CP @ Meter - Forecasted] | 0 | 0 | 323.0974 | 865.1761 | 406.6755 | 532.1734 | 390.738 | 430.3636 | 410.4725 | 1523.9602 | 1567.6614 | 107.9249 | 195.3522 | 0 | 103.4012 | 546.5308 | 1170.6623 | 1041.0223 | 1333.3707 | 985.2564 | 818.7647 | 1556.2653 | 2483.889 | 580.453 | 1862.6274 | 3668.988 | 2436.894 | 4134.3337 | 1533.3014 | 2951.8505 | 2184.0467 | 1385.9299 | 1987.3239 | 1347.2458 | 63.2365 | 397.8446 | 723.7638 | 1398.4968 | 670.0182 | 1496.5964 | 1453.3477 | 1736.3835 | 1697.5537 | 1173.8778 | 1177.3322 | 2482.2762 | 2474.2031 | 445.0965 | 1037.3373 | 1469.3705 | 1144.3854 | 2126.0285 | 1861.6563 | 2193.5316 | 2092.3627 | 1691.78 | 1217.5488 | 2563.3592 | 2555.8565 | 554.0773 | 1075.9832 | 1499.9031 | 1167.3681 | 2151.2286 | 1889.3305 | 2225.6084 | 2122.4868 | 1706.8203 | 1233.7709 | 2597.3484 | 2591.3957 | 562.833 | 1085.6822 | 1512.8342 | 1174.6046 | 2159.725 | 1896.5086 | 2236.1117 | 2133.5818 | 1719.5275 | 1240.6263 | 2611.6989 | 2603.8678 | 564.9074
SST-DST -FG:[GNCP - Forecasted] | 8201.2538 | 8201.2538 | 5011.8483 | 8201.2538 | 8201.2538 | 5011.8483 | FG:[GNCP - Forecasted] | 103.9709 | 16.3578 | 344.3343 | 1177.1807 | 449.3871 | 550.4855 | 477.4477 | 470.4496 | 1806.9012 | 2322.3333 | 3170.4416 | 1280.8702 | 715.0197 | 1370.4545 | 767.731 | 1915.5537 | 2514.8581 | 2410.2558 | 2481.675 | 2830.6676 | 2243.0116 | 3493.3336 | 4574.2907 | 1921.2041 | 3346.4337 | 4693.8685 | 2922.3772 | 5991.6617 | 4797.7496 | 4128.2136 | 3553.6527 | 4745.8517 | 5025.0133 | 3309.3107 | 11937.9566 | 699.8081 | 1722.895 | 3015.6122 | 934.181 | 2727.5016 | 3218.8231 | 2699.5792 | 2821.0621 | 2472.003 | 3632.0019 | 5011.8483 | 8201.2538 | 2237.9848 | 2094.8998 | 3561.1033 | 1559.5731 | 3752.7794 | 3780.5827 | 3297.8128 | 3153.7324 | 3347.9186 | 3632.0019 | 5011.8483 | 8201.2538 | 2237.9848 | 2094.8998 | 3688.2856 | 1559.5731 | 3752.7794 | 3780.5827 | 3297.8128 | 3153.7324 | 3347.9186 | 3632.0019 | 5011.8483 | 8201.2538 | 2237.9848 | 2094.8998 | 3688.2856 | 1559.5731 | 3752.7794 | 3780.5827 | 3297.8128 | 3153.7324 | 3347.9186 | 3632.0019 | 5011.8483 | 8201.2538 | 2237.9848
SST-DST -FH:[NCP - Forecasted] | 9915.8901 | 9915.8901 | 7191.7663 | 9915.8901 | 9915.8901 | 7191.7663 | FH:[NCP - Forecasted] | 206.1389 | 18.3834 | 402.6566 | 1497.1447 | 527.7934 | 698.8513 | 605.8797 | 598.0835 | 2175.0933 | 3373.1835 | 4898.0884 | 1973.5326 | 1066.0433 | 2083.3931 | 1115.223 | 2206.2199 | 2919.7696 | 3182.3474 | 2736.9776 | 3353.761 | 2481.3861 | 4310.7171 | 4809.1534 | 3225.3201 | 3745.8783 | 4944.8382 | 3946.5256 | 7307.3296 | 5540.5856 | 5277.2193 | 4510.5957 | 5943.158 | 5879.6166 | 5852.4263 | 13045.9706 | 819.9708 | 2132.9711 | 3429.7317 | 1242.5797 | 3272.5432 | 3733.1888 | 3494.7907 | 3384.746 | 3046.4565 | 4196.8912 | 7191.7663 | 9915.8901 | 3484.2589 | 2593.5189 | 4050.1324 | 2074.4309 | 4502.704 | 4384.7171 | 4269.2452 | 3783.888 | 4125.9207 | 4196.8912 | 7191.7663 | 9915.8901 | 3484.2589 | 2593.5189 | 4194.78 | 2074.4309 | 4502.704 | 4384.7171 | 4269.2452 | 3783.888 | 4125.9207 | 4196.8912 | 7191.7663 | 9915.8901 | 3484.2589 | 2593.5189 | 4194.78 | 2074.4309 | 4502.704 | 4384.7171 | 4269.2452 | 3783.888 | 4125.9207 | 4196.8912 | 7191.7663 | 9915.8901 | 3484.2589
SST-DST -FI:[NCP ONPK - Forecasted] | 6827.9593 | 5038.7831 | 6827.9593 | 6827.9593 | 5038.7831 | 6827.9593 | FI:[NCP ONPK - Forecasted] | 90.1482 | 17.13 | 377.0878 | 1380.9389 | 513.7596 | 668.5802 | 573.5903 | 588.4628 | 2121.0683 | 3263.4356 | 3455.2936 | 954.3194 | 798.9601 | 1779.8274 | 881.6553 | 2134.6562 | 2683.5712 | 2604.7246 | 2570.3062 | 2290.7212 | 2413.7467 | 3928.5369 | 3049.5271 | 3082.5858 | 3380.0826 | 4097.4217 | 3063.4938 | 6591.4088 | 5026.7373 | 5103.5006 | 4397.7813 | 5268.3493 | 4594.3364 | 5709.2014 | 2551.4564 | 626.3407 | 1771.381 | 2981.7994 | 1016.8097 | 3047.4735 | 3438.1119 | 3147.3816 | 3228.5635 | 2558.6858 | 3808.0929 | 6827.9593 | 5038.7831 | 2587.346 | 2153.8547 | 3521.1742 | 1697.5181 | 4193.0297 | 4038.1424 | 3844.8494 | 3609.2879 | 3465.3161 | 3808.0929 | 6827.9593 | 5038.7831 | 2587.346 | 2153.8547 | 3646.9304 | 1697.5181 | 4193.0297 | 4038.1424 | 3844.8494 | 3609.2879 | 3465.3161 | 3808.0929 | 6827.9593 | 5038.7831 | 2587.346 | 2153.8547 | 3646.9304 | 1697.5181 | 4193.0297 | 4038.1424 | 3844.8494 | 3609.2879 | 3465.3161 | 3808.0929 | 6827.9593 | 5038.7831 | 2587.346
SST-TST
SST-TST -FF:[CP @ Meter - Forecasted] | 18841.5641 | 18841.5641 | 10819.6444 | 18932.2462 | 18932.2462 | 10879.7635 | FF:[CP @ Meter - Forecasted] | 7165.3962 | 1975.3431 | 3648.8357 | 70.5111 | 2641.9217 | 1139.6986 | 3150.8262 | 1025.3912 | 3283.7647 | 842.0789 | 3329.141 | 1335.2756 | 4737.4569 | 7509.3216 | 786.0767 | 4699.1747 | 7273.703 | 8254.2854 | 2269.6202 | 991.5232 | 1202.5026 | 8462.3682 | 17887.1288 | 7750.8026 | 6301.6479 | 4210.945 | 6851.611 | 14969.3573 | 2758.2526 | 3051.9802 | 1468.8301 | 6919.3393 | 17339.6535 | 6753.0155 | 12853.0069 | 4621.8742 | 7178.0411 | 13245.8505 | 10182.7872 | 8823.5776 | 10390.2088 | 8278.9495 | 8737.9187 | 8712.2858 | 10324.7006 | 6897.8469 | 17989.4777 | 6325.9068 | 10625.2522 | 9504.5505 | 8394.8196 | 9120.1006 | 10005.3558 | 8045.1335 | 6827.8239 | 6075.1572 | 10677.3829 | 7123.1633 | 18583.1651 | 7874.7907 | 11021.0948 | 9702.049 | 8563.413 | 9228.2023 | 10154.0889 | 8162.7806 | 6926.1254 | 6129.1667 | 10819.6444 | 7217.6139 | 18841.5641 | 7999.2305 | 11120.4403 | 9785.6933 | 8616.4976 | 9264.6497 | 10192.6673 | 8201.303 | 6962.3307 | 6174.7978 | 10879.7635 | 7257.4916 | 18932.2462 | 8028.7123
SST-TST -FG:[GNCP - Forecasted] | 57625.5799 | 57625.5799 | 51961.0802 | 57625.5799 | 57625.5799 | 51961.0802 | FG:[GNCP - Forecasted] | 13595.7873 | 7472.6417 | 13493.0905 | 8588.8707 | 12188.9758 | 9177.8576 | 6026.2063 | 10152.8361 | 6786.1969 | 11824.9892 | 23094.2717 | 11290.1705 | 14256.8171 | 19310.3794 | 26231.1228 | 22478.8123 | 34656.5673 | 20854.395 | 15667.1127 | 10621.1634 | 29800.6752 | 25540.0932 | 35867.1778 | 15079.549 | 33850.722 | 26962.3358 | 33367.3835 | 23360.2092 | 27047.9051 | 55269.3521 | 17109.1504 | 17587.157 | 21468.2727 | 32208.3078 | 37163.7194 | 26769.4102 | 21628.7857 | 42889.0468 | 63909.5263 | 38212.3819 | 58848.8867 | 44716.4194 | 38686.1256 | 50676.569 | 25998.538 | 35228.2666 | 57625.5799 | 29998.7859 | 27161.0627 | 34588.9502 | 51499.061 | 38254.5106 | 51961.0802 | 42020.0669 | 27417.5291 | 33207.6012 | 25998.538 | 35228.2666 | 57625.5799 | 29998.7859 | 27161.0627 | 35824.2698 | 51499.061 | 38254.5106 | 51961.0802 | 42020.0669 | 27417.5291 | 33207.6012 | 25998.538 | 35228.2666 | 57625.5799 | 29998.7859 | 27161.0627 | 35824.2698 | 51499.061 | 38254.5106 | 51961.0802 | 42020.0669 | 27417.5291 | 33207.6012 | 25998.538 | 35228.2666 | 57625.5799 | 29998.7859
SST-TST -FH:[NCP - Forecasted] | 143697.9947 | 143697.9947 | 130358.6229 | 143697.9947 | 143697.9947 | 130358.6229 | FH:[NCP - Forecasted] | 38340.2888 | 17360.3737 | 30886.269 | 18440.31 | 24397.9859 | 26522.525 | 16315.0678 | 25195.6806 | 12163.9176 | 23671.243 | 50281.19 | 24450.4767 | 37679.3846 | 38443.4719 | 54794.0584 | 43375.2212 | 92508.7798 | 42125.8629 | 40533.3413 | 23951.517 | 60050.9976 | 50639.2192 | 98563.5001 | 37433.5942 | 103333.9327 | 63086.6672 | 105897.8238 | 71091.7942 | 76557.2709 | 107826.9128 | 39872.7527 | 46124.9057 | 53413.3949 | 87384.2316 | 94137.6709 | 58562.4393 | 61447.9933 | 94986.1758 | 156605.5616 | 85142.8883 | 147638.5747 | 99887.9946 | 98529.1542 | 123656.3973 | 54470.5491 | 75766.0528 | 143697.9947 | 68168.5786 | 77165.3491 | 76603.9897 | 126194.6354 | 85236.7575 | 130358.6229 | 93864.8549 | 69829.3229 | 81030.1962 | 54470.5491 | 75766.0528 | 143697.9947 | 68168.5786 | 77165.3491 | 79339.8465 | 126194.6354 | 85236.7575 | 130358.6229 | 93864.8549 | 69829.3229 | 81030.1962 | 54470.5491 | 75766.0528 | 143697.9947 | 68168.5786 | 77165.3491 | 79339.8465 | 126194.6354 | 85236.7575 | 130358.6229 | 93864.8549 | 69829.3229 | 81030.1962 | 54470.5491 | 75766.0528 | 143697.9947 | 68168.5786
SST-TST -FI:[NCP ONPK - Forecasted] | 95084.5097 | 95084.5097 | 77110.6166 | 95084.5097 | 95084.5097 | 77110.6166 | FI:[NCP ONPK - Forecasted] | 20920.5483 | 8415.4817 | 17392.1913 | 14640.226 | 13053.4159 | 17489.9306 | 11382.5336 | 13277.0618 | 8333.1268 | 22781.8503 | 25794.9777 | 12176.5011 | 25900.4509 | 34971.4274 | 35984.2731 | 36201.7513 | 59330.0003 | 31617.881 | 24216.0624 | 12504.6457 | 54142.9973 | 42358.0375 | 83556.8959 | 30407.9518 | 65808.6726 | 42050.8465 | 46149.6562 | 46262.7552 | 44235.2003 | 98018.1337 | 39145.9538 | 25785.0137 | 33818.0389 | 63625.0822 | 54938.334 | 29509.2369 | 37555.5434 | 64976.7545 | 86341.9425 | 65626.9966 | 87332.1709 | 77213.5713 | 72070.5895 | 65993.2865 | 40677.566 | 64643.9465 | 95084.5097 | 41453.0041 | 47161.6151 | 52402.1374 | 69575.3704 | 65699.3497 | 77110.6166 | 72557.6752 | 51077.6786 | 43244.4182 | 40677.566 | 64643.9465 | 95084.5097 | 41453.0041 | 47161.6151 | 54273.6423 | 69575.3704 | 65699.3497 | 77110.6166 | 72557.6752 | 51077.6786 | 43244.4182 | 40677.566 | 64643.9465 | 95084.5097 | 41453.0041 | 47161.6151 | 54273.6423 | 69575.3704 | 65699.3497 | 77110.6166 | 72557.6752 | 51077.6786 | 43244.4182 | 40677.566 | 64643.9465 | 95084.5097 | 41453.0041
WAUCHULA
WAUCHULA -FF:[CP @ Meter - Forecasted] | 0 | 0 | 0 | 0 | 0 | 0 | FF:[CP @ Meter - Forecasted] | 13129 | 9782 | 10638 | 11027 | 13132 | 12251 | 12666 | 13210 | 10827 | 11498 | 7682 | 9140 | 8708 | 9537 | 11363 | 10198 | 11922 | 11777 | 10634 | 13072 | 13021 | 11353 | 10236 | 9313 | 12444 | 8971 | 7541 | 12473 | 12591 | 12731 | 12637 | 13556 | 13084 | 11571 | 9252 | 8931 | 7835.634 | 12732.9052 | 9794.5424 | 10773.9967 | 11753.4509 | 12732.9052 | 11639.5265 | 10792.1068 | 12732.9052 | 12732.9052 | 12732.9052 | 12732.9052 | 12724.7813 | 12724.7813 | 12724.7813 | 12724.7813 | 12724.7813 | 12724.7813 | 12724.7813 | 12724.7813 | 12724.7813 | 12724.7813 | 12724.7813 | 12724.7813 | 0 | 0 | 0 | 0 | 0 | 0 | 0 | 0 | 0 | 0 | 0 | 0 | 0 | 0 | 0 | 0 | 0 | 0 | 0 | 0 | 0 | 0 | 0 | 0
WAUCHULA -FG:[GNCP - Forecasted] | 4518.6667 | 4148 | 4518.6667 | 0 | 0 | 0 | FG:[GNCP - Forecasted] | 13129 | 11883 | 10638 | 11650 | 13132 | 13054 | 13417 | 13650 | 12873 | 12111 | 8158 | 10033 | 8962 | 10853 | 11363 | 11581 | 12367 | 13187 | 12500 | 13557 | 13021 | 11905 | 10309 | 9574 | 12444 | 9408 | 9018 | 12473 | 12655 | 13244 | 12957 | 13556 | 13084 | 12339 | 9516 | 9621 | 11511.6667 | 12732.9052 | 10339.6667 | 11901.3333 | 12718 | 13161.6667 | 12958 | 13587.6667 | 12992.6667 | 12732.9052 | 12732.9052 | 12732.9052 | 13000 | 13000 | 13000 | 13000 | 13000 | 13000 | 13000 | 13000 | 13000 | 13000 | 13000 | 13000 | 4148 | 3136 | 3006 | 4157.6667 | 4218.3333 | 4414.6667 | 4319 | 4518.6667 | 4361.3333 | 4113 | 3172 | 3207 | 0 | 0 | 0 | 0 | 0 | 0 | 0 | 0 | 0 | 0 | 0 | 0
WAUCHULA -FH:[NCP - Forecasted] | 4518.6667 | 4148 | 4518.6667 | 0 | 0 | 0 | FH:[NCP - Forecasted] | 13129 | 11883 | 10638 | 11650 | 13132 | 13054 | 13417 | 13650 | 12873 | 12111 | 8158 | 10033 | 8962 | 10853 | 11363 | 11581 | 12367 | 13187 | 12500 | 13557 | 13021 | 11905 | 10309 | 9574 | 12444 | 9408 | 9018 | 12473 | 12655 | 13244 | 12957 | 13556 | 13084 | 12339 | 9516 | 9621 | 11511.6667 | 12732.9052 | 10339.6667 | 11901.3333 | 12718 | 13161.6667 | 12958 | 13587.6667 | 12992.6667 | 12732.9052 | 12732.9052 | 12732.9052 | 13000 | 13000 | 13000 | 13000 | 13000 | 13000 | 13000 | 13000 | 13000 | 13000 | 13000 | 13000 | 4148 | 3136 | 3006 | 4157.6667 | 4218.3333 | 4414.6667 | 4319 | 4518.6667 | 4361.3333 | 4113 | 3172 | 3207 | 0 | 0 | 0 | 0 | 0 | 0 | 0 | 0 | 0 | 0 | 0 | 0
WAUCHULA -FI:[NCP ONPK - Forecasted] | 4518.6667 | 4148 | 4518.6667 | 0 | 0 | 0 | FI:[NCP ONPK - Forecasted] | 13129 | 11883 | 9418 | 11650 | 13132 | 13054 | 13417 | 13650 | 12873 | 12111 | 7902 | 9140 | 8708 | 10853 | 11363 | 11581 | 12367 | 13187 | 12500 | 13557 | 13021 | 11905 | 9634 | 9546 | 12444 | 8991 | 8619 | 12473 | 12655 | 13244 | 12957 | 13556 | 13084 | 12339 | 9197 | 9621 | 11427 | 10575.6667 | 9800 | 11901.3333 | 12718 | 13161.6667 | 12958 | 13587.6667 | 12992.6667 | 12118.3333 | 8911 | 9435.6667 | 13000 | 13000 | 13000 | 13000 | 13000 | 13000 | 13000 | 13000 | 13000 | 13000 | 13000 | 13000 | 4148 | 2997 | 2873 | 4157.6667 | 4218.3333 | 4414.6667 | 4319 | 4518.6667 | 4361.3333 | 4113 | 3065.6667 | 3207 | 0 | 0 | 0 | 0 | 0 | 0 | 0 | 0 | 0 | 0 | 0 | 0
WINTER PARK
WINTER PARK -FF:[CP @ Meter - Forecasted] | 58717.8036 | 58717.8036 | 58717.8036 | 58713.2196 | 58713.2196 | 58713.2196 | FF:[CP @ Meter - Forecasted] | 0 | 0 | 0 | 0 | 0 | 0 | 0 | 0 | 0 | 0 | 0 | 0 | 0 | 0 | 0 | 0 | 0 | 0 | 0 | 0 | 0 | 0 | 0 | 0 | 23000 | 23000 | 23000 | 23000 | 23000 | 23000 | 23000 | 23000 | 23000 | 23000 | 23000 | 23000 | 25465.8103 | 44075.441 | 35260.3528 | 44075.441 | 52890.5292 | 58767.2546 | 53347.8298 | 49809.7235 | 58767.2546 | 58767.2546 | 58767.2546 | 58767.2546 | 58729.7599 | 58729.7599 | 58729.7599 | 58729.7599 | 58729.7599 | 58729.7599 | 58729.7599 | 58729.7599 | 58729.7599 | 58729.7599 | 58729.7599 | 58729.7599 | 58717.8036 | 0 | 0 | 0 | 0 | 0 | 0 | 58717.8036 | 0 | 0 | 0 | 0 | 58713.2196 | 0 | 0 | 0 | 0 | 0 | 0 | 58713.2196 | 0 | 0 | 0 | 0
WINTER PARK -FG:[GNCP - Forecasted] | 60000 | 60000 | 60000 | 60000 | 60000 | 60000 | FG:[GNCP - Forecasted] | 0 | 0 | 0 | 0 | 0 | 0 | 0 | 0 | 0 | 0 | 0 | 0 | 0 | 0 | 0 | 0 | 0 | 0 | 0 | 0 | 0 | 0 | 0 | 0 | 23000 | 23000 | 23000 | 23000 | 23000 | 23000 | 23000 | 23000 | 23000 | 23000 | 23000 | 23000 | 25465.8103 | 44075.441 | 35260.3528 | 44075.441 | 52890.5292 | 58767.2546 | 53347.8298 | 49809.7235 | 58767.2546 | 58767.2546 | 58767.2546 | 58767.2546 | 60000 | 60000 | 60000 | 60000 | 60000 | 60000 | 60000 | 60000 | 60000 | 60000 | 60000 | 60000 | 60000 | 7666.6667 | 7666.6667 | 7666.6667 | 7666.6667 | 7666.6667 | 7666.6667 | 60000 | 7666.6667 | 7666.6667 | 7666.6667 | 7666.6667 | 60000 | 0 | 0 | 0 | 0 | 0 | 0 | 60000 | 0 | 0 | 0 | 0
WINTER PARK -FH:[NCP - Forecasted] | 60000 | 60000 | 60000 | 60000 | 60000 | 60000 | FH:[NCP - Forecasted] | 0 | 0 | 0 | 0 | 0 | 0 | 0 | 0 | 0 | 0 | 0 | 0 | 0 | 0 | 0 | 0 | 0 | 0 | 0 | 0 | 0 | 0 | 0 | 0 | 23000 | 23000 | 23000 | 23000 | 23000 | 23000 | 23000 | 23000 | 23000 | 23000 | 23000 | 23000 | 25465.8103 | 44075.441 | 35260.3528 | 44075.441 | 52890.5292 | 58767.2546 | 53347.8298 | 49809.7235 | 58767.2546 | 58767.2546 | 58767.2546 | 58767.2546 | 60000 | 60000 | 60000 | 60000 | 60000 | 60000 | 60000 | 60000 | 60000 | 60000 | 60000 | 60000 | 60000 | 7666.6667 | 7666.6667 | 7666.6667 | 7666.6667 | 7666.6667 | 7666.6667 | 60000 | 7666.6667 | 7666.6667 | 7666.6667 | 7666.6667 | 60000 | 0 | 0 | 0 | 0 | 0 | 0 | 60000 | 0 | 0 | 0 | 0
WINTER PARK -FI:[NCP ONPK - Forecasted] | 60000 | 60000 | 60000 | 60000 | 60000 | 60000 | FI:[NCP ONPK - Forecasted] | 0 | 0 | 0 | 0 | 0 | 0 | 0 | 0 | 0 | 0 | 0 | 0 | 0 | 0 | 0 | 0 | 0 | 0 | 0 | 0 | 0 | 0 | 0 | 0 | 23000 | 23000 | 23000 | 23000 | 23000 | 23000 | 23000 | 23000 | 23000 | 23000 | 23000 | 23000 | 7666.6667 | 7666.6667 | 7666.6667 | 7666.6667 | 7666.6667 | 7666.6667 | 7666.6667 | 7666.6667 | 7666.6667 | 7666.6667 | 7666.6667 | 7666.6667 | 60000 | 60000 | 60000 | 60000 | 60000 | 60000 | 60000 | 60000 | 60000 | 60000 | 60000 | 60000 | 60000 | 7666.6667 | 7666.6667 | 7666.6667 | 7666.6667 | 7666.6667 | 7666.6667 | 60000 | 7666.6667 | 7666.6667 | 7666.6667 | 7666.6667 | 60000 | 0 | 0 | 0 | 0 | 0 | 0 | 60000 | 0 | 0 | 0 | 0
TOTAL
FF:[CP @ Meter - Forecasted]
FG:[GNCP - Forecasted]
FH:[NCP - Forecasted]
FI:[NCP ONPK - Forecasted]

## External Factors - Calculation
OPC 015022
FPL RC-16
RC2016 - Base Scenario_12CP and 1/13th | CILC-1D | CILC-1G | CILC-1T | GS(T)-1 | GSCU-1 | GSD(T)-1 | GSLD(T)-1 | GSLD(T)-2 | GSLD(T)-3 | MET | OL-1 | OS-2 | RS(T)-1 | SL-1 | SL-2 | SST-DST | SST-TST | BLOUNTSTOWN | FKEC | KWEST | MDCSWM | SEMINOLE | LCEC | WAUCHULA | WINTER PARK | NEW SMRYNA BEACH | HOMESTEAD | QUINCY | TRANS-SERV
Dec 2017
B:[]
C:[Current Entity - Rate Class] | CILC-1D | CILC-1G | CILC-1T | GS(T)-1 | GSCU-1 | GSD(T)-1 | GSLD(T)-1 | GSLD(T)-2 | GSLD(T)-3 | MET | OL-1 | OS-2 | RS(T)-1 | SL-1 | SL-2 | SST-DST | SST-TST | BLOUNTSTOWN | FKEC | KWEST | MDCSWM | SEMINOLE | LCEC | WAUCHULA | WINTER PARK | NEW SMRYNA BEACH | HOMESTEAD | QUINCY | TRANS-SERV
D:[Entity Id - Rate Class - FKEC] | FKEC | FKEC | FKEC | FKEC | FKEC | FKEC | FKEC | FKEC | FKEC | FKEC | FKEC | FKEC | FKEC | FKEC | FKEC | FKEC | FKEC | FKEC | FKEC | FKEC | FKEC | FKEC | FKEC | FKEC | FKEC | FKEC | FKEC | FKEC | FKEC
E:[Entity Id - Rate Class - KWEST] | KWEST | KWEST | KWEST | KWEST | KWEST | KWEST | KWEST | KWEST | KWEST | KWEST | KWEST | KWEST | KWEST | KWEST | KWEST | KWEST | KWEST | KWEST | KWEST | KWEST | KWEST | KWEST | KWEST | KWEST | KWEST | KWEST | KWEST | KWEST | KWEST
F:[Entity ID - Rate Class - TRANS-SERV] | 3936 | 3936 | 3936 | 3936 | 3936 | 3936 | 3936 | 3936 | 3936 | 3936 | 3936 | 3936 | 3936 | 3936 | 3936 | 3936 | 3936 | 3936 | 3936 | 3936 | 3936 | 3936 | 3936 | 3936 | 3936 | 3936 | 3936 | 3936 | 3936
G:[Entity Id - Rate Class - SL-1 - Street Lights] | SL-1 | SL-1 | SL-1 | SL-1 | SL-1 | SL-1 | SL-1 | SL-1 | SL-1 | SL-1 | SL-1 | SL-1 | SL-1 | SL-1 | SL-1 | SL-1 | SL-1 | SL-1 | SL-1 | SL-1 | SL-1 | SL-1 | SL-1 | SL-1 | SL-1 | SL-1 | SL-1 | SL-1 | SL-1
H:[Entity Id - Rate Class - SL-2 - Traffic Signals] | SL-2 | SL-2 | SL-2 | SL-2 | SL-2 | SL-2 | SL-2 | SL-2 | SL-2 | SL-2 | SL-2 | SL-2 | SL-2 | SL-2 | SL-2 | SL-2 | SL-2 | SL-2 | SL-2 | SL-2 | SL-2 | SL-2 | SL-2 | SL-2 | SL-2 | SL-2 | SL-2 | SL-2 | SL-2
I:[Entity Id - Rate Class - OL-1 - Outdoor Lighting] | OL-1 | OL-1 | OL-1 | OL-1 | OL-1 | OL-1 | OL-1 | OL-1 | OL-1 | OL-1 | OL-1 | OL-1 | OL-1 | OL-1 | OL-1 | OL-1 | OL-1 | OL-1 | OL-1 | OL-1 | OL-1 | OL-1 | OL-1 | OL-1 | OL-1 | OL-1 | OL-1 | OL-1 | OL-1
J:[Attribute - Calc non-nuclear power adjustment (Yes/No)] | 0 | 0 | 0 | 0 | 0 | 0 | 0 | 0 | 0 | 0 | 0 | 0 | 0 | 0 | 0 | 0 | 0 | 0 | 0 | 0 | 0 | 0 | 0 | 0 | 0 | 0 | 0 | 0 | 0
K:[Retail/Wholesale] | RETAIL | RETAIL | RETAIL | RETAIL | RETAIL | RETAIL | RETAIL | RETAIL | RETAIL | RETAIL | RETAIL | RETAIL | RETAIL | RETAIL | RETAIL | RETAIL | RETAIL | WHOLESALE | WHOLESALE | WHOLESALE | WHOLESALE | WHOLESALE | WHOLESALE | WHOLESALE | WHOLESALE | WHOLESALE | WHOLESALE | WHOLESALE | WHOLESALE
L:[Entity Id - Retail/Wholesale - Retail] | RETAIL | RETAIL | RETAIL | RETAIL | RETAIL | RETAIL | RETAIL | RETAIL | RETAIL | RETAIL | RETAIL | RETAIL | RETAIL | RETAIL | RETAIL | RETAIL | RETAIL | RETAIL | RETAIL | RETAIL | RETAIL | RETAIL | RETAIL | RETAIL | RETAIL | RETAIL | RETAIL | RETAIL | RETAIL
M:[Entity Id - Retail/Wholesale - Wholesale] | WHOLESALE | WHOLESALE | WHOLESALE | WHOLESALE | WHOLESALE | WHOLESALE | WHOLESALE | WHOLESALE | WHOLESALE | WHOLESALE | WHOLESALE | WHOLESALE | WHOLESALE | WHOLESALE | WHOLESALE | WHOLESALE | WHOLESALE | WHOLESALE | WHOLESALE | WHOLESALE | WHOLESALE | WHOLESALE | WHOLESALE | WHOLESALE | WHOLESALE | WHOLESALE | WHOLESALE | WHOLESALE | WHOLESALE
N:[Zero] | 0 | 0 | 0 | 0 | 0 | 0 | 0 | 0 | 0 | 0 | 0 | 0 | 0 | 0 | 0 | 0 | 0 | 0 | 0 | 0 | 0 | 0 | 0 | 0 | 0 | 0 | 0 | 0 | 0
O:[One] | 1 | 1 | 1 | 1 | 1 | 1 | 1 | 1 | 1 | 1 | 1 | 1 | 1 | 1 | 1 | 1 | 1 | 1 | 1 | 1 | 1 | 1 | 1 | 1 | 1 | 1 | 1 | 1 | 1
P:[Minus One] | -1 | -1 | -1 | -1 | -1 | -1 | -1 | -1 | -1 | -1 | -1 | -1 | -1 | -1 | -1 | -1 | -1 | -1 | -1 | -1 | -1 | -1 | -1 | -1 | -1 | -1 | -1 | -1 | -1
Q:[]
R:[FPL101]
S:[12 CP @ Meter] | 353727.5289 | 13686.3611 | 189689.3369 | 1019375.9096 | 8517.8249 | 4053263.0124 | 1645014.1909 | 330640.9249 | 22158.7507 | 14527.4446 | 3063.9793 | 1653.4689 | 11071195.7229 | 17951.5779 | 3963.5047 | 1906.0787 | 10889.8191 | 0 | 130885.395 | 0 | 0 | 195730.9722 | 664359.6395 | 0 | 9786.5486 | 7339.9115 | 3425.292 | 3099.0737 | 0
T:[12 CP @ Meter Adjustment] | 0 | 0 | 0 | 0 | 0 | 0 | 0 | 0 | 0 | 0 | 0 | 0 | 0 | 0 | 0 | 0 | 0 | 0 | 0 | 0 | 0 | 0 | 0 | 0 | 0 | 0 | 0 | 0 | 0
U:[Load Control Impact on CP (ADJ_CP12)] | 0 | 0 | 0 | 0 | 0 | 0 | 0 | 0 | 0 | 0 | 0 | 0 | 0 | 0 | 0 | 0 | 0 | 0 | 0 | 0 | 0 | 0 | 0 | 0 | 0 | 0 | 0 | 0 | 0
V:[Firm Transmission Service for Others (Trans Service Peak Adj)] | 0 | 0 | 0 | 0 | 0 | 0 | 0 | 0 | 0 | 0 | 0 | 0 | 0 | 0 | 0 | 0 | 0 | 0 | 0 | 0 | 0 | 0 | 0 | 0 | 0 | 0 | 0 | 0 | 1222647.2235
W:[12 CP @ Meter Adjusted] | 353727.5289 | 13686.3611 | 189689.3369 | 1019375.9096 | 8517.8249 | 4053263.0124 | 1645014.1909 | 330640.9249 | 22158.7507 | 14527.4446 | 3063.9793 | 1653.4689 | 11071195.7229 | 17951.5779 | 3963.5047 | 1906.0787 | 10889.8191 | 0 | 130885.395 | 0 | 0 | 195730.9722 | 664359.6395 | 0 | 9786.5486 | 7339.9115 | 3425.292 | 3099.0737 | 1222647.2235
X:[Voltage Level % - Transm] | 0 | 0 | 1 | 0 | 0 | 0 | 0 | 0 | 1 | 0 | 0 | 0 | 0 | 0 | 0 | 0 | 1 | 1 | 1 | 1 | 1 | 1 | 1 | 1 | 1 | 1 | 1 | 1 | 1
Y:[Loss Expansion Factor - Transm] | 1.0218 | 1.0218 | 1.0218 | 1.0218 | 1.0218 | 1.0218 | 1.0218 | 1.0218 | 1.0218 | 1.0218 | 1.0218 | 1.0218 | 1.0218 | 1.0218 | 1.0218 | 1.0218 | 1.0218 | 1.0218 | 1.0218 | 1.0218 | 1.0218 | 1.0218 | 1.0218 | 1.0218 | 1.0218 | 1.0218 | 1.0218 | 1.0218 | 1.0218
Z:[Transmission 12CP at Generator] | 0 | 0 | 193826.4614 | 0 | 0 | 0 | 0 | 0 | 22642.033 | 0 | 0 | 0 | 0 | 0 | 0 | 0 | 11127.326 | 0 | 133740.0054 | 0 | 0 | 199999.8647 | 678849.3232 | 0 | 9999.9932 | 7499.9949 | 3499.9976 | 3166.6645 | 1249313.1595
AA:[]
AB:[12 CP Average (CP_12)] | 353727.5289 | 13686.3611 | 189689.3369 | 1019375.9096 | 8517.8249 | 4053263.0124 | 1645014.1909 | 330640.9249 | 22158.7507 | 14527.4446 | 3063.9793 | 1653.4689 | 11071195.7229 | 17951.5779 | 3963.5047 | 1906.0787 | 10889.8191 | 0 | 130885.395 | 0 | 0 | 195730.9722 | 664359.6395 | 0 | 9786.5486 | 7339.9115 | 3425.292 | 3099.0737 | 0
AC:[Load COntrol Impact on CP (ADJ_CP12)] | 0 | 0 | 0 | 0 | 0 | 0 | 0 | 0 | 0 | 0 | 0 | 0 | 0 | 0 | 0 | 0 | 0 | 0 | 0 | 0 | 0 | 0 | 0 | 0 | 0 | 0 | 0 | 0 | 0
AD:[Voltage Level % - Primary] | 0.39212 | 0.01428 | 0 | 0 | 0 | 0.00288 | 0.03935 | 0.32521 | 0 | 1 | 0 | 1 | 0 | 0 | 0 | 1 | 0 | 0 | 0 | 0 | 0 | 0 | 0 | 0 | 0 | 0 | 0 | 0 | 0
AE:[Loss Expansion Factor - Primary] | 1.0348 | 1.0348 | 1.0348 | 1.0348 | 1.0348 | 1.0348 | 1.0348 | 1.0348 | 1.0348 | 1.0348 | 1.0348 | 1.0348 | 1.0348 | 1.0348 | 1.0348 | 1.0348 | 1.0348 | 1.0348 | 1.0348 | 1.0348 | 1.0348 | 1.0348 | 1.0348 | 1.0348 | 1.0348 | 1.0348 | 1.0348 | 1.0348 | 1.0348
AF:[Primary 12CP at Generator] | 143529.1382 | 202.2406 | 0 | 0 | 0 | 12079.515 | 66983.3106 | 111268.6251 | 0 | 15032.8544 | 0 | 1710.9931 | 0 | 0 | 0 | 1972.3912 | 0 | 0 | 0 | 0 | 0 | 0 | 0 | 0 | 0 | 0 | 0 | 0 | 0
AG:[]
AH:[12 CP Average (CP_12)] | 353727.5289 | 13686.3611 | 189689.3369 | 1019375.9096 | 8517.8249 | 4053263.0124 | 1645014.1909 | 330640.9249 | 22158.7507 | 14527.4446 | 3063.9793 | 1653.4689 | 11071195.7229 | 17951.5779 | 3963.5047 | 1906.0787 | 10889.8191 | 0 | 130885.395 | 0 | 0 | 195730.9722 | 664359.6395 | 0 | 9786.5486 | 7339.9115 | 3425.292 | 3099.0737 | 0
AI:[Load COntrol Impact on CP (ADJ_CP12)] | 0 | 0 | 0 | 0 | 0 | 0 | 0 | 0 | 0 | 0 | 0 | 0 | 0 | 0 | 0 | 0 | 0 | 0 | 0 | 0 | 0 | 0 | 0 | 0 | 0 | 0 | 0 | 0 | 0
AJ:[Voltage Level % - Secondary] | 0.60788 | 0.98572 | 0 | 1 | 1 | 0.99712 | 0.96065 | 0.67479 | 0 | 0 | 1 | 0 | 1 | 1 | 1 | 0 | 0 | 0 | 0 | 0 | 0 | 0 | 0 | 0 | 0 | 0 | 0 | 0 | 0
AK:[Loss Expansion Factor - Secondary] | 1.0643 | 1.0643 | 1.0643 | 1.0643 | 1.0643 | 1.0643 | 1.0643 | 1.0643 | 1.0643 | 1.0643 | 1.0643 | 1.0643 | 1.0643 | 1.0643 | 1.0643 | 1.0643 | 1.0643 | 1.0643 | 1.0643 | 1.0643 | 1.0643 | 1.0643 | 1.0643 | 1.0643 | 1.0643 | 1.0643 | 1.0643 | 1.0643 | 1.0643
AL:[Secondary 12CP at Generator] | 228852.0766 | 14358.5209 | 0 | 1084931.9743 | 9065.6062 | 4301504.2431 | 1681910.8746 | 237461.5989 | 0 | 0 | 3261.0238 | 0 | 11783184.3199 | 19106.0438 | 4218.3977 | 0 | 0 | 0 | 0 | 0 | 0 | 0 | 0 | 0 | 0 | 0 | 0 | 0 | 0
AM:[]
AN:[Transmission 12CP at Generator] | 0 | 0 | 193826.4614 | 0 | 0 | 0 | 0 | 0 | 22642.033 | 0 | 0 | 0 | 0 | 0 | 0 | 0 | 11127.326 | 0 | 133740.0054 | 0 | 0 | 199999.8647 | 678849.3232 | 0 | 9999.9932 | 7499.9949 | 3499.9976 | 3166.6645 | 1249313.1595
AO:[Primary 12CP at Generator] | 143529.1382 | 202.2406 | 0 | 0 | 0 | 12079.515 | 66983.3106 | 111268.6251 | 0 | 15032.8544 | 0 | 1710.9931 | 0 | 0 | 0 | 1972.3912 | 0 | 0 | 0 | 0 | 0 | 0 | 0 | 0 | 0 | 0 | 0 | 0 | 0
AP:[Secondary 12CP at Generator] | 228852.0766 | 14358.5209 | 0 | 1084931.9743 | 9065.6062 | 4301504.2431 | 1681910.8746 | 237461.5989 | 0 | 0 | 3261.0238 | 0 | 11783184.3199 | 19106.0438 | 4218.3977 | 0 | 0 | 0 | 0 | 0 | 0 | 0 | 0 | 0 | 0 | 0 | 0 | 0 | 0
AQ:[Average 12CP Demand Including Firm Transmission Service at Generator] | 372381.2148 | 14560.7615 | 193826.4614 | 1084931.9743 | 9065.6062 | 4313583.7581 | 1748894.1853 | 348730.224 | 22642.033 | 15032.8544 | 3261.0238 | 1710.9931 | 11783184.3199 | 19106.0438 | 4218.3977 | 1972.3912 | 11127.326 | 0 | 133740.0054 | 0 | 0 | 199999.8647 | 678849.3232 | 0 | 9999.9932 | 7499.9949 | 3499.9976 | 3166.6645 | 1249313.1595
CILC-1D | 372381.2148 | 372381.2148 | 372381.2148 | 372381.2148 | 372381.2148 | 372381.2148 | 372381.2148 | 372381.2148 | 372381.2148 | 372381.2148 | 372381.2148 | 372381.2148 | 372381.2148 | 372381.2148 | 372381.2148 | 372381.2148 | 372381.2148
CILC-1G | 14560.7615 | 14560.7615 | 14560.7615 | 14560.7615 | 14560.7615 | 14560.7615 | 14560.7615 | 14560.7615 | 14560.7615 | 14560.7615 | 14560.7615 | 14560.7615 | 14560.7615 | 14560.7615 | 14560.7615 | 14560.7615 | 14560.7615
CILC-1T | 193826.4614 | 193826.4614 | 193826.4614 | 193826.4614 | 193826.4614 | 193826.4614 | 193826.4614 | 193826.4614 | 193826.4614 | 193826.4614 | 193826.4614 | 193826.4614 | 193826.4614 | 193826.4614 | 193826.4614 | 193826.4614 | 193826.4614
GS(T)-1 | 1084931.9743 | 1084931.9743 | 1084931.9743 | 1084931.9743 | 1084931.9743 | 1084931.9743 | 1084931.9743 | 1084931.9743 | 1084931.9743 | 1084931.9743 | 1084931.9743 | 1084931.9743 | 1084931.9743 | 1084931.9743 | 1084931.9743 | 1084931.9743 | 1084931.9743
GSCU-1 | 9065.6062 | 9065.6062 | 9065.6062 | 9065.6062 | 9065.6062 | 9065.6062 | 9065.6062 | 9065.6062 | 9065.6062 | 9065.6062 | 9065.6062 | 9065.6062 | 9065.6062 | 9065.6062 | 9065.6062 | 9065.6062 | 9065.6062
GSD(T)-1 | 4313583.7581 | 4313583.7581 | 4313583.7581 | 4313583.7581 | 4313583.7581 | 4313583.7581 | 4313583.7581 | 4313583.7581 | 4313583.7581 | 4313583.7581 | 4313583.7581 | 4313583.7581 | 4313583.7581 | 4313583.7581 | 4313583.7581 | 4313583.7581 | 4313583.7581
GSLD(T)-1 | 1748894.1853 | 1748894.1853 | 1748894.1853 | 1748894.1853 | 1748894.1853 | 1748894.1853 | 1748894.1853 | 1748894.1853 | 1748894.1853 | 1748894.1853 | 1748894.1853 | 1748894.1853 | 1748894.1853 | 1748894.1853 | 1748894.1853 | 1748894.1853 | 1748894.1853
GSLD(T)-2 | 348730.224 | 348730.224 | 348730.224 | 348730.224 | 348730.224 | 348730.224 | 348730.224 | 348730.224 | 348730.224 | 348730.224 | 348730.224 | 348730.224 | 348730.224 | 348730.224 | 348730.224 | 348730.224 | 348730.224
GSLD(T)-3 | 22642.033 | 22642.033 | 22642.033 | 22642.033 | 22642.033 | 22642.033 | 22642.033 | 22642.033 | 22642.033 | 22642.033 | 22642.033 | 22642.033 | 22642.033 | 22642.033 | 22642.033 | 22642.033 | 22642.033
MET | 15032.8544 | 15032.8544 | 15032.8544 | 15032.8544 | 15032.8544 | 15032.8544 | 15032.8544 | 15032.8544 | 15032.8544 | 15032.8544 | 15032.8544 | 15032.8544 | 15032.8544 | 15032.8544 | 15032.8544 | 15032.8544 | 15032.8544
OL-1 | 3261.0238 | 3261.0238 | 3261.0238 | 3261.0238 | 3261.0238 | 3261.0238 | 3261.0238 | 3261.0238 | 3261.0238 | 3261.0238 | 3261.0238 | 3261.0238 | 3261.0238 | 3261.0238 | 3261.0238 | 3261.0238 | 3261.0238
OS-2 | 1710.9931 | 1710.9931 | 1710.9931 | 1710.9931 | 1710.9931 | 1710.9931 | 1710.9931 | 1710.9931 | 1710.9931 | 1710.9931 | 1710.9931 | 1710.9931 | 1710.9931 | 1710.9931 | 1710.9931 | 1710.9931 | 1710.9931
RS(T)-1 | 11783184.3199 | 11783184.3199 | 11783184.3199 | 11783184.3199 | 11783184.3199 | 11783184.3199 | 11783184.3199 | 11783184.3199 | 11783184.3199 | 11783184.3199 | 11783184.3199 | 11783184.3199 | 11783184.3199 | 11783184.3199 | 11783184.3199 | 11783184.3199 | 11783184.3199
SL-1 | 19106.0438 | 19106.0438 | 19106.0438 | 19106.0438 | 19106.0438 | 19106.0438 | 19106.0438 | 19106.0438 | 19106.0438 | 19106.0438 | 19106.0438 | 19106.0438 | 19106.0438 | 19106.0438 | 19106.0438 | 19106.0438 | 19106.0438
SL-2 | 4218.3977 | 4218.3977 | 4218.3977 | 4218.3977 | 4218.3977 | 4218.3977 | 4218.3977 | 4218.3977 | 4218.3977 | 4218.3977 | 4218.3977 | 4218.3977 | 4218.3977 | 4218.3977 | 4218.3977 | 4218.3977 | 4218.3977
SST-DST | 1972.3912 | 1972.3912 | 1972.3912 | 1972.3912 | 1972.3912 | 1972.3912 | 1972.3912 | 1972.3912 | 1972.3912 | 1972.3912 | 1972.3912 | 1972.3912 | 1972.3912 | 1972.3912 | 1972.3912 | 1972.3912 | 1972.3912
SST-TST | 11127.326 | 11127.326 | 11127.326 | 11127.326 | 11127.326 | 11127.326 | 11127.326 | 11127.326 | 11127.326 | 11127.326 | 11127.326 | 11127.326 | 11127.326 | 11127.326 | 11127.326 | 11127.326 | 11127.326
FKEC | [17 empty] | 133740.0054 | 133740.0054 | 133740.0054 | 133740.0054 | 133740.0054 | 133740.0054 | 133740.0054 | 133740.0054 | 133740.0054 | 133740.0054 | 133740.0054 | 133740.0054
SEMINOLE | [17 empty] | 199999.8647 | 199999.8647 | 199999.8647 | 199999.8647 | 199999.8647 | 199999.8647 | 199999.8647 | 199999.8647 | 199999.8647 | 199999.8647 | 199999.8647 | 199999.8647
LCEC | [17 empty] | 678849.3232 | 678849.3232 | 678849.3232 | 678849.3232 | 678849.3232 | 678849.3232 | 678849.3232 | 678849.3232 | 678849.3232 | 678849.3232 | 678849.3232 | 678849.3232
WINTER PARK | [17 empty] | 9999.9932 | 9999.9932 | 9999.9932 | 9999.9932 | 9999.9932 | 9999.9932 | 9999.9932 | 9999.9932 | 9999.9932 | 9999.9932 | 9999.9932 | 9999.9932
NEW SMRYNA BEACH | [17 empty] | 7499.9949 | 7499.9949 | 7499.9949 | 7499.9949 | 7499.9949 | 7499.9949 | 7499.9949 | 7499.9949 | 7499.9949 | 7499.9949 | 7499.9949 | 7499.9949
HOMESTEAD | [17 empty] | 3499.9976 | 3499.9976 | 3499.9976 | 3499.9976 | 3499.9976 | 3499.9976 | 3499.9976 | 3499.9976 | 3499.9976 | 3499.9976 | 3499.9976 | 3499.9976
QUINCY | [17 empty] | 3166.6645 | 3166.6645 | 3166.6645 | 3166.6645 | 3166.6645 | 3166.6645 | 3166.6645 | 3166.6645 | 3166.6645 | 3166.6645 | 3166.6645 | 3166.6645
TRANS-SERV | [17 empty] | 1249313.1595 | 1249313.1595 | 1249313.1595 | 1249313.1595 | 1249313.1595 | 1249313.1595 | 1249313.1595 | 1249313.1595 | 1249313.1595 | 1249313.1595 | 1249313.1595 | 1249313.1595
AR:[Total Retail/Wholesale] | 19948229.5685 | 19948229.5685 | 19948229.5685 | 19948229.5685 | 19948229.5685 | 19948229.5685 | 19948229.5685 | 19948229.5685 | 19948229.5685 | 19948229.5685 | 19948229.5685 | 19948229.5685 | 19948229.5685 | 19948229.5685 | 19948229.5685 | 19948229.5685 | 19948229.5685 | 2286069.0032 | 2286069.0032 | 2286069.0032 | 2286069.0032 | 2286069.0032 | 2286069.0032 | 2286069.0032 | 2286069.0032 | 2286069.0032 | 2286069.0032 | 2286069.0032 | 2286069.0032
CILC-1D | 372381.2148 | 372381.2148 | 372381.2148 | 372381.2148 | 372381.2148 | 372381.2148 | 372381.2148 | 372381.2148 | 372381.2148 | 372381.2148 | 372381.2148 | 372381.2148 | 372381.2148 | 372381.2148 | 372381.2148 | 372381.2148 | 372381.2148
CILC-1G | 14560.7615 | 14560.7615 | 14560.7615 | 14560.7615 | 14560.7615 | 14560.7615 | 14560.7615 | 14560.7615 | 14560.7615 | 14560.7615 | 14560.7615 | 14560.7615 | 14560.7615 | 14560.7615 | 14560.7615 | 14560.7615 | 14560.7615
CILC-1T | 193826.4614 | 193826.4614 | 193826.4614 | 193826.4614 | 193826.4614 | 193826.4614 | 193826.4614 | 193826.4614 | 193826.4614 | 193826.4614 | 193826.4614 | 193826.4614 | 193826.4614 | 193826.4614 | 193826.4614 | 193826.4614 | 193826.4614
GS(T)-1 | 1084931.9743 | 1084931.9743 | 1084931.9743 | 1084931.9743 | 1084931.9743 | 1084931.9743 | 1084931.9743 | 1084931.9743 | 1084931.9743 | 1084931.9743 | 1084931.9743 | 1084931.9743 | 1084931.9743 | 1084931.9743 | 1084931.9743 | 1084931.9743 | 1084931.9743
GSCU-1 | 9065.6062 | 9065.6062 | 9065.6062 | 9065.6062 | 9065.6062 | 9065.6062 | 9065.6062 | 9065.6062 | 9065.6062 | 9065.6062 | 9065.6062 | 9065.6062 | 9065.6062 | 9065.6062 | 9065.6062 | 9065.6062 | 9065.6062
GSD(T)-1 | 4313583.7581 | 4313583.7581 | 4313583.7581 | 4313583.7581 | 4313583.7581 | 4313583.7581 | 4313583.7581 | 4313583.7581 | 4313583.7581 | 4313583.7581 | 4313583.7581 | 4313583.7581 | 4313583.7581 | 4313583.7581 | 4313583.7581 | 4313583.7581 | 4313583.7581
GSLD(T)-1 | 1748894.1853 | 1748894.1853 | 1748894.1853 | 1748894.1853 | 1748894.1853 | 1748894.1853 | 1748894.1853 | 1748894.1853 | 1748894.1853 | 1748894.1853 | 1748894.1853 | 1748894.1853 | 1748894.1853 | 1748894.1853 | 1748894.1853 | 1748894.1853 | 1748894.1853
GSLD(T)-2 | 348730.224 | 348730.224 | 348730.224 | 348730.224 | 348730.224 | 348730.224 | 348730.224 | 348730.224 | 348730.224 | 348730.224 | 348730.224 | 348730.224 | 348730.224 | 348730.224 | 348730.224 | 348730.224 | 348730.224
GSLD(T)-3 | 22642.033 | 22642.033 | 22642.033 | 22642.033 | 22642.033 | 22642.033 | 22642.033 | 22642.033 | 22642.033 | 22642.033 | 22642.033 | 22642.033 | 22642.033 | 22642.033 | 22642.033 | 22642.033 | 22642.033
MET | 15032.8544 | 15032.8544 | 15032.8544 | 15032.8544 | 15032.8544 | 15032.8544 | 15032.8544 | 15032.8544 | 15032.8544 | 15032.8544 | 15032.8544 | 15032.8544 | 15032.8544 | 15032.8544 | 15032.8544 | 15032.8544 | 15032.8544
OL-1 | 3261.0238 | 3261.0238 | 3261.0238 | 3261.0238 | 3261.0238 | 3261.0238 | 3261.0238 | 3261.0238 | 3261.0238 | 3261.0238 | 3261.0238 | 3261.0238 | 3261.0238 | 3261.0238 | 3261.0238 | 3261.0238 | 3261.0238
OS-2 | 1710.9931 | 1710.9931 | 1710.9931 | 1710.9931 | 1710.9931 | 1710.9931 | 1710.9931 | 1710.9931 | 1710.9931 | 1710.9931 | 1710.9931 | 1710.9931 | 1710.9931 | 1710.9931 | 1710.9931 | 1710.9931 | 1710.9931
RS(T)-1 | 11783184.3199 | 11783184.3199 | 11783184.3199 | 11783184.3199 | 11783184.3199 | 11783184.3199 | 11783184.3199 | 11783184.3199 | 11783184.3199 | 11783184.3199 | 11783184.3199 | 11783184.3199 | 11783184.3199 | 11783184.3199 | 11783184.3199 | 11783184.3199 | 11783184.3199
SL-1 | 19106.0438 | 19106.0438 | 19106.0438 | 19106.0438 | 19106.0438 | 19106.0438 | 19106.0438 | 19106.0438 | 19106.0438 | 19106.0438 | 19106.0438 | 19106.0438 | 19106.0438 | 19106.0438 | 19106.0438 | 19106.0438 | 19106.0438
SL-2 | 4218.3977 | 4218.3977 | 4218.3977 | 4218.3977 | 4218.3977 | 4218.3977 | 4218.3977 | 4218.3977 | 4218.3977 | 4218.3977 | 4218.3977 | 4218.3977 | 4218.3977 | 4218.3977 | 4218.3977 | 4218.3977 | 4218.3977
SST-DST | 1972.3912 | 1972.3912 | 1972.3912 | 1972.3912 | 1972.3912 | 1972.3912 | 1972.3912 | 1972.3912 | 1972.3912 | 1972.3912 | 1972.3912 | 1972.3912 | 1972.3912 | 1972.3912 | 1972.3912 | 1972.3912 | 1972.3912
SST-TST | 11127.326 | 11127.326 | 11127.326 | 11127.326 | 11127.326 | 11127.326 | 11127.326 | 11127.326 | 11127.326 | 11127.326 | 11127.326 | 11127.326 | 11127.326 | 11127.326 | 11127.326 | 11127.326 | 11127.326
FKEC | [17 empty] | 133740.0054 | 133740.0054 | 133740.0054 | 133740.0054 | 133740.0054 | 133740.0054 | 133740.0054 | 133740.0054 | 133740.0054 | 133740.0054 | 133740.0054 | 133740.0054
SEMINOLE | [17 empty] | 199999.8647 | 199999.8647 | 199999.8647 | 199999.8647 | 199999.8647 | 199999.8647 | 199999.8647 | 199999.8647 | 199999.8647 | 199999.8647 | 199999.8647 | 199999.8647
LCEC | [17 empty] | 678849.3232 | 678849.3232 | 678849.3232 | 678849.3232 | 678849.3232 | 678849.3232 | 678849.3232 | 678849.3232 | 678849.3232 | 678849.3232 | 678849.3232 | 678849.3232
WINTER PARK | [17 empty] | 9999.9932 | 9999.9932 | 9999.9932 | 9999.9932 | 9999.9932 | 9999.9932 | 9999.9932 | 9999.9932 | 9999.9932 | 9999.9932 | 9999.9932 | 9999.9932
NEW SMRYNA BEACH | [17 empty] | 7499.9949 | 7499.9949 | 7499.9949 | 7499.9949 | 7499.9949 | 7499.9949 | 7499.9949 | 7499.9949 | 7499.9949 | 7499.9949 | 7499.9949 | 7499.9949
HOMESTEAD | [17 empty] | 3499.9976 | 3499.9976 | 3499.9976 | 3499.9976 | 3499.9976 | 3499.9976 | 3499.9976 | 3499.9976 | 3499.9976 | 3499.9976 | 3499.9976 | 3499.9976
QUINCY | [17 empty] | 3166.6645 | 3166.6645 | 3166.6645 | 3166.6645 | 3166.6645 | 3166.6645 | 3166.6645 | 3166.6645 | 3166.6645 | 3166.6645 | 3166.6645 | 3166.6645
TRANS-SERV | [17 empty] | 1249313.1595 | 1249313.1595 | 1249313.1595 | 1249313.1595 | 1249313.1595 | 1249313.1595 | 1249313.1595 | 1249313.1595 | 1249313.1595 | 1249313.1595 | 1249313.1595 | 1249313.1595
AS:[Total Retail] | 19948229.5685 | 19948229.5685 | 19948229.5685 | 19948229.5685 | 19948229.5685 | 19948229.5685 | 19948229.5685 | 19948229.5685 | 19948229.5685 | 19948229.5685 | 19948229.5685 | 19948229.5685 | 19948229.5685 | 19948229.5685 | 19948229.5685 | 19948229.5685 | 19948229.5685 | 2286069.0032 | 2286069.0032 | 2286069.0032 | 2286069.0032 | 2286069.0032 | 2286069.0032 | 2286069.0032 | 2286069.0032 | 2286069.0032 | 2286069.0032 | 2286069.0032 | 2286069.0032
CILC-1D | 372381.2148 | 372381.2148 | 372381.2148 | 372381.2148 | 372381.2148 | 372381.2148 | 372381.2148 | 372381.2148 | 372381.2148 | 372381.2148 | 372381.2148 | 372381.2148 | 372381.2148 | 372381.2148 | 372381.2148 | 372381.2148 | 372381.2148 | 372381.2148 | 372381.2148 | 372381.2148 | 372381.2148 | 372381.2148 | 372381.2148 | 372381.2148 | 372381.2148 | 372381.2148 | 372381.2148 | 372381.2148 | 372381.2148
CILC-1G | 14560.7615 | 14560.7615 | 14560.7615 | 14560.7615 | 14560.7615 | 14560.7615 | 14560.7615 | 14560.7615 | 14560.7615 | 14560.7615 | 14560.7615 | 14560.7615 | 14560.7615 | 14560.7615 | 14560.7615 | 14560.7615 | 14560.7615 | 14560.7615 | 14560.7615 | 14560.7615 | 14560.7615 | 14560.7615 | 14560.7615 | 14560.7615 | 14560.7615 | 14560.7615 | 14560.7615 | 14560.7615 | 14560.7615
CILC-1T | 193826.4614 | 193826.4614 | 193826.4614 | 193826.4614 | 193826.4614 | 193826.4614 | 193826.4614 | 193826.4614 | 193826.4614 | 193826.4614 | 193826.4614 | 193826.4614 | 193826.4614 | 193826.4614 | 193826.4614 | 193826.4614 | 193826.4614 | 193826.4614 | 193826.4614 | 193826.4614 | 193826.4614 | 193826.4614 | 193826.4614 | 193826.4614 | 193826.4614 | 193826.4614 | 193826.4614 | 193826.4614 | 193826.4614
GS(T)-1 | 1084931.9743 | 1084931.9743 | 1084931.9743 | 1084931.9743 | 1084931.9743 | 1084931.9743 | 1084931.9743 | 1084931.9743 | 1084931.9743 | 1084931.9743 | 1084931.9743 | 1084931.9743 | 1084931.9743 | 1084931.9743 | 1084931.9743 | 1084931.9743 | 1084931.9743 | 1084931.9743 | 1084931.9743 | 1084931.9743 | 1084931.9743 | 1084931.9743 | 1084931.9743 | 1084931.9743 | 1084931.9743 | 1084931.9743 | 1084931.9743 | 1084931.9743 | 1084931.9743
GSCU-1 | 9065.6062 | 9065.6062 | 9065.6062 | 9065.6062 | 9065.6062 | 9065.6062 | 9065.6062 | 9065.6062 | 9065.6062 | 9065.6062 | 9065.6062 | 9065.6062 | 9065.6062 | 9065.6062 | 9065.6062 | 9065.6062 | 9065.6062 | 9065.6062 | 9065.6062 | 9065.6062 | 9065.6062 | 9065.6062 | 9065.6062 | 9065.6062 | 9065.6062 | 9065.6062 | 9065.6062 | 9065.6062 | 9065.6062
GSD(T)-1 | 4313583.7581 | 4313583.7581 | 4313583.7581 | 4313583.7581 | 4313583.7581 | 4313583.7581 | 4313583.7581 | 4313583.7581 | 4313583.7581 | 4313583.7581 | 4313583.7581 | 4313583.7581 | 4313583.7581 | 4313583.7581 | 4313583.7581 | 4313583.7581 | 4313583.7581 | 4313583.7581 | 4313583.7581 | 4313583.7581 | 4313583.7581 | 4313583.7581 | 4313583.7581 | 4313583.7581 | 4313583.7581 | 4313583.7581 | 4313583.7581 | 4313583.7581 | 4313583.7581
GSLD(T)-1 | 1748894.1853 | 1748894.1853 | 1748894.1853 | 1748894.1853 | 1748894.1853 | 1748894.1853 | 1748894.1853 | 1748894.1853 | 1748894.1853 | 1748894.1853 | 1748894.1853 | 1748894.1853 | 1748894.1853 | 1748894.1853 | 1748894.1853 | 1748894.1853 | 1748894.1853 | 1748894.1853 | 1748894.1853 | 1748894.1853 | 1748894.1853 | 1748894.1853 | 1748894.1853 | 1748894.1853 | 1748894.1853 | 1748894.1853 | 1748894.1853 | 1748894.1853 | 1748894.1853
GSLD(T)-2 | 348730.224 | 348730.224 | 348730.224 | 348730.224 | 348730.224 | 348730.224 | 348730.224 | 348730.224 | 348730.224 | 348730.224 | 348730.224 | 348730.224 | 348730.224 | 348730.224 | 348730.224 | 348730.224 | 348730.224 | 348730.224 | 348730.224 | 348730.224 | 348730.224 | 348730.224 | 348730.224 | 348730.224 | 348730.224 | 348730.224 | 348730.224 | 348730.224 | 348730.224
GSLD(T)-3 | 22642.033 | 22642.033 | 22642.033 | 22642.033 | 22642.033 | 22642.033 | 22642.033 | 22642.033 | 22642.033 | 22642.033 | 22642.033 | 22642.033 | 22642.033 | 22642.033 | 22642.033 | 22642.033 | 22642.033 | 22642.033 | 22642.033 | 22642.033 | 22642.033 | 22642.033 | 22642.033 | 22642.033 | 22642.033 | 22642.033 | 22642.033 | 22642.033 | 22642.033
MET | 15032.8544 | 15032.8544 | 15032.8544 | 15032.8544 | 15032.8544 | 15032.8544 | 15032.8544 | 15032.8544 | 15032.8544 | 15032.8544 | 15032.8544 | 15032.8544 | 15032.8544 | 15032.8544 | 15032.8544 | 15032.8544 | 15032.8544 | 15032.8544 | 15032.8544 | 15032.8544 | 15032.8544 | 15032.8544 | 15032.8544 | 15032.8544 | 15032.8544 | 15032.8544 | 15032.8544 | 15032.8544 | 15032.8544
OL-1 | 3261.0238 | 3261.0238 | 3261.0238 | 3261.0238 | 3261.0238 | 3261.0238 | 3261.0238 | 3261.0238 | 3261.0238 | 3261.0238 | 3261.0238 | 3261.0238 | 3261.0238 | 3261.0238 | 3261.0238 | 3261.0238 | 3261.0238 | 3261.0238 | 3261.0238 | 3261.0238 | 3261.0238 | 3261.0238 | 3261.0238 | 3261.0238 | 3261.0238 | 3261.0238 | 3261.0238 | 3261.0238 | 3261.0238
OS-2 | 1710.9931 | 1710.9931 | 1710.9931 | 1710.9931 | 1710.9931 | 1710.9931 | 1710.9931 | 1710.9931 | 1710.9931 | 1710.9931 | 1710.9931 | 1710.9931 | 1710.9931 | 1710.9931 | 1710.9931 | 1710.9931 | 1710.9931 | 1710.9931 | 1710.9931 | 1710.9931 | 1710.9931 | 1710.9931 | 1710.9931 | 1710.9931 | 1710.9931 | 1710.9931 | 1710.9931 | 1710.9931 | 1710.9931
RS(T)-1 | 11783184.3199 | 11783184.3199 | 11783184.3199 | 11783184.3199 | 11783184.3199 | 11783184.3199 | 11783184.3199 | 11783184.3199 | 11783184.3199 | 11783184.3199 | 11783184.3199 | 11783184.3199 | 11783184.3199 | 11783184.3199 | 11783184.3199 | 11783184.3199 | 11783184.3199 | 11783184.3199 | 11783184.3199 | 11783184.3199 | 11783184.3199 | 11783184.3199 | 11783184.3199 | 11783184.3199 | 11783184.3199 | 11783184.3199 | 11783184.3199 | 11783184.3199 | 11783184.3199
SL-1 | 19106.0438 | 19106.0438 | 19106.0438 | 19106.0438 | 19106.0438 | 19106.0438 | 19106.0438 | 19106.0438 | 19106.0438 | 19106.0438 | 19106.0438 | 19106.0438 | 19106.0438 | 19106.0438 | 19106.0438 | 19106.0438 | 19106.0438 | 19106.0438 | 19106.0438 | 19106.0438 | 19106.0438 | 19106.0438 | 19106.0438 | 19106.0438 | 19106.0438 | 19106.0438 | 19106.0438 | 19106.0438 | 19106.0438
SL-2 | 4218.3977 | 4218.3977 | 4218.3977 | 4218.3977 | 4218.3977 | 4218.3977 | 4218.3977 | 4218.3977 | 4218.3977 | 4218.3977 | 4218.3977 | 4218.3977 | 4218.3977 | 4218.3977 | 4218.3977 | 4218.3977 | 4218.3977 | 4218.3977 | 4218.3977 | 4218.3977 | 4218.3977 | 4218.3977 | 4218.3977 | 4218.3977 | 4218.3977 | 4218.3977 | 4218.3977 | 4218.3977 | 4218.3977
SST-DST | 1972.3912 | 1972.3912 | 1972.3912 | 1972.3912 | 1972.3912 | 1972.3912 | 1972.3912 | 1972.3912 | 1972.3912 | 1972.3912 | 1972.3912 | 1972.3912 | 1972.3912 | 1972.3912 | 1972.3912 | 1972.3912 | 1972.3912 | 1972.3912 | 1972.3912 | 1972.3912 | 1972.3912 | 1972.3912 | 1972.3912 | 1972.3912 | 1972.3912 | 1972.3912 | 1972.3912 | 1972.3912 | 1972.3912
SST-TST | 11127.326 | 11127.326 | 11127.326 | 11127.326 | 11127.326 | 11127.326 | 11127.326 | 11127.326 | 11127.326 | 11127.326 | 11127.326 | 11127.326 | 11127.326 | 11127.326 | 11127.326 | 11127.326 | 11127.326 | 11127.326 | 11127.326 | 11127.326 | 11127.326 | 11127.326 | 11127.326 | 11127.326 | 11127.326 | 11127.326 | 11127.326 | 11127.326 | 11127.326
FKEC | 133740.0054 | 133740.0054 | 133740.0054 | 133740.0054 | 133740.0054 | 133740.0054 | 133740.0054 | 133740.0054 | 133740.0054 | 133740.0054 | 133740.0054 | 133740.0054 | 133740.0054 | 133740.0054 | 133740.0054 | 133740.0054 | 133740.0054 | 133740.0054 | 133740.0054 | 133740.0054 | 133740.0054 | 133740.0054 | 133740.0054 | 133740.0054 | 133740.0054 | 133740.0054 | 133740.0054 | 133740.0054 | 133740.0054
SEMINOLE | 199999.8647 | 199999.8647 | 199999.8647 | 199999.8647 | 199999.8647 | 199999.8647 | 199999.8647 | 199999.8647 | 199999.8647 | 199999.8647 | 199999.8647 | 199999.8647 | 199999.8647 | 199999.8647 | 199999.8647 | 199999.8647 | 199999.8647 | 199999.8647 | 199999.8647 | 199999.8647 | 199999.8647 | 199999.8647 | 199999.8647 | 199999.8647 | 199999.8647 | 199999.8647 | 199999.8647 | 199999.8647 | 199999.8647
LCEC | 678849.3232 | 678849.3232 | 678849.3232 | 678849.3232 | 678849.3232 | 678849.3232 | 678849.3232 | 678849.3232 | 678849.3232 | 678849.3232 | 678849.3232 | 678849.3232 | 678849.3232 | 678849.3232 | 678849.3232 | 678849.3232 | 678849.3232 | 678849.3232 | 678849.3232 | 678849.3232 | 678849.3232 | 678849.3232 | 678849.3232 | 678849.3232 | 678849.3232 | 678849.3232 | 678849.3232 | 678849.3232 | 678849.3232
WINTER PARK | 9999.9932 | 9999.9932 | 9999.9932 | 9999.9932 | 9999.9932 | 9999.9932 | 9999.9932 | 9999.9932 | 9999.9932 | 9999.9932 | 9999.9932 | 9999.9932 | 9999.9932 | 9999.9932 | 9999.9932 | 9999.9932 | 9999.9932 | 9999.9932 | 9999.9932 | 9999.9932 | 9999.9932 | 9999.9932 | 9999.9932 | 9999.9932 | 9999.9932 | 9999.9932 | 9999.9932 | 9999.9932 | 9999.9932
NEW SMRYNA BEACH | 7499.9949 | 7499.9949 | 7499.9949 | 7499.9949 | 7499.9949 | 7499.9949 | 7499.9949 | 7499.9949 | 7499.9949 | 7499.9949 | 7499.9949 | 7499.9949 | 7499.9949 | 7499.9949 | 7499.9949 | 7499.9949 | 7499.9949 | 7499.9949 | 7499.9949 | 7499.9949 | 7499.9949 | 7499.9949 | 7499.9949 | 7499.9949 | 7499.9949 | 7499.9949 | 7499.9949 | 7499.9949 | 7499.9949
HOMESTEAD | 3499.9976 | 3499.9976 | 3499.9976 | 3499.9976 | 3499.9976 | 3499.9976 | 3499.9976 | 3499.9976 | 3499.9976 | 3499.9976 | 3499.9976 | 3499.9976 | 3499.9976 | 3499.9976 | 3499.9976 | 3499.9976 | 3499.9976 | 3499.9976 | 3499.9976 | 3499.9976 | 3499.9976 | 3499.9976 | 3499.9976 | 3499.9976 | 3499.9976 | 3499.9976 | 3499.9976 | 3499.9976 | 3499.9976
QUINCY | 3166.6645 | 3166.6645 | 3166.6645 | 3166.6645 | 3166.6645 | 3166.6645 | 3166.6645 | 3166.6645 | 3166.6645 | 3166.6645 | 3166.6645 | 3166.6645 | 3166.6645 | 3166.6645 | 3166.6645 | 3166.6645 | 3166.6645 | 3166.6645 | 3166.6645 | 3166.6645 | 3166.6645 | 3166.6645 | 3166.6645 | 3166.6645 | 3166.6645 | 3166.6645 | 3166.6645 | 3166.6645 | 3166.6645
TRANS-SERV | 1249313.1595 | 1249313.1595 | 1249313.1595 | 1249313.1595 | 1249313.1595 | 1249313.1595 | 1249313.1595 | 1249313.1595 | 1249313.1595 | 1249313.1595 | 1249313.1595 | 1249313.1595 | 1249313.1595 | 1249313.1595 | 1249313.1595 | 1249313.1595 | 1249313.1595 | 1249313.1595 | 1249313.1595 | 1249313.1595 | 1249313.1595 | 1249313.1595 | 1249313.1595 | 1249313.1595 | 1249313.1595 | 1249313.1595 | 1249313.1595 | 1249313.1595 | 1249313.1595
AT:[Total Company] | 22234298.5717 | 22234298.5717 | 22234298.5717 | 22234298.5717 | 22234298.5717 | 22234298.5717 | 22234298.5717 | 22234298.5717 | 22234298.5717 | 22234298.5717 | 22234298.5717 | 22234298.5717 | 22234298.5717 | 22234298.5717 | 22234298.5717 | 22234298.5717 | 22234298.5717 | 22234298.5717 | 22234298.5717 | 22234298.5717 | 22234298.5717 | 22234298.5717 | 22234298.5717 | 22234298.5717 | 22234298.5717 | 22234298.5717 | 22234298.5717 | 22234298.5717 | 22234298.5717
AU:[% to Total columns]
AV:[% to Total Retail] | 1.867% | 0.07299% | 0.9716% | 5.439% | 0.04545% | 21.62% | 8.767% | 1.748% | 0.1135% | 0.07536% | 0.01635% | 0.008577% | 59.07% | 0.09578% | 0.02115% | 0.009888% | 0.05578% | 0% | 5.85% | 0% | 0% | 8.749% | 29.7% | 0% | 0.4374% | 0.3281% | 0.1531% | 0.1385% | 54.65%
AW:[% to Total System] | 1.867% | 0.07299% | 0.9716% | 5.439% | 0.04545% | 21.62% | 8.767% | 1.748% | 0.1135% | 0.07536% | 0.01635% | 0.008577% | 59.07% | 0.09578% | 0.02115% | 0.009888% | 0.05578% | 0% | 5.85% | 0% | 0% | 8.749% | 29.7% | 0% | 0.4374% | 0.3281% | 0.1531% | 0.1385% | 54.65%
AX:[]
AY:[External Factor - FPL101] | 0.018667 | 0.00072993 | 0.0097165 | 0.054387 | 0.00045446 | 0.21624 | 0.087672 | 0.017482 | 0.001135 | 0.00075359 | 0.00016347 | 8.5772e-05 | 0.59069 | 0.00095778 | 0.00021147 | 9.8876e-05 | 0.00055781 | 0 | 0.058502 | 0 | 0 | 0.087486 | 0.29695 | 0 | 0.0043743 | 0.0032807 | 0.001531 | 0.0013852 | 0.54649
AZ:[% to Total System] | 0.016748 | 0.00065488 | 0.0087175 | 0.048795 | 0.00040773 | 0.19401 | 0.078657 | 0.015684 | 0.0010183 | 0.00067611 | 0.00014667 | 7.6953e-05 | 0.52996 | 0.0008593 | 0.00018972 | 8.8709e-05 | 0.00050046 | 0 | 0.006015 | 0 | 0 | 0.0089951 | 0.030532 | 0 | 0.00044976 | 0.00033732 | 0.00015741 | 0.00014242 | 0.056189
BA:[]
BB:[FPL102]
BC:[12 CP Average (CP_12)] | 353727.5289 | 13686.3611 | 189689.3369 | 1019375.9096 | 8517.8249 | 4053263.0124 | 1645014.1909 | 330640.9249 | 22158.7507 | 14527.4446 | 3063.9793 | 1653.4689 | 11071195.7229 | 17951.5779 | 3963.5047 | 1906.0787 | 10889.8191 | 0 | 130885.395 | 0 | 0 | 195730.9722 | 664359.6395 | 0 | 9786.5486 | 7339.9115 | 3425.292 | 3099.0737 | 0
BD:[Load Control Impact on CP (ADJ_CP12)] | 0 | 0 | 0 | 0 | 0 | 0 | 0 | 0 | 0 | 0 | 0 | 0 | 0 | 0 | 0 | 0 | 0 | 0 | 0 | 0 | 0 | 0 | 0 | 0 | 0 | 0 | 0 | 0 | 0
BE:[12 CP @ Meter Adjusted] | 353727.5289 | 13686.3611 | 189689.3369 | 1019375.9096 | 8517.8249 | 4053263.0124 | 1645014.1909 | 330640.9249 | 22158.7507 | 14527.4446 | 3063.9793 | 1653.4689 | 11071195.7229 | 17951.5779 | 3963.5047 | 1906.0787 | 10889.8191 | 0 | 130885.395 | 0 | 0 | 195730.9722 | 664359.6395 | 0 | 9786.5486 | 7339.9115 | 3425.292 | 3099.0737 | 0
BF:[Exclude from Calc (1=Yes)] | 0 | 0 | 0 | 0 | 0 | 0 | 0 | 0 | 0 | 0 | 0 | 0 | 0 | 0 | 0 | 0 | 0 | 0 | 0 | 0 | 0 | 0 | 0 | 0 | 0 | 0 | 0 | 0 | 0
BG:[% Transmission - KW (KW_TRANS)] | 0 | 0 | 1 | 0 | 0 | 0 | 0 | 0 | 1 | 0 | 0 | 0 | 0 | 0 | 0 | 0 | 1 | 1 | 1 | 1 | 1 | 1 | 1 | 1 | 1 | 1 | 1 | 1 | 1
BH:[Delivered Demand at Transmission (KW_EXP_TR)] | 1.0218 | 1.0218 | 1.0218 | 1.0218 | 1.0218 | 1.0218 | 1.0218 | 1.0218 | 1.0218 | 1.0218 | 1.0218 | 1.0218 | 1.0218 | 1.0218 | 1.0218 | 1.0218 | 1.0218 | 1.0218 | 1.0218 | 1.0218 | 1.0218 | 1.0218 | 1.0218 | 1.0218 | 1.0218 | 1.0218 | 1.0218 | 1.0218 | 1.0218
BI:[Transmission 12CP at Generator] | 0 | 0 | 193826.4614 | 0 | 0 | 0 | 0 | 0 | 22642.033 | 0 | 0 | 0 | 0 | 0 | 0 | 0 | 11127.326 | 0 | 133740.0054 | 0 | 0 | 199999.8647 | 678849.3232 | 0 | 9999.9932 | 7499.9949 | 3499.9976 | 3166.6645 | 0
BJ:[]
BK:[12 CP Average (CP_12)] | 353727.5289 | 13686.3611 | 189689.3369 | 1019375.9096 | 8517.8249 | 4053263.0124 | 1645014.1909 | 330640.9249 | 22158.7507 | 14527.4446 | 3063.9793 | 1653.4689 | 11071195.7229 | 17951.5779 | 3963.5047 | 1906.0787 | 10889.8191 | 0 | 130885.395 | 0 | 0 | 195730.9722 | 664359.6395 | 0 | 9786.5486 | 7339.9115 | 3425.292 | 3099.0737 | 0
BL:[Load Control Impact on CP (ADJ_CP12)] | 0 | 0 | 0 | 0 | 0 | 0 | 0 | 0 | 0 | 0 | 0 | 0 | 0 | 0 | 0 | 0 | 0 | 0 | 0 | 0 | 0 | 0 | 0 | 0 | 0 | 0 | 0 | 0 | 0
BM:[% Primary (KW_PRI)] | 0.39212 | 0.01428 | 0 | 0 | 0 | 0.00288 | 0.03935 | 0.32521 | 0 | 1 | 0 | 1 | 0 | 0 | 0 | 1 | 0 | 0 | 0 | 0 | 0 | 0 | 0 | 0 | 0 | 0 | 0 | 0 | 0
BN:[Deliverd Demand at Primary (KW_EXP_PR)] | 1.0348 | 1.0348 | 1.0348 | 1.0348 | 1.0348 | 1.0348 | 1.0348 | 1.0348 | 1.0348 | 1.0348 | 1.0348 | 1.0348 | 1.0348 | 1.0348 | 1.0348 | 1.0348 | 1.0348 | 1.0348 | 1.0348 | 1.0348 | 1.0348 | 1.0348 | 1.0348 | 1.0348 | 1.0348 | 1.0348 | 1.0348 | 1.0348 | 1.0348
BO:[Primary 12CP at Generator] | 143529.1382 | 202.2406 | 0 | 0 | 0 | 12079.515 | 66983.3106 | 111268.6251 | 0 | 15032.8544 | 0 | 1710.9931 | 0 | 0 | 0 | 1972.3912 | 0 | 0 | 0 | 0 | 0 | 0 | 0 | 0 | 0 | 0 | 0 | 0 | 0
BP:[]
BQ:[12 CP Average (CP_12)] | 353727.5289 | 13686.3611 | 189689.3369 | 1019375.9096 | 8517.8249 | 4053263.0124 | 1645014.1909 | 330640.9249 | 22158.7507 | 14527.4446 | 3063.9793 | 1653.4689 | 11071195.7229 | 17951.5779 | 3963.5047 | 1906.0787 | 10889.8191 | 0 | 130885.395 | 0 | 0 | 195730.9722 | 664359.6395 | 0 | 9786.5486 | 7339.9115 | 3425.292 | 3099.0737 | 0
BR:[Load Control Impact on CP (ADJ_CP12)] | 0 | 0 | 0 | 0 | 0 | 0 | 0 | 0 | 0 | 0 | 0 | 0 | 0 | 0 | 0 | 0 | 0 | 0 | 0 | 0 | 0 | 0 | 0 | 0 | 0 | 0 | 0 | 0 | 0
BS:[% Secondary - KW (KW_SEC)] | 0.60788 | 0.98572 | 0 | 1 | 1 | 0.99712 | 0.96065 | 0.67479 | 0 | 0 | 1 | 0 | 1 | 1 | 1 | 0 | 0 | 0 | 0 | 0 | 0 | 0 | 0 | 0 | 0 | 0 | 0 | 0 | 0
BT:[Delivered Demand at Secondary - Expansion Factor (KW_EXP_SEC)] | 1.0643 | 1.0643 | 1.0643 | 1.0643 | 1.0643 | 1.0643 | 1.0643 | 1.0643 | 1.0643 | 1.0643 | 1.0643 | 1.0643 | 1.0643 | 1.0643 | 1.0643 | 1.0643 | 1.0643 | 1.0643 | 1.0643 | 1.0643 | 1.0643 | 1.0643 | 1.0643 | 1.0643 | 1.0643 | 1.0643 | 1.0643 | 1.0643 | 1.0643
BU:[Secondary 12CP at Generator] | 228852.0766 | 14358.5209 | 0 | 1084931.9743 | 9065.6062 | 4301504.2431 | 1681910.8746 | 237461.5989 | 0 | 0 | 3261.0238 | 0 | 11783184.3199 | 19106.0438 | 4218.3977 | 0 | 0 | 0 | 0 | 0 | 0 | 0 | 0 | 0 | 0 | 0 | 0 | 0 | 0
BV:[]
BW:[Transmission 12CP at Generator] | 0 | 0 | 193826.4614 | 0 | 0 | 0 | 0 | 0 | 22642.033 | 0 | 0 | 0 | 0 | 0 | 0 | 0 | 11127.326 | 0 | 133740.0054 | 0 | 0 | 199999.8647 | 678849.3232 | 0 | 9999.9932 | 7499.9949 | 3499.9976 | 3166.6645 | 0
BX:[Primary 12CP at Generator] | 143529.1382 | 202.2406 | 0 | 0 | 0 | 12079.515 | 66983.3106 | 111268.6251 | 0 | 15032.8544 | 0 | 1710.9931 | 0 | 0 | 0 | 1972.3912 | 0 | 0 | 0 | 0 | 0 | 0 | 0 | 0 | 0 | 0 | 0 | 0 | 0
BY:[Secondary 12CP at Generator] | 228852.0766 | 14358.5209 | 0 | 1084931.9743 | 9065.6062 | 4301504.2431 | 1681910.8746 | 237461.5989 | 0 | 0 | 3261.0238 | 0 | 11783184.3199 | 19106.0438 | 4218.3977 | 0 | 0 | 0 | 0 | 0 | 0 | 0 | 0 | 0 | 0 | 0 | 0 | 0 | 0
BZ:[Average 12CP Demand Excluding Certain Contracts] | 372381.2148 | 14560.7615 | 193826.4614 | 1084931.9743 | 9065.6062 | 4313583.7581 | 1748894.1853 | 348730.224 | 22642.033 | 15032.8544 | 3261.0238 | 1710.9931 | 11783184.3199 | 19106.0438 | 4218.3977 | 1972.3912 | 11127.326 | 0 | 133740.0054 | 0 | 0 | 199999.8647 | 678849.3232 | 0 | 9999.9932 | 7499.9949 | 3499.9976 | 3166.6645 | 0
CILC-1D | 372381.2148 | 372381.2148 | 372381.2148 | 372381.2148 | 372381.2148 | 372381.2148 | 372381.2148 | 372381.2148 | 372381.2148 | 372381.2148 | 372381.2148 | 372381.2148 | 372381.2148 | 372381.2148 | 372381.2148 | 372381.2148 | 372381.2148
CILC-1G | 14560.7615 | 14560.7615 | 14560.7615 | 14560.7615 | 14560.7615 | 14560.7615 | 14560.7615 | 14560.7615 | 14560.7615 | 14560.7615 | 14560.7615 | 14560.7615 | 14560.7615 | 14560.7615 | 14560.7615 | 14560.7615 | 14560.7615
CILC-1T | 193826.4614 | 193826.4614 | 193826.4614 | 193826.4614 | 193826.4614 | 193826.4614 | 193826.4614 | 193826.4614 | 193826.4614 | 193826.4614 | 193826.4614 | 193826.4614 | 193826.4614 | 193826.4614 | 193826.4614 | 193826.4614 | 193826.4614
GS(T)-1 | 1084931.9743 | 1084931.9743 | 1084931.9743 | 1084931.9743 | 1084931.9743 | 1084931.9743 | 1084931.9743 | 1084931.9743 | 1084931.9743 | 1084931.9743 | 1084931.9743 | 1084931.9743 | 1084931.9743 | 1084931.9743 | 1084931.9743 | 1084931.9743 | 1084931.9743
GSCU-1 | 9065.6062 | 9065.6062 | 9065.6062 | 9065.6062 | 9065.6062 | 9065.6062 | 9065.6062 | 9065.6062 | 9065.6062 | 9065.6062 | 9065.6062 | 9065.6062 | 9065.6062 | 9065.6062 | 9065.6062 | 9065.6062 | 9065.6062
GSD(T)-1 | 4313583.7581 | 4313583.7581 | 4313583.7581 | 4313583.7581 | 4313583.7581 | 4313583.7581 | 4313583.7581 | 4313583.7581 | 4313583.7581 | 4313583.7581 | 4313583.7581 | 4313583.7581 | 4313583.7581 | 4313583.7581 | 4313583.7581 | 4313583.7581 | 4313583.7581
GSLD(T)-1 | 1748894.1853 | 1748894.1853 | 1748894.1853 | 1748894.1853 | 1748894.1853 | 1748894.1853 | 1748894.1853 | 1748894.1853 | 1748894.1853 | 1748894.1853 | 1748894.1853 | 1748894.1853 | 1748894.1853 | 1748894.1853 | 1748894.1853 | 1748894.1853 | 1748894.1853
GSLD(T)-2 | 348730.224 | 348730.224 | 348730.224 | 348730.224 | 348730.224 | 348730.224 | 348730.224 | 348730.224 | 348730.224 | 348730.224 | 348730.224 | 348730.224 | 348730.224 | 348730.224 | 348730.224 | 348730.224 | 348730.224
GSLD(T)-3 | 22642.033 | 22642.033 | 22642.033 | 22642.033 | 22642.033 | 22642.033 | 22642.033 | 22642.033 | 22642.033 | 22642.033 | 22642.033 | 22642.033 | 22642.033 | 22642.033 | 22642.033 | 22642.033 | 22642.033
MET | 15032.8544 | 15032.8544 | 15032.8544 | 15032.8544 | 15032.8544 | 15032.8544 | 15032.8544 | 15032.8544 | 15032.8544 | 15032.8544 | 15032.8544 | 15032.8544 | 15032.8544 | 15032.8544 | 15032.8544 | 15032.8544 | 15032.8544
OL-1 | 3261.0238 | 3261.0238 | 3261.0238 | 3261.0238 | 3261.0238 | 3261.0238 | 3261.0238 | 3261.0238 | 3261.0238 | 3261.0238 | 3261.0238 | 3261.0238 | 3261.0238 | 3261.0238 | 3261.0238 | 3261.0238 | 3261.0238
OS-2 | 1710.9931 | 1710.9931 | 1710.9931 | 1710.9931 | 1710.9931 | 1710.9931 | 1710.9931 | 1710.9931 | 1710.9931 | 1710.9931 | 1710.9931 | 1710.9931 | 1710.9931 | 1710.9931 | 1710.9931 | 1710.9931 | 1710.9931
RS(T)-1 | 11783184.3199 | 11783184.3199 | 11783184.3199 | 11783184.3199 | 11783184.3199 | 11783184.3199 | 11783184.3199 | 11783184.3199 | 11783184.3199 | 11783184.3199 | 11783184.3199 | 11783184.3199 | 11783184.3199 | 11783184.3199 | 11783184.3199 | 11783184.3199 | 11783184.3199
SL-1 | 19106.0438 | 19106.0438 | 19106.0438 | 19106.0438 | 19106.0438 | 19106.0438 | 19106.0438 | 19106.0438 | 19106.0438 | 19106.0438 | 19106.0438 | 19106.0438 | 19106.0438 | 19106.0438 | 19106.0438 | 19106.0438 | 19106.0438
SL-2 | 4218.3977 | 4218.3977 | 4218.3977 | 4218.3977 | 4218.3977 | 4218.3977 | 4218.3977 | 4218.3977 | 4218.3977 | 4218.3977 | 4218.3977 | 4218.3977 | 4218.3977 | 4218.3977 | 4218.3977 | 4218.3977 | 4218.3977
SST-DST | 1972.3912 | 1972.3912 | 1972.3912 | 1972.3912 | 1972.3912 | 1972.3912 | 1972.3912 | 1972.3912 | 1972.3912 | 1972.3912 | 1972.3912 | 1972.3912 | 1972.3912 | 1972.3912 | 1972.3912 | 1972.3912 | 1972.3912
SST-TST | 11127.326 | 11127.326 | 11127.326 | 11127.326 | 11127.326 | 11127.326 | 11127.326 | 11127.326 | 11127.326 | 11127.326 | 11127.326 | 11127.326 | 11127.326 | 11127.326 | 11127.326 | 11127.326 | 11127.326
FKEC | [17 empty] | 133740.0054 | 133740.0054 | 133740.0054 | 133740.0054 | 133740.0054 | 133740.0054 | 133740.0054 | 133740.0054 | 133740.0054 | 133740.0054 | 133740.0054 | 133740.0054
SEMINOLE | [17 empty] | 199999.8647 | 199999.8647 | 199999.8647 | 199999.8647 | 199999.8647 | 199999.8647 | 199999.8647 | 199999.8647 | 199999.8647 | 199999.8647 | 199999.8647 | 199999.8647
LCEC | [17 empty] | 678849.3232 | 678849.3232 | 678849.3232 | 678849.3232 | 678849.3232 | 678849.3232 | 678849.3232 | 678849.3232 | 678849.3232 | 678849.3232 | 678849.3232 | 678849.3232
WINTER PARK | [17 empty] | 9999.9932 | 9999.9932 | 9999.9932 | 9999.9932 | 9999.9932 | 9999.9932 | 9999.9932 | 9999.9932 | 9999.9932 | 9999.9932 | 9999.9932 | 9999.9932
NEW SMRYNA BEACH | [17 empty] | 7499.9949 | 7499.9949 | 7499.9949 | 7499.9949 | 7499.9949 | 7499.9949 | 7499.9949 | 7499.9949 | 7499.9949 | 7499.9949 | 7499.9949 | 7499.9949
HOMESTEAD | [17 empty] | 3499.9976 | 3499.9976 | 3499.9976 | 3499.9976 | 3499.9976 | 3499.9976 | 3499.9976 | 3499.9976 | 3499.9976 | 3499.9976 | 3499.9976 | 3499.9976
QUINCY | [17 empty] | 3166.6645 | 3166.6645 | 3166.6645 | 3166.6645 | 3166.6645 | 3166.6645 | 3166.6645 | 3166.6645 | 3166.6645 | 3166.6645 | 3166.6645 | 3166.6645
CA:[Total Retail/Wholesale Excluding Certain Contracts] | 19948229.5685 | 19948229.5685 | 19948229.5685 | 19948229.5685 | 19948229.5685 | 19948229.5685 | 19948229.5685 | 19948229.5685 | 19948229.5685 | 19948229.5685 | 19948229.5685 | 19948229.5685 | 19948229.5685 | 19948229.5685 | 19948229.5685 | 19948229.5685 | 19948229.5685 | 1036755.8437 | 1036755.8437 | 1036755.8437 | 1036755.8437 | 1036755.8437 | 1036755.8437 | 1036755.8437 | 1036755.8437 | 1036755.8437 | 1036755.8437 | 1036755.8437 | 1036755.8437
CILC-1D | 372381.2148 | 372381.2148 | 372381.2148 | 372381.2148 | 372381.2148 | 372381.2148 | 372381.2148 | 372381.2148 | 372381.2148 | 372381.2148 | 372381.2148 | 372381.2148 | 372381.2148 | 372381.2148 | 372381.2148 | 372381.2148 | 372381.2148 | 372381.2148 | 372381.2148 | 372381.2148 | 372381.2148 | 372381.2148 | 372381.2148 | 372381.2148 | 372381.2148 | 372381.2148 | 372381.2148 | 372381.2148 | 372381.2148
CILC-1G | 14560.7615 | 14560.7615 | 14560.7615 | 14560.7615 | 14560.7615 | 14560.7615 | 14560.7615 | 14560.7615 | 14560.7615 | 14560.7615 | 14560.7615 | 14560.7615 | 14560.7615 | 14560.7615 | 14560.7615 | 14560.7615 | 14560.7615 | 14560.7615 | 14560.7615 | 14560.7615 | 14560.7615 | 14560.7615 | 14560.7615 | 14560.7615 | 14560.7615 | 14560.7615 | 14560.7615 | 14560.7615 | 14560.7615
CILC-1T | 193826.4614 | 193826.4614 | 193826.4614 | 193826.4614 | 193826.4614 | 193826.4614 | 193826.4614 | 193826.4614 | 193826.4614 | 193826.4614 | 193826.4614 | 193826.4614 | 193826.4614 | 193826.4614 | 193826.4614 | 193826.4614 | 193826.4614 | 193826.4614 | 193826.4614 | 193826.4614 | 193826.4614 | 193826.4614 | 193826.4614 | 193826.4614 | 193826.4614 | 193826.4614 | 193826.4614 | 193826.4614 | 193826.4614
GS(T)-1 | 1084931.9743 | 1084931.9743 | 1084931.9743 | 1084931.9743 | 1084931.9743 | 1084931.9743 | 1084931.9743 | 1084931.9743 | 1084931.9743 | 1084931.9743 | 1084931.9743 | 1084931.9743 | 1084931.9743 | 1084931.9743 | 1084931.9743 | 1084931.9743 | 1084931.9743 | 1084931.9743 | 1084931.9743 | 1084931.9743 | 1084931.9743 | 1084931.9743 | 1084931.9743 | 1084931.9743 | 1084931.9743 | 1084931.9743 | 1084931.9743 | 1084931.9743 | 1084931.9743
GSCU-1 | 9065.6062 | 9065.6062 | 9065.6062 | 9065.6062 | 9065.6062 | 9065.6062 | 9065.6062 | 9065.6062 | 9065.6062 | 9065.6062 | 9065.6062 | 9065.6062 | 9065.6062 | 9065.6062 | 9065.6062 | 9065.6062 | 9065.6062 | 9065.6062 | 9065.6062 | 9065.6062 | 9065.6062 | 9065.6062 | 9065.6062 | 9065.6062 | 9065.6062 | 9065.6062 | 9065.6062 | 9065.6062 | 9065.6062
GSD(T)-1 | 4313583.7581 | 4313583.7581 | 4313583.7581 | 4313583.7581 | 4313583.7581 | 4313583.7581 | 4313583.7581 | 4313583.7581 | 4313583.7581 | 4313583.7581 | 4313583.7581 | 4313583.7581 | 4313583.7581 | 4313583.7581 | 4313583.7581 | 4313583.7581 | 4313583.7581 | 4313583.7581 | 4313583.7581 | 4313583.7581 | 4313583.7581 | 4313583.7581 | 4313583.7581 | 4313583.7581 | 4313583.7581 | 4313583.7581 | 4313583.7581 | 4313583.7581 | 4313583.7581
GSLD(T)-1 | 1748894.1853 | 1748894.1853 | 1748894.1853 | 1748894.1853 | 1748894.1853 | 1748894.1853 | 1748894.1853 | 1748894.1853 | 1748894.1853 | 1748894.1853 | 1748894.1853 | 1748894.1853 | 1748894.1853 | 1748894.1853 | 1748894.1853 | 1748894.1853 | 1748894.1853 | 1748894.1853 | 1748894.1853 | 1748894.1853 | 1748894.1853 | 1748894.1853 | 1748894.1853 | 1748894.1853 | 1748894.1853 | 1748894.1853 | 1748894.1853 | 1748894.1853 | 1748894.1853
GSLD(T)-2 | 348730.224 | 348730.224 | 348730.224 | 348730.224 | 348730.224 | 348730.224 | 348730.224 | 348730.224 | 348730.224 | 348730.224 | 348730.224 | 348730.224 | 348730.224 | 348730.224 | 348730.224 | 348730.224 | 348730.224 | 348730.224 | 348730.224 | 348730.224 | 348730.224 | 348730.224 | 348730.224 | 348730.224 | 348730.224 | 348730.224 | 348730.224 | 348730.224 | 348730.224
GSLD(T)-3 | 22642.033 | 22642.033 | 22642.033 | 22642.033 | 22642.033 | 22642.033 | 22642.033 | 22642.033 | 22642.033 | 22642.033 | 22642.033 | 22642.033 | 22642.033 | 22642.033 | 22642.033 | 22642.033 | 22642.033 | 22642.033 | 22642.033 | 22642.033 | 22642.033 | 22642.033 | 22642.033 | 22642.033 | 22642.033 | 22642.033 | 22642.033 | 22642.033 | 22642.033
MET | 15032.8544 | 15032.8544 | 15032.8544 | 15032.8544 | 15032.8544 | 15032.8544 | 15032.8544 | 15032.8544 | 15032.8544 | 15032.8544 | 15032.8544 | 15032.8544 | 15032.8544 | 15032.8544 | 15032.8544 | 15032.8544 | 15032.8544 | 15032.8544 | 15032.8544 | 15032.8544 | 15032.8544 | 15032.8544 | 15032.8544 | 15032.8544 | 15032.8544 | 15032.8544 | 15032.8544 | 15032.8544 | 15032.8544
OL-1 | 3261.0238 | 3261.0238 | 3261.0238 | 3261.0238 | 3261.0238 | 3261.0238 | 3261.0238 | 3261.0238 | 3261.0238 | 3261.0238 | 3261.0238 | 3261.0238 | 3261.0238 | 3261.0238 | 3261.0238 | 3261.0238 | 3261.0238 | 3261.0238 | 3261.0238 | 3261.0238 | 3261.0238 | 3261.0238 | 3261.0238 | 3261.0238 | 3261.0238 | 3261.0238 | 3261.0238 | 3261.0238 | 3261.0238
OS-2 | 1710.9931 | 1710.9931 | 1710.9931 | 1710.9931 | 1710.9931 | 1710.9931 | 1710.9931 | 1710.9931 | 1710.9931 | 1710.9931 | 1710.9931 | 1710.9931 | 1710.9931 | 1710.9931 | 1710.9931 | 1710.9931 | 1710.9931 | 1710.9931 | 1710.9931 | 1710.9931 | 1710.9931 | 1710.9931 | 1710.9931 | 1710.9931 | 1710.9931 | 1710.9931 | 1710.9931 | 1710.9931 | 1710.9931
RS(T)-1 | 11783184.3199 | 11783184.3199 | 11783184.3199 | 11783184.3199 | 11783184.3199 | 11783184.3199 | 11783184.3199 | 11783184.3199 | 11783184.3199 | 11783184.3199 | 11783184.3199 | 11783184.3199 | 11783184.3199 | 11783184.3199 | 11783184.3199 | 11783184.3199 | 11783184.3199 | 11783184.3199 | 11783184.3199 | 11783184.3199 | 11783184.3199 | 11783184.3199 | 11783184.3199 | 11783184.3199 | 11783184.3199 | 11783184.3199 | 11783184.3199 | 11783184.3199 | 11783184.3199
SL-1 | 19106.0438 | 19106.0438 | 19106.0438 | 19106.0438 | 19106.0438 | 19106.0438 | 19106.0438 | 19106.0438 | 19106.0438 | 19106.0438 | 19106.0438 | 19106.0438 | 19106.0438 | 19106.0438 | 19106.0438 | 19106.0438 | 19106.0438 | 19106.0438 | 19106.0438 | 19106.0438 | 19106.0438 | 19106.0438 | 19106.0438 | 19106.0438 | 19106.0438 | 19106.0438 | 19106.0438 | 19106.0438 | 19106.0438
SL-2 | 4218.3977 | 4218.3977 | 4218.3977 | 4218.3977 | 4218.3977 | 4218.3977 | 4218.3977 | 4218.3977 | 4218.3977 | 4218.3977 | 4218.3977 | 4218.3977 | 4218.3977 | 4218.3977 | 4218.3977 | 4218.3977 | 4218.3977 | 4218.3977 | 4218.3977 | 4218.3977 | 4218.3977 | 4218.3977 | 4218.3977 | 4218.3977 | 4218.3977 | 4218.3977 | 4218.3977 | 4218.3977 | 4218.3977
SST-DST | 1972.3912 | 1972.3912 | 1972.3912 | 1972.3912 | 1972.3912 | 1972.3912 | 1972.3912 | 1972.3912 | 1972.3912 | 1972.3912 | 1972.3912 | 1972.3912 | 1972.3912 | 1972.3912 | 1972.3912 | 1972.3912 | 1972.3912 | 1972.3912 | 1972.3912 | 1972.3912 | 1972.3912 | 1972.3912 | 1972.3912 | 1972.3912 | 1972.3912 | 1972.3912 | 1972.3912 | 1972.3912 | 1972.3912
SST-TST | 11127.326 | 11127.326 | 11127.326 | 11127.326 | 11127.326 | 11127.326 | 11127.326 | 11127.326 | 11127.326 | 11127.326 | 11127.326 | 11127.326 | 11127.326 | 11127.326 | 11127.326 | 11127.326 | 11127.326 | 11127.326 | 11127.326 | 11127.326 | 11127.326 | 11127.326 | 11127.326 | 11127.326 | 11127.326 | 11127.326 | 11127.326 | 11127.326 | 11127.326
FKEC | 133740.0054 | 133740.0054 | 133740.0054 | 133740.0054 | 133740.0054 | 133740.0054 | 133740.0054 | 133740.0054 | 133740.0054 | 133740.0054 | 133740.0054 | 133740.0054 | 133740.0054 | 133740.0054 | 133740.0054 | 133740.0054 | 133740.0054 | 133740.0054 | 133740.0054 | 133740.0054 | 133740.0054 | 133740.0054 | 133740.0054 | 133740.0054 | 133740.0054 | 133740.0054 | 133740.0054 | 133740.0054 | 133740.0054
SEMINOLE | 199999.8647 | 199999.8647 | 199999.8647 | 199999.8647 | 199999.8647 | 199999.8647 | 199999.8647 | 199999.8647 | 199999.8647 | 199999.8647 | 199999.8647 | 199999.8647 | 199999.8647 | 199999.8647 | 199999.8647 | 199999.8647 | 199999.8647 | 199999.8647 | 199999.8647 | 199999.8647 | 199999.8647 | 199999.8647 | 199999.8647 | 199999.8647 | 199999.8647 | 199999.8647 | 199999.8647 | 199999.8647 | 199999.8647
LCEC | 678849.3232 | 678849.3232 | 678849.3232 | 678849.3232 | 678849.3232 | 678849.3232 | 678849.3232 | 678849.3232 | 678849.3232 | 678849.3232 | 678849.3232 | 678849.3232 | 678849.3232 | 678849.3232 | 678849.3232 | 678849.3232 | 678849.3232 | 678849.3232 | 678849.3232 | 678849.3232 | 678849.3232 | 678849.3232 | 678849.3232 | 678849.3232 | 678849.3232 | 678849.3232 | 678849.3232 | 678849.3232 | 678849.3232
WINTER PARK | 9999.9932 | 9999.9932 | 9999.9932 | 9999.9932 | 9999.9932 | 9999.9932 | 9999.9932 | 9999.9932 | 9999.9932 | 9999.9932 | 9999.9932 | 9999.9932 | 9999.9932 | 9999.9932 | 9999.9932 | 9999.9932 | 9999.9932 | 9999.9932 | 9999.9932 | 9999.9932 | 9999.9932 | 9999.9932 | 9999.9932 | 9999.9932 | 9999.9932 | 9999.9932 | 9999.9932 | 9999.9932 | 9999.9932
NEW SMRYNA BEACH | 7499.9949 | 7499.9949 | 7499.9949 | 7499.9949 | 7499.9949 | 7499.9949 | 7499.9949 | 7499.9949 | 7499.9949 | 7499.9949 | 7499.9949 | 7499.9949 | 7499.9949 | 7499.9949 | 7499.9949 | 7499.9949 | 7499.9949 | 7499.9949 | 7499.9949 | 7499.9949 | 7499.9949 | 7499.9949 | 7499.9949 | 7499.9949 | 7499.9949 | 7499.9949 | 7499.9949 | 7499.9949 | 7499.9949
HOMESTEAD | 3499.9976 | 3499.9976 | 3499.9976 | 3499.9976 | 3499.9976 | 3499.9976 | 3499.9976 | 3499.9976 | 3499.9976 | 3499.9976 | 3499.9976 | 3499.9976 | 3499.9976 | 3499.9976 | 3499.9976 | 3499.9976 | 3499.9976 | 3499.9976 | 3499.9976 | 3499.9976 | 3499.9976 | 3499.9976 | 3499.9976 | 3499.9976 | 3499.9976 | 3499.9976 | 3499.9976 | 3499.9976 | 3499.9976
QUINCY | 3166.6645 | 3166.6645 | 3166.6645 | 3166.6645 | 3166.6645 | 3166.6645 | 3166.6645 | 3166.6645 | 3166.6645 | 3166.6645 | 3166.6645 | 3166.6645 | 3166.6645 | 3166.6645 | 3166.6645 | 3166.6645 | 3166.6645 | 3166.6645 | 3166.6645 | 3166.6645 | 3166.6645 | 3166.6645 | 3166.6645 | 3166.6645 | 3166.6645 | 3166.6645 | 3166.6645 | 3166.6645 | 3166.6645
CB:[Total Company] | 20984985.4122 | 20984985.4122 | 20984985.4122 | 20984985.4122 | 20984985.4122 | 20984985.4122 | 20984985.4122 | 20984985.4122 | 20984985.4122 | 20984985.4122 | 20984985.4122 | 20984985.4122 | 20984985.4122 | 20984985.4122 | 20984985.4122 | 20984985.4122 | 20984985.4122 | 20984985.4122 | 20984985.4122 | 20984985.4122 | 20984985.4122 | 20984985.4122 | 20984985.4122 | 20984985.4122 | 20984985.4122 | 20984985.4122 | 20984985.4122 | 20984985.4122 | 20984985.4122
CC:[]
CD:[External Factor - FPL102] | 0.018667 | 0.00072993 | 0.0097165 | 0.054387 | 0.00045446 | 0.21624 | 0.087672 | 0.017482 | 0.001135 | 0.00075359 | 0.00016347 | 8.5772e-05 | 0.59069 | 0.00095778 | 0.00021147 | 9.8876e-05 | 0.00055781 | 0 | 0.129 | 0 | 0 | 0.19291 | 0.65478 | 0 | 0.0096455 | 0.0072341 | 0.0033759 | 0.0030544 | 0
CE:[% to Total System] | 0.017745 | 0.00069387 | 0.0092364 | 0.0517 | 0.000432 | 0.20556 | 0.08334 | 0.016618 | 0.001079 | 0.00071636 | 0.0001554 | 8.1534e-05 | 0.56151 | 0.00091046 | 0.00020102 | 9.3991e-05 | 0.00053025 | 0 | 0.0063731 | 0 | 0 | 0.0095306 | 0.032349 | 0 | 0.00047653 | 0.0003574 | 0.00016679 | 0.0001509 | 0
CF:[]
CG:[FPL103]
CH:[12 CP Average (CP_12)] | 353727.5289 | 13686.3611 | 189689.3369 | 1019375.9096 | 8517.8249 | 4053263.0124 | 1645014.1909 | 330640.9249 | 22158.7507 | 14527.4446 | 3063.9793 | 1653.4689 | 11071195.7229 | 17951.5779 | 3963.5047 | 1906.0787 | 10889.8191 | 0 | 130885.395 | 0 | 0 | 195730.9722 | 664359.6395 | 0 | 9786.5486 | 7339.9115 | 3425.292 | 3099.0737 | 0
CI:[Load Control Impact on CP (ADJ_CP12)] | 0 | 0 | 0 | 0 | 0 | 0 | 0 | 0 | 0 | 0 | 0 | 0 | 0 | 0 | 0 | 0 | 0 | 0 | 0 | 0 | 0 | 0 | 0 | 0 | 0 | 0 | 0 | 0 | 0
CJ:[Adjusted 12 CP @ Meter] | 353727.5289 | 13686.3611 | 189689.3369 | 1019375.9096 | 8517.8249 | 4053263.0124 | 1645014.1909 | 330640.9249 | 22158.7507 | 14527.4446 | 3063.9793 | 1653.4689 | 11071195.7229 | 17951.5779 | 3963.5047 | 1906.0787 | 10889.8191 | 0 | 130885.395 | 0 | 0 | 195730.9722 | 664359.6395 | 0 | 9786.5486 | 7339.9115 | 3425.292 | 3099.0737 | 0
CK:[% Transmission (KW_TRANS)] | 0 | 0 | 1 | 0 | 0 | 0 | 0 | 0 | 1 | 0 | 0 | 0 | 0 | 0 | 0 | 0 | 1 | 1 | 1 | 1 | 1 | 1 | 1 | 1 | 1 | 1 | 1 | 1 | 1
CL:[Delivered Demand at Transmission - Expansion Factor (KW_EXP_TR)] | 1.0218 | 1.0218 | 1.0218 | 1.0218 | 1.0218 | 1.0218 | 1.0218 | 1.0218 | 1.0218 | 1.0218 | 1.0218 | 1.0218 | 1.0218 | 1.0218 | 1.0218 | 1.0218 | 1.0218 | 1.0218 | 1.0218 | 1.0218 | 1.0218 | 1.0218 | 1.0218 | 1.0218 | 1.0218 | 1.0218 | 1.0218 | 1.0218 | 1.0218
CM:[Transmission 12CP at Generator] | 0 | 0 | 193826.4614 | 0 | 0 | 0 | 0 | 0 | 22642.033 | 0 | 0 | 0 | 0 | 0 | 0 | 0 | 11127.326 | 0 | 133740.0054 | 0 | 0 | 199999.8647 | 678849.3232 | 0 | 9999.9932 | 7499.9949 | 3499.9976 | 3166.6645 | 0
CN:[if] | 0 | 0 | 0 | 0 | 0 | 0 | 0 | 0 | 0 | 0 | 0 | 0 | 0 | 0 | 0 | 0 | 0 | 0 | 0 | 0 | 0 | 0 | 0 | 0 | 0 | 0 | 0 | 0 | 0
CO:[Contract Rate Class Summer CP] | 0 | 0 | 0 | 0 | 0 | 0 | 0 | 0 | 0 | 0 | 0 | 0 | 0 | 0 | 0 | 0 | 0 | 0 | 0 | 0 | 0 | 0 | 0 | 0 | 0 | 0 | 0 | 0 | 0
CP:[Non-Nuclear System Capacity Net of Reserve Margin]
CQ:[Summer System Capacity (MWH)] | 0 | 0 | 0 | 0 | 0 | 0 | 0 | 0 | 0 | 0 | 0 | 0 | 0 | 0 | 0 | 0 | 0 | 0 | 0 | 0 | 0 | 0 | 0 | 0 | 0 | 0 | 0 | 0 | 0
CR:[Less: Summer Nuclear Capacity (MWH)] | 0 | 0 | 0 | 0 | 0 | 0 | 0 | 0 | 0 | 0 | 0 | 0 | 0 | 0 | 0 | 0 | 0 | 0 | 0 | 0 | 0 | 0 | 0 | 0 | 0 | 0 | 0 | 0 | 0
CS:[Non-Nuclear Summer Capacity (MWH)] | 0 | 0 | 0 | 0 | 0 | 0 | 0 | 0 | 0 | 0 | 0 | 0 | 0 | 0 | 0 | 0 | 0 | 0 | 0 | 0 | 0 | 0 | 0 | 0 | 0 | 0 | 0 | 0 | 0
CT:[Divide By: System Capacity Including Reserve Margin (100% + 25.2%)] | 0% | 0% | 0% | 0% | 0% | 0% | 0% | 0% | 0% | 0% | 0% | 0% | 0% | 0% | 0% | 0% | 0% | 0% | 0% | 0% | 0% | 0% | 0% | 0% | 0% | 0% | 0% | 0% | 0%
CU:[Non-Nuclear System Capacity Net of Reserve Margin] | 0 | 0 | 0 | 0 | 0 | 0 | 0 | 0 | 0 | 0 | 0 | 0 | 0 | 0 | 0 | 0 | 0 | 0 | 0 | 0 | 0 | 0 | 0 | 0 | 0 | 0 | 0 | 0 | 0
CV:[Contract Rate Class Contribution to Non-Nuclear System Capacity Net of Reserve M]
CW:[Contract Adjusted 12CP @ Generation]
CX:[Total System 12 CP Excluding Contract] | 0 | 0 | 0 | 0 | 0 | 0 | 0 | 0 | 0 | 0 | 0 | 0 | 0 | 0 | 0 | 0 | 0 | 0 | 0 | 0 | 0 | 0 | 0 | 0 | 0 | 0 | 0 | 0 | 0
CY:[Contribution (Excluding Contract) to Non-Nuclear System Capacity Net of Reserve ] | 0% | 0% | 0% | 0% | 0% | 0% | 0% | 0% | 0% | 0% | 0% | 0% | 0% | 0% | 0% | 0% | 0% | 0% | 0% | 0% | 0% | 0% | 0% | 0% | 0% | 0% | 0% | 0% | 0%
CZ:[Total System 12 CP Including Contract]
DA:[Contract Adjusted 12CP @ Generation] | 0 | 0 | 0 | 0 | 0 | 0 | 0 | 0 | 0 | 0 | 0 | 0 | 0 | 0 | 0 | 0 | 0 | 0 | 0 | 0 | 0 | 0 | 0 | 0 | 0 | 0 | 0 | 0 | 0
DB:[end if] | 0 | 0 | 0 | 0 | 0 | 0 | 0 | 0 | 0 | 0 | 0 | 0 | 0 | 0 | 0 | 0 | 0 | 0 | 0 | 0 | 0 | 0 | 0 | 0 | 0 | 0 | 0 | 0 | 0
DC:[]
DD:[12 CP Average (CP_12)] | 353727.5289 | 13686.3611 | 189689.3369 | 1019375.9096 | 8517.8249 | 4053263.0124 | 1645014.1909 | 330640.9249 | 22158.7507 | 14527.4446 | 3063.9793 | 1653.4689 | 11071195.7229 | 17951.5779 | 3963.5047 | 1906.0787 | 10889.8191 | 0 | 130885.395 | 0 | 0 | 195730.9722 | 664359.6395 | 0 | 9786.5486 | 7339.9115 | 3425.292 | 3099.0737 | 0
DE:[Load Control Impact on CP (ADJ_CP12)] | 0 | 0 | 0 | 0 | 0 | 0 | 0 | 0 | 0 | 0 | 0 | 0 | 0 | 0 | 0 | 0 | 0 | 0 | 0 | 0 | 0 | 0 | 0 | 0 | 0 | 0 | 0 | 0 | 0
DF:[% Primary - KW (KW_PRI)] | 0.39212 | 0.01428 | 0 | 0 | 0 | 0.00288 | 0.03935 | 0.32521 | 0 | 1 | 0 | 1 | 0 | 0 | 0 | 1 | 0 | 0 | 0 | 0 | 0 | 0 | 0 | 0 | 0 | 0 | 0 | 0 | 0
DG:[Delivered Demand at Primary - Expansion Factor (KW_EXP_PR)] | 1.0348 | 1.0348 | 1.0348 | 1.0348 | 1.0348 | 1.0348 | 1.0348 | 1.0348 | 1.0348 | 1.0348 | 1.0348 | 1.0348 | 1.0348 | 1.0348 | 1.0348 | 1.0348 | 1.0348 | 1.0348 | 1.0348 | 1.0348 | 1.0348 | 1.0348 | 1.0348 | 1.0348 | 1.0348 | 1.0348 | 1.0348 | 1.0348 | 1.0348
DH:[Primary 12CP at Generator] | 143529.1382 | 202.2406 | 0 | 0 | 0 | 12079.515 | 66983.3106 | 111268.6251 | 0 | 15032.8544 | 0 | 1710.9931 | 0 | 0 | 0 | 1972.3912 | 0 | 0 | 0 | 0 | 0 | 0 | 0 | 0 | 0 | 0 | 0 | 0 | 0
DI:[]
DJ:[12 CP Average (CP_12)] | 353727.5289 | 13686.3611 | 189689.3369 | 1019375.9096 | 8517.8249 | 4053263.0124 | 1645014.1909 | 330640.9249 | 22158.7507 | 14527.4446 | 3063.9793 | 1653.4689 | 11071195.7229 | 17951.5779 | 3963.5047 | 1906.0787 | 10889.8191 | 0 | 130885.395 | 0 | 0 | 195730.9722 | 664359.6395 | 0 | 9786.5486 | 7339.9115 | 3425.292 | 3099.0737 | 0
DK:[Load Control Impact on CP (ADJ_CP12)] | 0 | 0 | 0 | 0 | 0 | 0 | 0 | 0 | 0 | 0 | 0 | 0 | 0 | 0 | 0 | 0 | 0 | 0 | 0 | 0 | 0 | 0 | 0 | 0 | 0 | 0 | 0 | 0 | 0
DL:[% Secondary - KW (KW_SEC)] | 0.60788 | 0.98572 | 0 | 1 | 1 | 0.99712 | 0.96065 | 0.67479 | 0 | 0 | 1 | 0 | 1 | 1 | 1 | 0 | 0 | 0 | 0 | 0 | 0 | 0 | 0 | 0 | 0 | 0 | 0 | 0 | 0
DM:[Delivered Demand at Secondary - Expansion Factor (KW_EXP_SEC)] | 1.0643 | 1.0643 | 1.0643 | 1.0643 | 1.0643 | 1.0643 | 1.0643 | 1.0643 | 1.0643 | 1.0643 | 1.0643 | 1.0643 | 1.0643 | 1.0643 | 1.0643 | 1.0643 | 1.0643 | 1.0643 | 1.0643 | 1.0643 | 1.0643 | 1.0643 | 1.0643 | 1.0643 | 1.0643 | 1.0643 | 1.0643 | 1.0643 | 1.0643
DN:[Secondary 12CP at Generator] | 228852.0766 | 14358.5209 | 0 | 1084931.9743 | 9065.6062 | 4301504.2431 | 1681910.8746 | 237461.5989 | 0 | 0 | 3261.0238 | 0 | 11783184.3199 | 19106.0438 | 4218.3977 | 0 | 0 | 0 | 0 | 0 | 0 | 0 | 0 | 0 | 0 | 0 | 0 | 0 | 0
DO:[Total 12CP at Generator:]
DP:[Transmission 12CP at Generator] | 0 | 0 | 193826.4614 | 0 | 0 | 0 | 0 | 0 | 22642.033 | 0 | 0 | 0 | 0 | 0 | 0 | 0 | 11127.326 | 0 | 133740.0054 | 0 | 0 | 199999.8647 | 678849.3232 | 0 | 9999.9932 | 7499.9949 | 3499.9976 | 3166.6645 | 0
DQ:[Primary 12CP at Generator] | 143529.1382 | 202.2406 | 0 | 0 | 0 | 12079.515 | 66983.3106 | 111268.6251 | 0 | 15032.8544 | 0 | 1710.9931 | 0 | 0 | 0 | 1972.3912 | 0 | 0 | 0 | 0 | 0 | 0 | 0 | 0 | 0 | 0 | 0 | 0 | 0
DR:[Secondary 12CP at Generator] | 228852.0766 | 14358.5209 | 0 | 1084931.9743 | 9065.6062 | 4301504.2431 | 1681910.8746 | 237461.5989 | 0 | 0 | 3261.0238 | 0 | 11783184.3199 | 19106.0438 | 4218.3977 | 0 | 0 | 0 | 0 | 0 | 0 | 0 | 0 | 0 | 0 | 0 | 0 | 0 | 0
DS:[Average 12CP Demand Adjusted for Certain Contracts] | 372381.2148 | 14560.7615 | 193826.4614 | 1084931.9743 | 9065.6062 | 4313583.7581 | 1748894.1853 | 348730.224 | 22642.033 | 15032.8544 | 3261.0238 | 1710.9931 | 11783184.3199 | 19106.0438 | 4218.3977 | 1972.3912 | 11127.326 | 0 | 133740.0054 | 0 | 0 | 199999.8647 | 678849.3232 | 0 | 9999.9932 | 7499.9949 | 3499.9976 | 3166.6645 | 0
CILC-1D | 372381.2148 | 372381.2148 | 372381.2148 | 372381.2148 | 372381.2148 | 372381.2148 | 372381.2148 | 372381.2148 | 372381.2148 | 372381.2148 | 372381.2148 | 372381.2148 | 372381.2148 | 372381.2148 | 372381.2148 | 372381.2148 | 372381.2148
CILC-1G | 14560.7615 | 14560.7615 | 14560.7615 | 14560.7615 | 14560.7615 | 14560.7615 | 14560.7615 | 14560.7615 | 14560.7615 | 14560.7615 | 14560.7615 | 14560.7615 | 14560.7615 | 14560.7615 | 14560.7615 | 14560.7615 | 14560.7615
CILC-1T | 193826.4614 | 193826.4614 | 193826.4614 | 193826.4614 | 193826.4614 | 193826.4614 | 193826.4614 | 193826.4614 | 193826.4614 | 193826.4614 | 193826.4614 | 193826.4614 | 193826.4614 | 193826.4614 | 193826.4614 | 193826.4614 | 193826.4614
GS(T)-1 | 1084931.9743 | 1084931.9743 | 1084931.9743 | 1084931.9743 | 1084931.9743 | 1084931.9743 | 1084931.9743 | 1084931.9743 | 1084931.9743 | 1084931.9743 | 1084931.9743 | 1084931.9743 | 1084931.9743 | 1084931.9743 | 1084931.9743 | 1084931.9743 | 1084931.9743
GSCU-1 | 9065.6062 | 9065.6062 | 9065.6062 | 9065.6062 | 9065.6062 | 9065.6062 | 9065.6062 | 9065.6062 | 9065.6062 | 9065.6062 | 9065.6062 | 9065.6062 | 9065.6062 | 9065.6062 | 9065.6062 | 9065.6062 | 9065.6062
GSD(T)-1 | 4313583.7581 | 4313583.7581 | 4313583.7581 | 4313583.7581 | 4313583.7581 | 4313583.7581 | 4313583.7581 | 4313583.7581 | 4313583.7581 | 4313583.7581 | 4313583.7581 | 4313583.7581 | 4313583.7581 | 4313583.7581 | 4313583.7581 | 4313583.7581 | 4313583.7581
GSLD(T)-1 | 1748894.1853 | 1748894.1853 | 1748894.1853 | 1748894.1853 | 1748894.1853 | 1748894.1853 | 1748894.1853 | 1748894.1853 | 1748894.1853 | 1748894.1853 | 1748894.1853 | 1748894.1853 | 1748894.1853 | 1748894.1853 | 1748894.1853 | 1748894.1853 | 1748894.1853
GSLD(T)-2 | 348730.224 | 348730.224 | 348730.224 | 348730.224 | 348730.224 | 348730.224 | 348730.224 | 348730.224 | 348730.224 | 348730.224 | 348730.224 | 348730.224 | 348730.224 | 348730.224 | 348730.224 | 348730.224 | 348730.224
GSLD(T)-3 | 22642.033 | 22642.033 | 22642.033 | 22642.033 | 22642.033 | 22642.033 | 22642.033 | 22642.033 | 22642.033 | 22642.033 | 22642.033 | 22642.033 | 22642.033 | 22642.033 | 22642.033 | 22642.033 | 22642.033
MET | 15032.8544 | 15032.8544 | 15032.8544 | 15032.8544 | 15032.8544 | 15032.8544 | 15032.8544 | 15032.8544 | 15032.8544 | 15032.8544 | 15032.8544 | 15032.8544 | 15032.8544 | 15032.8544 | 15032.8544 | 15032.8544 | 15032.8544
OL-1 | 3261.0238 | 3261.0238 | 3261.0238 | 3261.0238 | 3261.0238 | 3261.0238 | 3261.0238 | 3261.0238 | 3261.0238 | 3261.0238 | 3261.0238 | 3261.0238 | 3261.0238 | 3261.0238 | 3261.0238 | 3261.0238 | 3261.0238
OS-2 | 1710.9931 | 1710.9931 | 1710.9931 | 1710.9931 | 1710.9931 | 1710.9931 | 1710.9931 | 1710.9931 | 1710.9931 | 1710.9931 | 1710.9931 | 1710.9931 | 1710.9931 | 1710.9931 | 1710.9931 | 1710.9931 | 1710.9931
RS(T)-1 | 11783184.3199 | 11783184.3199 | 11783184.3199 | 11783184.3199 | 11783184.3199 | 11783184.3199 | 11783184.3199 | 11783184.3199 | 11783184.3199 | 11783184.3199 | 11783184.3199 | 11783184.3199 | 11783184.3199 | 11783184.3199 | 11783184.3199 | 11783184.3199 | 11783184.3199
SL-1 | 19106.0438 | 19106.0438 | 19106.0438 | 19106.0438 | 19106.0438 | 19106.0438 | 19106.0438 | 19106.0438 | 19106.0438 | 19106.0438 | 19106.0438 | 19106.0438 | 19106.0438 | 19106.0438 | 19106.0438 | 19106.0438 | 19106.0438
SL-2 | 4218.3977 | 4218.3977 | 4218.3977 | 4218.3977 | 4218.3977 | 4218.3977 | 4218.3977 | 4218.3977 | 4218.3977 | 4218.3977 | 4218.3977 | 4218.3977 | 4218.3977 | 4218.3977 | 4218.3977 | 4218.3977 | 4218.3977
SST-DST | 1972.3912 | 1972.3912 | 1972.3912 | 1972.3912 | 1972.3912 | 1972.3912 | 1972.3912 | 1972.3912 | 1972.3912 | 1972.3912 | 1972.3912 | 1972.3912 | 1972.3912 | 1972.3912 | 1972.3912 | 1972.3912 | 1972.3912
SST-TST | 11127.326 | 11127.326 | 11127.326 | 11127.326 | 11127.326 | 11127.326 | 11127.326 | 11127.326 | 11127.326 | 11127.326 | 11127.326 | 11127.326 | 11127.326 | 11127.326 | 11127.326 | 11127.326 | 11127.326
FKEC | [17 empty] | 133740.0054 | 133740.0054 | 133740.0054 | 133740.0054 | 133740.0054 | 133740.0054 | 133740.0054 | 133740.0054 | 133740.0054 | 133740.0054 | 133740.0054 | 133740.0054
SEMINOLE | [17 empty] | 199999.8647 | 199999.8647 | 199999.8647 | 199999.8647 | 199999.8647 | 199999.8647 | 199999.8647 | 199999.8647 | 199999.8647 | 199999.8647 | 199999.8647 | 199999.8647
LCEC | [17 empty] | 678849.3232 | 678849.3232 | 678849.3232 | 678849.3232 | 678849.3232 | 678849.3232 | 678849.3232 | 678849.3232 | 678849.3232 | 678849.3232 | 678849.3232 | 678849.3232
WINTER PARK | [17 empty] | 9999.9932 | 9999.9932 | 9999.9932 | 9999.9932 | 9999.9932 | 9999.9932 | 9999.9932 | 9999.9932 | 9999.9932 | 9999.9932 | 9999.9932 | 9999.9932
NEW SMRYNA BEACH | [17 empty] | 7499.9949 | 7499.9949 | 7499.9949 | 7499.9949 | 7499.9949 | 7499.9949 | 7499.9949 | 7499.9949 | 7499.9949 | 7499.9949 | 7499.9949 | 7499.9949
HOMESTEAD | [17 empty] | 3499.9976 | 3499.9976 | 3499.9976 | 3499.9976 | 3499.9976 | 3499.9976 | 3499.9976 | 3499.9976 | 3499.9976 | 3499.9976 | 3499.9976 | 3499.9976
QUINCY | [17 empty] | 3166.6645 | 3166.6645 | 3166.6645 | 3166.6645 | 3166.6645 | 3166.6645 | 3166.6645 | 3166.6645 | 3166.6645 | 3166.6645 | 3166.6645 | 3166.6645
DT:[Total Retail/Wholesale] | 19948229.5685 | 19948229.5685 | 19948229.5685 | 19948229.5685 | 19948229.5685 | 19948229.5685 | 19948229.5685 | 19948229.5685 | 19948229.5685 | 19948229.5685 | 19948229.5685 | 19948229.5685 | 19948229.5685 | 19948229.5685 | 19948229.5685 | 19948229.5685 | 19948229.5685 | 1036755.8437 | 1036755.8437 | 1036755.8437 | 1036755.8437 | 1036755.8437 | 1036755.8437 | 1036755.8437 | 1036755.8437 | 1036755.8437 | 1036755.8437 | 1036755.8437 | 1036755.8437
CILC-1D | 372381.2148 | 372381.2148 | 372381.2148 | 372381.2148 | 372381.2148 | 372381.2148 | 372381.2148 | 372381.2148 | 372381.2148 | 372381.2148 | 372381.2148 | 372381.2148 | 372381.2148 | 372381.2148 | 372381.2148 | 372381.2148 | 372381.2148 | 372381.2148 | 372381.2148 | 372381.2148 | 372381.2148 | 372381.2148 | 372381.2148 | 372381.2148 | 372381.2148 | 372381.2148 | 372381.2148 | 372381.2148 | 372381.2148
CILC-1G | 14560.7615 | 14560.7615 | 14560.7615 | 14560.7615 | 14560.7615 | 14560.7615 | 14560.7615 | 14560.7615 | 14560.7615 | 14560.7615 | 14560.7615 | 14560.7615 | 14560.7615 | 14560.7615 | 14560.7615 | 14560.7615 | 14560.7615 | 14560.7615 | 14560.7615 | 14560.7615 | 14560.7615 | 14560.7615 | 14560.7615 | 14560.7615 | 14560.7615 | 14560.7615 | 14560.7615 | 14560.7615 | 14560.7615
CILC-1T | 193826.4614 | 193826.4614 | 193826.4614 | 193826.4614 | 193826.4614 | 193826.4614 | 193826.4614 | 193826.4614 | 193826.4614 | 193826.4614 | 193826.4614 | 193826.4614 | 193826.4614 | 193826.4614 | 193826.4614 | 193826.4614 | 193826.4614 | 193826.4614 | 193826.4614 | 193826.4614 | 193826.4614 | 193826.4614 | 193826.4614 | 193826.4614 | 193826.4614 | 193826.4614 | 193826.4614 | 193826.4614 | 193826.4614
GS(T)-1 | 1084931.9743 | 1084931.9743 | 1084931.9743 | 1084931.9743 | 1084931.9743 | 1084931.9743 | 1084931.9743 | 1084931.9743 | 1084931.9743 | 1084931.9743 | 1084931.9743 | 1084931.9743 | 1084931.9743 | 1084931.9743 | 1084931.9743 | 1084931.9743 | 1084931.9743 | 1084931.9743 | 1084931.9743 | 1084931.9743 | 1084931.9743 | 1084931.9743 | 1084931.9743 | 1084931.9743 | 1084931.9743 | 1084931.9743 | 1084931.9743 | 1084931.9743 | 1084931.9743
GSCU-1 | 9065.6062 | 9065.6062 | 9065.6062 | 9065.6062 | 9065.6062 | 9065.6062 | 9065.6062 | 9065.6062 | 9065.6062 | 9065.6062 | 9065.6062 | 9065.6062 | 9065.6062 | 9065.6062 | 9065.6062 | 9065.6062 | 9065.6062 | 9065.6062 | 9065.6062 | 9065.6062 | 9065.6062 | 9065.6062 | 9065.6062 | 9065.6062 | 9065.6062 | 9065.6062 | 9065.6062 | 9065.6062 | 9065.6062
GSD(T)-1 | 4313583.7581 | 4313583.7581 | 4313583.7581 | 4313583.7581 | 4313583.7581 | 4313583.7581 | 4313583.7581 | 4313583.7581 | 4313583.7581 | 4313583.7581 | 4313583.7581 | 4313583.7581 | 4313583.7581 | 4313583.7581 | 4313583.7581 | 4313583.7581 | 4313583.7581 | 4313583.7581 | 4313583.7581 | 4313583.7581 | 4313583.7581 | 4313583.7581 | 4313583.7581 | 4313583.7581 | 4313583.7581 | 4313583.7581 | 4313583.7581 | 4313583.7581 | 4313583.7581
GSLD(T)-1 | 1748894.1853 | 1748894.1853 | 1748894.1853 | 1748894.1853 | 1748894.1853 | 1748894.1853 | 1748894.1853 | 1748894.1853 | 1748894.1853 | 1748894.1853 | 1748894.1853 | 1748894.1853 | 1748894.1853 | 1748894.1853 | 1748894.1853 | 1748894.1853 | 1748894.1853 | 1748894.1853 | 1748894.1853 | 1748894.1853 | 1748894.1853 | 1748894.1853 | 1748894.1853 | 1748894.1853 | 1748894.1853 | 1748894.1853 | 1748894.1853 | 1748894.1853 | 1748894.1853
GSLD(T)-2 | 348730.224 | 348730.224 | 348730.224 | 348730.224 | 348730.224 | 348730.224 | 348730.224 | 348730.224 | 348730.224 | 348730.224 | 348730.224 | 348730.224 | 348730.224 | 348730.224 | 348730.224 | 348730.224 | 348730.224 | 348730.224 | 348730.224 | 348730.224 | 348730.224 | 348730.224 | 348730.224 | 348730.224 | 348730.224 | 348730.224 | 348730.224 | 348730.224 | 348730.224
GSLD(T)-3 | 22642.033 | 22642.033 | 22642.033 | 22642.033 | 22642.033 | 22642.033 | 22642.033 | 22642.033 | 22642.033 | 22642.033 | 22642.033 | 22642.033 | 22642.033 | 22642.033 | 22642.033 | 22642.033 | 22642.033 | 22642.033 | 22642.033 | 22642.033 | 22642.033 | 22642.033 | 22642.033 | 22642.033 | 22642.033 | 22642.033 | 22642.033 | 22642.033 | 22642.033
MET | 15032.8544 | 15032.8544 | 15032.8544 | 15032.8544 | 15032.8544 | 15032.8544 | 15032.8544 | 15032.8544 | 15032.8544 | 15032.8544 | 15032.8544 | 15032.8544 | 15032.8544 | 15032.8544 | 15032.8544 | 15032.8544 | 15032.8544 | 15032.8544 | 15032.8544 | 15032.8544 | 15032.8544 | 15032.8544 | 15032.8544 | 15032.8544 | 15032.8544 | 15032.8544 | 15032.8544 | 15032.8544 | 15032.8544
OL-1 | 3261.0238 | 3261.0238 | 3261.0238 | 3261.0238 | 3261.0238 | 3261.0238 | 3261.0238 | 3261.0238 | 3261.0238 | 3261.0238 | 3261.0238 | 3261.0238 | 3261.0238 | 3261.0238 | 3261.0238 | 3261.0238 | 3261.0238 | 3261.0238 | 3261.0238 | 3261.0238 | 3261.0238 | 3261.0238 | 3261.0238 | 3261.0238 | 3261.0238 | 3261.0238 | 3261.0238 | 3261.0238 | 3261.0238
OS-2 | 1710.9931 | 1710.9931 | 1710.9931 | 1710.9931 | 1710.9931 | 1710.9931 | 1710.9931 | 1710.9931 | 1710.9931 | 1710.9931 | 1710.9931 | 1710.9931 | 1710.9931 | 1710.9931 | 1710.9931 | 1710.9931 | 1710.9931 | 1710.9931 | 1710.9931 | 1710.9931 | 1710.9931 | 1710.9931 | 1710.9931 | 1710.9931 | 1710.9931 | 1710.9931 | 1710.9931 | 1710.9931 | 1710.9931
RS(T)-1 | 11783184.3199 | 11783184.3199 | 11783184.3199 | 11783184.3199 | 11783184.3199 | 11783184.3199 | 11783184.3199 | 11783184.3199 | 11783184.3199 | 11783184.3199 | 11783184.3199 | 11783184.3199 | 11783184.3199 | 11783184.3199 | 11783184.3199 | 11783184.3199 | 11783184.3199 | 11783184.3199 | 11783184.3199 | 11783184.3199 | 11783184.3199 | 11783184.3199 | 11783184.3199 | 11783184.3199 | 11783184.3199 | 11783184.3199 | 11783184.3199 | 11783184.3199 | 11783184.3199
SL-1 | 19106.0438 | 19106.0438 | 19106.0438 | 19106.0438 | 19106.0438 | 19106.0438 | 19106.0438 | 19106.0438 | 19106.0438 | 19106.0438 | 19106.0438 | 19106.0438 | 19106.0438 | 19106.0438 | 19106.0438 | 19106.0438 | 19106.0438 | 19106.0438 | 19106.0438 | 19106.0438 | 19106.0438 | 19106.0438 | 19106.0438 | 19106.0438 | 19106.0438 | 19106.0438 | 19106.0438 | 19106.0438 | 19106.0438
SL-2 | 4218.3977 | 4218.3977 | 4218.3977 | 4218.3977 | 4218.3977 | 4218.3977 | 4218.3977 | 4218.3977 | 4218.3977 | 4218.3977 | 4218.3977 | 4218.3977 | 4218.3977 | 4218.3977 | 4218.3977 | 4218.3977 | 4218.3977 | 4218.3977 | 4218.3977 | 4218.3977 | 4218.3977 | 4218.3977 | 4218.3977 | 4218.3977 | 4218.3977 | 4218.3977 | 4218.3977 | 4218.3977 | 4218.3977
SST-DST | 1972.3912 | 1972.3912 | 1972.3912 | 1972.3912 | 1972.3912 | 1972.3912 | 1972.3912 | 1972.3912 | 1972.3912 | 1972.3912 | 1972.3912 | 1972.3912 | 1972.3912 | 1972.3912 | 1972.3912 | 1972.3912 | 1972.3912 | 1972.3912 | 1972.3912 | 1972.3912 | 1972.3912 | 1972.3912 | 1972.3912 | 1972.3912 | 1972.3912 | 1972.3912 | 1972.3912 | 1972.3912 | 1972.3912
SST-TST | 11127.326 | 11127.326 | 11127.326 | 11127.326 | 11127.326 | 11127.326 | 11127.326 | 11127.326 | 11127.326 | 11127.326 | 11127.326 | 11127.326 | 11127.326 | 11127.326 | 11127.326 | 11127.326 | 11127.326 | 11127.326 | 11127.326 | 11127.326 | 11127.326 | 11127.326 | 11127.326 | 11127.326 | 11127.326 | 11127.326 | 11127.326 | 11127.326 | 11127.326
FKEC | 133740.0054 | 133740.0054 | 133740.0054 | 133740.0054 | 133740.0054 | 133740.0054 | 133740.0054 | 133740.0054 | 133740.0054 | 133740.0054 | 133740.0054 | 133740.0054 | 133740.0054 | 133740.0054 | 133740.0054 | 133740.0054 | 133740.0054 | 133740.0054 | 133740.0054 | 133740.0054 | 133740.0054 | 133740.0054 | 133740.0054 | 133740.0054 | 133740.0054 | 133740.0054 | 133740.0054 | 133740.0054 | 133740.0054
SEMINOLE | 199999.8647 | 199999.8647 | 199999.8647 | 199999.8647 | 199999.8647 | 199999.8647 | 199999.8647 | 199999.8647 | 199999.8647 | 199999.8647 | 199999.8647 | 199999.8647 | 199999.8647 | 199999.8647 | 199999.8647 | 199999.8647 | 199999.8647 | 199999.8647 | 199999.8647 | 199999.8647 | 199999.8647 | 199999.8647 | 199999.8647 | 199999.8647 | 199999.8647 | 199999.8647 | 199999.8647 | 199999.8647 | 199999.8647
LCEC | 678849.3232 | 678849.3232 | 678849.3232 | 678849.3232 | 678849.3232 | 678849.3232 | 678849.3232 | 678849.3232 | 678849.3232 | 678849.3232 | 678849.3232 | 678849.3232 | 678849.3232 | 678849.3232 | 678849.3232 | 678849.3232 | 678849.3232 | 678849.3232 | 678849.3232 | 678849.3232 | 678849.3232 | 678849.3232 | 678849.3232 | 678849.3232 | 678849.3232 | 678849.3232 | 678849.3232 | 678849.3232 | 678849.3232
WINTER PARK | 9999.9932 | 9999.9932 | 9999.9932 | 9999.9932 | 9999.9932 | 9999.9932 | 9999.9932 | 9999.9932 | 9999.9932 | 9999.9932 | 9999.9932 | 9999.9932 | 9999.9932 | 9999.9932 | 9999.9932 | 9999.9932 | 9999.9932 | 9999.9932 | 9999.9932 | 9999.9932 | 9999.9932 | 9999.9932 | 9999.9932 | 9999.9932 | 9999.9932 | 9999.9932 | 9999.9932 | 9999.9932 | 9999.9932
NEW SMRYNA BEACH | 7499.9949 | 7499.9949 | 7499.9949 | 7499.9949 | 7499.9949 | 7499.9949 | 7499.9949 | 7499.9949 | 7499.9949 | 7499.9949 | 7499.9949 | 7499.9949 | 7499.9949 | 7499.9949 | 7499.9949 | 7499.9949 | 7499.9949 | 7499.9949 | 7499.9949 | 7499.9949 | 7499.9949 | 7499.9949 | 7499.9949 | 7499.9949 | 7499.9949 | 7499.9949 | 7499.9949 | 7499.9949 | 7499.9949
HOMESTEAD | 3499.9976 | 3499.9976 | 3499.9976 | 3499.9976 | 3499.9976 | 3499.9976 | 3499.9976 | 3499.9976 | 3499.9976 | 3499.9976 | 3499.9976 | 3499.9976 | 3499.9976 | 3499.9976 | 3499.9976 | 3499.9976 | 3499.9976 | 3499.9976 | 3499.9976 | 3499.9976 | 3499.9976 | 3499.9976 | 3499.9976 | 3499.9976 | 3499.9976 | 3499.9976 | 3499.9976 | 3499.9976 | 3499.9976
QUINCY | 3166.6645 | 3166.6645 | 3166.6645 | 3166.6645 | 3166.6645 | 3166.6645 | 3166.6645 | 3166.6645 | 3166.6645 | 3166.6645 | 3166.6645 | 3166.6645 | 3166.6645 | 3166.6645 | 3166.6645 | 3166.6645 | 3166.6645 | 3166.6645 | 3166.6645 | 3166.6645 | 3166.6645 | 3166.6645 | 3166.6645 | 3166.6645 | 3166.6645 | 3166.6645 | 3166.6645 | 3166.6645 | 3166.6645
DU:[Total Company] | 20984985.4122 | 20984985.4122 | 20984985.4122 | 20984985.4122 | 20984985.4122 | 20984985.4122 | 20984985.4122 | 20984985.4122 | 20984985.4122 | 20984985.4122 | 20984985.4122 | 20984985.4122 | 20984985.4122 | 20984985.4122 | 20984985.4122 | 20984985.4122 | 20984985.4122 | 20984985.4122 | 20984985.4122 | 20984985.4122 | 20984985.4122 | 20984985.4122 | 20984985.4122 | 20984985.4122 | 20984985.4122 | 20984985.4122 | 20984985.4122 | 20984985.4122 | 20984985.4122
DV:[Adjusted 12CP at Generator:]
DW:[if] | 0 | 0 | 0 | 0 | 0 | 0 | 0 | 0 | 0 | 0 | 0 | 0 | 0 | 0 | 0 | 0 | 0 | 0 | 0 | 0 | 0 | 0 | 0 | 0 | 0 | 0 | 0 | 0 | 0
DX:[Contract Adjusted 12CP @ Generation] | 0 | 0 | 0 | 0 | 0 | 0 | 0 | 0 | 0 | 0 | 0 | 0 | 0 | 0 | 0 | 0 | 0 | 0 | 0 | 0 | 0 | 0 | 0 | 0 | 0 | 0 | 0 | 0 | 0
DY:[else] | 1 | 1 | 1 | 1 | 1 | 1 | 1 | 1 | 1 | 1 | 1 | 1 | 1 | 1 | 1 | 1 | 1 | 1 | 1 | 1 | 1 | 1 | 1 | 1 | 1 | 1 | 1 | 1 | 1
DZ:[Transmission 12CP at Generator] | 0 | 0 | 193826.4614 | 0 | 0 | 0 | 0 | 0 | 22642.033 | 0 | 0 | 0 | 0 | 0 | 0 | 0 | 11127.326 | 0 | 133740.0054 | 0 | 0 | 199999.8647 | 678849.3232 | 0 | 9999.9932 | 7499.9949 | 3499.9976 | 3166.6645 | 0
EA:[end if] | 0 | 0 | 0 | 0 | 0 | 0 | 0 | 0 | 0 | 0 | 0 | 0 | 0 | 0 | 0 | 0 | 0 | 0 | 0 | 0 | 0 | 0 | 0 | 0 | 0 | 0 | 0 | 0 | 0
EB:[Primary 12CP at Generator] | 143529.1382 | 202.2406 | 0 | 0 | 0 | 12079.515 | 66983.3106 | 111268.6251 | 0 | 15032.8544 | 0 | 1710.9931 | 0 | 0 | 0 | 1972.3912 | 0 | 0 | 0 | 0 | 0 | 0 | 0 | 0 | 0 | 0 | 0 | 0 | 0
EC:[Secondary 12CP at Generator] | 228852.0766 | 14358.5209 | 0 | 1084931.9743 | 9065.6062 | 4301504.2431 | 1681910.8746 | 237461.5989 | 0 | 0 | 3261.0238 | 0 | 11783184.3199 | 19106.0438 | 4218.3977 | 0 | 0 | 0 | 0 | 0 | 0 | 0 | 0 | 0 | 0 | 0 | 0 | 0 | 0
ED:[Average 12CP Demand Adjusted for Certain Contracts] | 372381.2148 | 14560.7615 | 193826.4614 | 1084931.9743 | 9065.6062 | 4313583.7581 | 1748894.1853 | 348730.224 | 22642.033 | 15032.8544 | 3261.0238 | 1710.9931 | 11783184.3199 | 19106.0438 | 4218.3977 | 1972.3912 | 11127.326 | 0 | 133740.0054 | 0 | 0 | 199999.8647 | 678849.3232 | 0 | 9999.9932 | 7499.9949 | 3499.9976 | 3166.6645 | 0
CILC-1D | 372381.2148 | 372381.2148 | 372381.2148 | 372381.2148 | 372381.2148 | 372381.2148 | 372381.2148 | 372381.2148 | 372381.2148 | 372381.2148 | 372381.2148 | 372381.2148 | 372381.2148 | 372381.2148 | 372381.2148 | 372381.2148 | 372381.2148
CILC-1G | 14560.7615 | 14560.7615 | 14560.7615 | 14560.7615 | 14560.7615 | 14560.7615 | 14560.7615 | 14560.7615 | 14560.7615 | 14560.7615 | 14560.7615 | 14560.7615 | 14560.7615 | 14560.7615 | 14560.7615 | 14560.7615 | 14560.7615
CILC-1T | 193826.4614 | 193826.4614 | 193826.4614 | 193826.4614 | 193826.4614 | 193826.4614 | 193826.4614 | 193826.4614 | 193826.4614 | 193826.4614 | 193826.4614 | 193826.4614 | 193826.4614 | 193826.4614 | 193826.4614 | 193826.4614 | 193826.4614
GS(T)-1 | 1084931.9743 | 1084931.9743 | 1084931.9743 | 1084931.9743 | 1084931.9743 | 1084931.9743 | 1084931.9743 | 1084931.9743 | 1084931.9743 | 1084931.9743 | 1084931.9743 | 1084931.9743 | 1084931.9743 | 1084931.9743 | 1084931.9743 | 1084931.9743 | 1084931.9743
GSCU-1 | 9065.6062 | 9065.6062 | 9065.6062 | 9065.6062 | 9065.6062 | 9065.6062 | 9065.6062 | 9065.6062 | 9065.6062 | 9065.6062 | 9065.6062 | 9065.6062 | 9065.6062 | 9065.6062 | 9065.6062 | 9065.6062 | 9065.6062
GSD(T)-1 | 4313583.7581 | 4313583.7581 | 4313583.7581 | 4313583.7581 | 4313583.7581 | 4313583.7581 | 4313583.7581 | 4313583.7581 | 4313583.7581 | 4313583.7581 | 4313583.7581 | 4313583.7581 | 4313583.7581 | 4313583.7581 | 4313583.7581 | 4313583.7581 | 4313583.7581
GSLD(T)-1 | 1748894.1853 | 1748894.1853 | 1748894.1853 | 1748894.1853 | 1748894.1853 | 1748894.1853 | 1748894.1853 | 1748894.1853 | 1748894.1853 | 1748894.1853 | 1748894.1853 | 1748894.1853 | 1748894.1853 | 1748894.1853 | 1748894.1853 | 1748894.1853 | 1748894.1853
GSLD(T)-2 | 348730.224 | 348730.224 | 348730.224 | 348730.224 | 348730.224 | 348730.224 | 348730.224 | 348730.224 | 348730.224 | 348730.224 | 348730.224 | 348730.224 | 348730.224 | 348730.224 | 348730.224 | 348730.224 | 348730.224
GSLD(T)-3 | 22642.033 | 22642.033 | 22642.033 | 22642.033 | 22642.033 | 22642.033 | 22642.033 | 22642.033 | 22642.033 | 22642.033 | 22642.033 | 22642.033 | 22642.033 | 22642.033 | 22642.033 | 22642.033 | 22642.033
MET | 15032.8544 | 15032.8544 | 15032.8544 | 15032.8544 | 15032.8544 | 15032.8544 | 15032.8544 | 15032.8544 | 15032.8544 | 15032.8544 | 15032.8544 | 15032.8544 | 15032.8544 | 15032.8544 | 15032.8544 | 15032.8544 | 15032.8544
OL-1 | 3261.0238 | 3261.0238 | 3261.0238 | 3261.0238 | 3261.0238 | 3261.0238 | 3261.0238 | 3261.0238 | 3261.0238 | 3261.0238 | 3261.0238 | 3261.0238 | 3261.0238 | 3261.0238 | 3261.0238 | 3261.0238 | 3261.0238
OS-2 | 1710.9931 | 1710.9931 | 1710.9931 | 1710.9931 | 1710.9931 | 1710.9931 | 1710.9931 | 1710.9931 | 1710.9931 | 1710.9931 | 1710.9931 | 1710.9931 | 1710.9931 | 1710.9931 | 1710.9931 | 1710.9931 | 1710.9931
RS(T)-1 | 11783184.3199 | 11783184.3199 | 11783184.3199 | 11783184.3199 | 11783184.3199 | 11783184.3199 | 11783184.3199 | 11783184.3199 | 11783184.3199 | 11783184.3199 | 11783184.3199 | 11783184.3199 | 11783184.3199 | 11783184.3199 | 11783184.3199 | 11783184.3199 | 11783184.3199
SL-1 | 19106.0438 | 19106.0438 | 19106.0438 | 19106.0438 | 19106.0438 | 19106.0438 | 19106.0438 | 19106.0438 | 19106.0438 | 19106.0438 | 19106.0438 | 19106.0438 | 19106.0438 | 19106.0438 | 19106.0438 | 19106.0438 | 19106.0438
SL-2 | 4218.3977 | 4218.3977 | 4218.3977 | 4218.3977 | 4218.3977 | 4218.3977 | 4218.3977 | 4218.3977 | 4218.3977 | 4218.3977 | 4218.3977 | 4218.3977 | 4218.3977 | 4218.3977 | 4218.3977 | 4218.3977 | 4218.3977
SST-DST | 1972.3912 | 1972.3912 | 1972.3912 | 1972.3912 | 1972.3912 | 1972.3912 | 1972.3912 | 1972.3912 | 1972.3912 | 1972.3912 | 1972.3912 | 1972.3912 | 1972.3912 | 1972.3912 | 1972.3912 | 1972.3912 | 1972.3912
SST-TST | 11127.326 | 11127.326 | 11127.326 | 11127.326 | 11127.326 | 11127.326 | 11127.326 | 11127.326 | 11127.326 | 11127.326 | 11127.326 | 11127.326 | 11127.326 | 11127.326 | 11127.326 | 11127.326 | 11127.326
FKEC | [17 empty] | 133740.0054 | 133740.0054 | 133740.0054 | 133740.0054 | 133740.0054 | 133740.0054 | 133740.0054 | 133740.0054 | 133740.0054 | 133740.0054 | 133740.0054 | 133740.0054
SEMINOLE | [17 empty] | 199999.8647 | 199999.8647 | 199999.8647 | 199999.8647 | 199999.8647 | 199999.8647 | 199999.8647 | 199999.8647 | 199999.8647 | 199999.8647 | 199999.8647 | 199999.8647
LCEC | [17 empty] | 678849.3232 | 678849.3232 | 678849.3232 | 678849.3232 | 678849.3232 | 678849.3232 | 678849.3232 | 678849.3232 | 678849.3232 | 678849.3232 | 678849.3232 | 678849.3232
WINTER PARK | [17 empty] | 9999.9932 | 9999.9932 | 9999.9932 | 9999.9932 | 9999.9932 | 9999.9932 | 9999.9932 | 9999.9932 | 9999.9932 | 9999.9932 | 9999.9932 | 9999.9932
NEW SMRYNA BEACH | [17 empty] | 7499.9949 | 7499.9949 | 7499.9949 | 7499.9949 | 7499.9949 | 7499.9949 | 7499.9949 | 7499.9949 | 7499.9949 | 7499.9949 | 7499.9949 | 7499.9949
HOMESTEAD | [17 empty] | 3499.9976 | 3499.9976 | 3499.9976 | 3499.9976 | 3499.9976 | 3499.9976 | 3499.9976 | 3499.9976 | 3499.9976 | 3499.9976 | 3499.9976 | 3499.9976
QUINCY | [17 empty] | 3166.6645 | 3166.6645 | 3166.6645 | 3166.6645 | 3166.6645 | 3166.6645 | 3166.6645 | 3166.6645 | 3166.6645 | 3166.6645 | 3166.6645 | 3166.6645
EE:[Total Retail/Wholesale] | 19948229.5685 | 19948229.5685 | 19948229.5685 | 19948229.5685 | 19948229.5685 | 19948229.5685 | 19948229.5685 | 19948229.5685 | 19948229.5685 | 19948229.5685 | 19948229.5685 | 19948229.5685 | 19948229.5685 | 19948229.5685 | 19948229.5685 | 19948229.5685 | 19948229.5685 | 1036755.8437 | 1036755.8437 | 1036755.8437 | 1036755.8437 | 1036755.8437 | 1036755.8437 | 1036755.8437 | 1036755.8437 | 1036755.8437 | 1036755.8437 | 1036755.8437 | 1036755.8437
CILC-1D | 372381.2148 | 372381.2148 | 372381.2148 | 372381.2148 | 372381.2148 | 372381.2148 | 372381.2148 | 372381.2148 | 372381.2148 | 372381.2148 | 372381.2148 | 372381.2148 | 372381.2148 | 372381.2148 | 372381.2148 | 372381.2148 | 372381.2148 | 372381.2148 | 372381.2148 | 372381.2148 | 372381.2148 | 372381.2148 | 372381.2148 | 372381.2148 | 372381.2148 | 372381.2148 | 372381.2148 | 372381.2148 | 372381.2148
CILC-1G | 14560.7615 | 14560.7615 | 14560.7615 | 14560.7615 | 14560.7615 | 14560.7615 | 14560.7615 | 14560.7615 | 14560.7615 | 14560.7615 | 14560.7615 | 14560.7615 | 14560.7615 | 14560.7615 | 14560.7615 | 14560.7615 | 14560.7615 | 14560.7615 | 14560.7615 | 14560.7615 | 14560.7615 | 14560.7615 | 14560.7615 | 14560.7615 | 14560.7615 | 14560.7615 | 14560.7615 | 14560.7615 | 14560.7615
CILC-1T | 193826.4614 | 193826.4614 | 193826.4614 | 193826.4614 | 193826.4614 | 193826.4614 | 193826.4614 | 193826.4614 | 193826.4614 | 193826.4614 | 193826.4614 | 193826.4614 | 193826.4614 | 193826.4614 | 193826.4614 | 193826.4614 | 193826.4614 | 193826.4614 | 193826.4614 | 193826.4614 | 193826.4614 | 193826.4614 | 193826.4614 | 193826.4614 | 193826.4614 | 193826.4614 | 193826.4614 | 193826.4614 | 193826.4614
GS(T)-1 | 1084931.9743 | 1084931.9743 | 1084931.9743 | 1084931.9743 | 1084931.9743 | 1084931.9743 | 1084931.9743 | 1084931.9743 | 1084931.9743 | 1084931.9743 | 1084931.9743 | 1084931.9743 | 1084931.9743 | 1084931.9743 | 1084931.9743 | 1084931.9743 | 1084931.9743 | 1084931.9743 | 1084931.9743 | 1084931.9743 | 1084931.9743 | 1084931.9743 | 1084931.9743 | 1084931.9743 | 1084931.9743 | 1084931.9743 | 1084931.9743 | 1084931.9743 | 1084931.9743
GSCU-1 | 9065.6062 | 9065.6062 | 9065.6062 | 9065.6062 | 9065.6062 | 9065.6062 | 9065.6062 | 9065.6062 | 9065.6062 | 9065.6062 | 9065.6062 | 9065.6062 | 9065.6062 | 9065.6062 | 9065.6062 | 9065.6062 | 9065.6062 | 9065.6062 | 9065.6062 | 9065.6062 | 9065.6062 | 9065.6062 | 9065.6062 | 9065.6062 | 9065.6062 | 9065.6062 | 9065.6062 | 9065.6062 | 9065.6062
GSD(T)-1 | 4313583.7581 | 4313583.7581 | 4313583.7581 | 4313583.7581 | 4313583.7581 | 4313583.7581 | 4313583.7581 | 4313583.7581 | 4313583.7581 | 4313583.7581 | 4313583.7581 | 4313583.7581 | 4313583.7581 | 4313583.7581 | 4313583.7581 | 4313583.7581 | 4313583.7581 | 4313583.7581 | 4313583.7581 | 4313583.7581 | 4313583.7581 | 4313583.7581 | 4313583.7581 | 4313583.7581 | 4313583.7581 | 4313583.7581 | 4313583.7581 | 4313583.7581 | 4313583.7581
GSLD(T)-1 | 1748894.1853 | 1748894.1853 | 1748894.1853 | 1748894.1853 | 1748894.1853 | 1748894.1853 | 1748894.1853 | 1748894.1853 | 1748894.1853 | 1748894.1853 | 1748894.1853 | 1748894.1853 | 1748894.1853 | 1748894.1853 | 1748894.1853 | 1748894.1853 | 1748894.1853 | 1748894.1853 | 1748894.1853 | 1748894.1853 | 1748894.1853 | 1748894.1853 | 1748894.1853 | 1748894.1853 | 1748894.1853 | 1748894.1853 | 1748894.1853 | 1748894.1853 | 1748894.1853
GSLD(T)-2 | 348730.224 | 348730.224 | 348730.224 | 348730.224 | 348730.224 | 348730.224 | 348730.224 | 348730.224 | 348730.224 | 348730.224 | 348730.224 | 348730.224 | 348730.224 | 348730.224 | 348730.224 | 348730.224 | 348730.224 | 348730.224 | 348730.224 | 348730.224 | 348730.224 | 348730.224 | 348730.224 | 348730.224 | 348730.224 | 348730.224 | 348730.224 | 348730.224 | 348730.224
GSLD(T)-3 | 22642.033 | 22642.033 | 22642.033 | 22642.033 | 22642.033 | 22642.033 | 22642.033 | 22642.033 | 22642.033 | 22642.033 | 22642.033 | 22642.033 | 22642.033 | 22642.033 | 22642.033 | 22642.033 | 22642.033 | 22642.033 | 22642.033 | 22642.033 | 22642.033 | 22642.033 | 22642.033 | 22642.033 | 22642.033 | 22642.033 | 22642.033 | 22642.033 | 22642.033
MET | 15032.8544 | 15032.8544 | 15032.8544 | 15032.8544 | 15032.8544 | 15032.8544 | 15032.8544 | 15032.8544 | 15032.8544 | 15032.8544 | 15032.8544 | 15032.8544 | 15032.8544 | 15032.8544 | 15032.8544 | 15032.8544 | 15032.8544 | 15032.8544 | 15032.8544 | 15032.8544 | 15032.8544 | 15032.8544 | 15032.8544 | 15032.8544 | 15032.8544 | 15032.8544 | 15032.8544 | 15032.8544 | 15032.8544
OL-1 | 3261.0238 | 3261.0238 | 3261.0238 | 3261.0238 | 3261.0238 | 3261.0238 | 3261.0238 | 3261.0238 | 3261.0238 | 3261.0238 | 3261.0238 | 3261.0238 | 3261.0238 | 3261.0238 | 3261.0238 | 3261.0238 | 3261.0238 | 3261.0238 | 3261.0238 | 3261.0238 | 3261.0238 | 3261.0238 | 3261.0238 | 3261.0238 | 3261.0238 | 3261.0238 | 3261.0238 | 3261.0238 | 3261.0238
OS-2 | 1710.9931 | 1710.9931 | 1710.9931 | 1710.9931 | 1710.9931 | 1710.9931 | 1710.9931 | 1710.9931 | 1710.9931 | 1710.9931 | 1710.9931 | 1710.9931 | 1710.9931 | 1710.9931 | 1710.9931 | 1710.9931 | 1710.9931 | 1710.9931 | 1710.9931 | 1710.9931 | 1710.9931 | 1710.9931 | 1710.9931 | 1710.9931 | 1710.9931 | 1710.9931 | 1710.9931 | 1710.9931 | 1710.9931
RS(T)-1 | 11783184.3199 | 11783184.3199 | 11783184.3199 | 11783184.3199 | 11783184.3199 | 11783184.3199 | 11783184.3199 | 11783184.3199 | 11783184.3199 | 11783184.3199 | 11783184.3199 | 11783184.3199 | 11783184.3199 | 11783184.3199 | 11783184.3199 | 11783184.3199 | 11783184.3199 | 11783184.3199 | 11783184.3199 | 11783184.3199 | 11783184.3199 | 11783184.3199 | 11783184.3199 | 11783184.3199 | 11783184.3199 | 11783184.3199 | 11783184.3199 | 11783184.3199 | 11783184.3199
SL-1 | 19106.0438 | 19106.0438 | 19106.0438 | 19106.0438 | 19106.0438 | 19106.0438 | 19106.0438 | 19106.0438 | 19106.0438 | 19106.0438 | 19106.0438 | 19106.0438 | 19106.0438 | 19106.0438 | 19106.0438 | 19106.0438 | 19106.0438 | 19106.0438 | 19106.0438 | 19106.0438 | 19106.0438 | 19106.0438 | 19106.0438 | 19106.0438 | 19106.0438 | 19106.0438 | 19106.0438 | 19106.0438 | 19106.0438
SL-2 | 4218.3977 | 4218.3977 | 4218.3977 | 4218.3977 | 4218.3977 | 4218.3977 | 4218.3977 | 4218.3977 | 4218.3977 | 4218.3977 | 4218.3977 | 4218.3977 | 4218.3977 | 4218.3977 | 4218.3977 | 4218.3977 | 4218.3977 | 4218.3977 | 4218.3977 | 4218.3977 | 4218.3977 | 4218.3977 | 4218.3977 | 4218.3977 | 4218.3977 | 4218.3977 | 4218.3977 | 4218.3977 | 4218.3977
SST-DST | 1972.3912 | 1972.3912 | 1972.3912 | 1972.3912 | 1972.3912 | 1972.3912 | 1972.3912 | 1972.3912 | 1972.3912 | 1972.3912 | 1972.3912 | 1972.3912 | 1972.3912 | 1972.3912 | 1972.3912 | 1972.3912 | 1972.3912 | 1972.3912 | 1972.3912 | 1972.3912 | 1972.3912 | 1972.3912 | 1972.3912 | 1972.3912 | 1972.3912 | 1972.3912 | 1972.3912 | 1972.3912 | 1972.3912
SST-TST | 11127.326 | 11127.326 | 11127.326 | 11127.326 | 11127.326 | 11127.326 | 11127.326 | 11127.326 | 11127.326 | 11127.326 | 11127.326 | 11127.326 | 11127.326 | 11127.326 | 11127.326 | 11127.326 | 11127.326 | 11127.326 | 11127.326 | 11127.326 | 11127.326 | 11127.326 | 11127.326 | 11127.326 | 11127.326 | 11127.326 | 11127.326 | 11127.326 | 11127.326
FKEC | 133740.0054 | 133740.0054 | 133740.0054 | 133740.0054 | 133740.0054 | 133740.0054 | 133740.0054 | 133740.0054 | 133740.0054 | 133740.0054 | 133740.0054 | 133740.0054 | 133740.0054 | 133740.0054 | 133740.0054 | 133740.0054 | 133740.0054 | 133740.0054 | 133740.0054 | 133740.0054 | 133740.0054 | 133740.0054 | 133740.0054 | 133740.0054 | 133740.0054 | 133740.0054 | 133740.0054 | 133740.0054 | 133740.0054
SEMINOLE | 199999.8647 | 199999.8647 | 199999.8647 | 199999.8647 | 199999.8647 | 199999.8647 | 199999.8647 | 199999.8647 | 199999.8647 | 199999.8647 | 199999.8647 | 199999.8647 | 199999.8647 | 199999.8647 | 199999.8647 | 199999.8647 | 199999.8647 | 199999.8647 | 199999.8647 | 199999.8647 | 199999.8647 | 199999.8647 | 199999.8647 | 199999.8647 | 199999.8647 | 199999.8647 | 199999.8647 | 199999.8647 | 199999.8647
LCEC | 678849.3232 | 678849.3232 | 678849.3232 | 678849.3232 | 678849.3232 | 678849.3232 | 678849.3232 | 678849.3232 | 678849.3232 | 678849.3232 | 678849.3232 | 678849.3232 | 678849.3232 | 678849.3232 | 678849.3232 | 678849.3232 | 678849.3232 | 678849.3232 | 678849.3232 | 678849.3232 | 678849.3232 | 678849.3232 | 678849.3232 | 678849.3232 | 678849.3232 | 678849.3232 | 678849.3232 | 678849.3232 | 678849.3232
WINTER PARK | 9999.9932 | 9999.9932 | 9999.9932 | 9999.9932 | 9999.9932 | 9999.9932 | 9999.9932 | 9999.9932 | 9999.9932 | 9999.9932 | 9999.9932 | 9999.9932 | 9999.9932 | 9999.9932 | 9999.9932 | 9999.9932 | 9999.9932 | 9999.9932 | 9999.9932 | 9999.9932 | 9999.9932 | 9999.9932 | 9999.9932 | 9999.9932 | 9999.9932 | 9999.9932 | 9999.9932 | 9999.9932 | 9999.9932
NEW SMRYNA BEACH | 7499.9949 | 7499.9949 | 7499.9949 | 7499.9949 | 7499.9949 | 7499.9949 | 7499.9949 | 7499.9949 | 7499.9949 | 7499.9949 | 7499.9949 | 7499.9949 | 7499.9949 | 7499.9949 | 7499.9949 | 7499.9949 | 7499.9949 | 7499.9949 | 7499.9949 | 7499.9949 | 7499.9949 | 7499.9949 | 7499.9949 | 7499.9949 | 7499.9949 | 7499.9949 | 7499.9949 | 7499.9949 | 7499.9949
HOMESTEAD | 3499.9976 | 3499.9976 | 3499.9976 | 3499.9976 | 3499.9976 | 3499.9976 | 3499.9976 | 3499.9976 | 3499.9976 | 3499.9976 | 3499.9976 | 3499.9976 | 3499.9976 | 3499.9976 | 3499.9976 | 3499.9976 | 3499.9976 | 3499.9976 | 3499.9976 | 3499.9976 | 3499.9976 | 3499.9976 | 3499.9976 | 3499.9976 | 3499.9976 | 3499.9976 | 3499.9976 | 3499.9976 | 3499.9976
QUINCY | 3166.6645 | 3166.6645 | 3166.6645 | 3166.6645 | 3166.6645 | 3166.6645 | 3166.6645 | 3166.6645 | 3166.6645 | 3166.6645 | 3166.6645 | 3166.6645 | 3166.6645 | 3166.6645 | 3166.6645 | 3166.6645 | 3166.6645 | 3166.6645 | 3166.6645 | 3166.6645 | 3166.6645 | 3166.6645 | 3166.6645 | 3166.6645 | 3166.6645 | 3166.6645 | 3166.6645 | 3166.6645 | 3166.6645
EF:[Total Company] | 20984985.4122 | 20984985.4122 | 20984985.4122 | 20984985.4122 | 20984985.4122 | 20984985.4122 | 20984985.4122 | 20984985.4122 | 20984985.4122 | 20984985.4122 | 20984985.4122 | 20984985.4122 | 20984985.4122 | 20984985.4122 | 20984985.4122 | 20984985.4122 | 20984985.4122 | 20984985.4122 | 20984985.4122 | 20984985.4122 | 20984985.4122 | 20984985.4122 | 20984985.4122 | 20984985.4122 | 20984985.4122 | 20984985.4122 | 20984985.4122 | 20984985.4122 | 20984985.4122
EG:[]
EH:[External Factor - FPL103] | 0.018667 | 0.00072993 | 0.0097165 | 0.054387 | 0.00045446 | 0.21624 | 0.087672 | 0.017482 | 0.001135 | 0.00075359 | 0.00016347 | 8.5772e-05 | 0.59069 | 0.00095778 | 0.00021147 | 9.8876e-05 | 0.00055781 | 0 | 0.129 | 0 | 0 | 0.19291 | 0.65478 | 0 | 0.0096455 | 0.0072341 | 0.0033759 | 0.0030544 | 0
EI:[% to Total System] | 0.017745 | 0.00069387 | 0.0092364 | 0.0517 | 0.000432 | 0.20556 | 0.08334 | 0.016618 | 0.001079 | 0.00071636 | 0.0001554 | 8.1534e-05 | 0.56151 | 0.00091046 | 0.00020102 | 9.3991e-05 | 0.00053025 | 0 | 0.0063731 | 0 | 0 | 0.0095306 | 0.032349 | 0 | 0.00047653 | 0.0003574 | 0.00016679 | 0.0001509 | 0
EJ:[]
EK:[FPL104]
EL:[Max GCP (GCP_1)] | 377865.0989 | 14574.4307 | 217617.159 | 1280307.6016 | 8938.5583 | 4728372.6018 | 1998974.8111 | 377079.383 | 35511.8189 | 17301.6171 | 26370.4258 | 11024.4287 | 13078632.728 | 154161.4193 | 4155.4908 | 9807.1987 | 50948.1357 | 0 | 158739.9096 | 0 | 0 | 200001 | 783476.677 | 0 | 60001 | 45001 | 21001 | 19001 | 0
EM:[Adjustment to GCP] | 0 | 0 | -217617.159 | 0 | 0 | 0 | 0 | 0 | -35511.8189 | 0 | 0 | 0 | 0 | 0 | 0 | 0 | -50948.1357 | 0 | -158739.9096 | 0 | 0 | -200001 | -783476.677 | 0 | -60001 | -45001 | -21001 | -19001 | 0
EN:[Adjusted GCP] | 377865.0989 | 14574.4307 | 0 | 1280307.6016 | 8938.5583 | 4728372.6018 | 1998974.8111 | 377079.383 | 0 | 17301.6171 | 26370.4258 | 11024.4287 | 13078632.728 | 154161.4193 | 4155.4908 | 9807.1987 | 0 | 0 | 0 | 0 | 0 | 0 | 0 | 0 | 0 | 0 | 0 | 0 | 0
EO:[% Primary- KW (KW_PRI)] | 0.39212 | 0.01428 | 0 | 0 | 0 | 0.00288 | 0.03935 | 0.32521 | 0 | 1 | 0 | 0.25134 | 0 | 0 | 0 | 1 | 0 | 0 | 0 | 0 | 0 | 0 | 0 | 0 | 0 | 0 | 0 | 0 | 0
EP:[Delivered Demand at Primary - Expansion Factor (KW_EXP_PR)] | 1.0348 | 1.0348 | 1.0348 | 1.0348 | 1.0348 | 1.0348 | 1.0348 | 1.0348 | 1.0348 | 1.0348 | 1.0348 | 1.0348 | 1.0348 | 1.0348 | 1.0348 | 1.0348 | 1.0348 | 1.0348 | 1.0348 | 1.0348 | 1.0348 | 1.0348 | 1.0348 | 1.0348 | 1.0348 | 1.0348 | 1.0348 | 1.0348 | 1.0348
EQ:[Primary GCP at Generator] | 153323.2434 | 215.3635 | 0 | 0 | 0 | 14091.4733 | 81396.2283 | 126896.2833 | 0 | 17903.5404 | 0 | 2867.2788 | 0 | 0 | 0 | 10148.3911 | 0 | 0 | 0 | 0 | 0 | 0 | 0 | 0 | 0 | 0 | 0 | 0 | 0
ER:[]
ES:[Max GCP (GCP_1)] | 377865.0989 | 14574.4307 | 217617.159 | 1280307.6016 | 8938.5583 | 4728372.6018 | 1998974.8111 | 377079.383 | 35511.8189 | 17301.6171 | 26370.4258 | 11024.4287 | 13078632.728 | 154161.4193 | 4155.4908 | 9807.1987 | 50948.1357 | 0 | 158739.9096 | 0 | 0 | 200001 | 783476.677 | 0 | 60001 | 45001 | 21001 | 19001 | 0
ET:[Adjustment to Max GCP] | 0 | 0 | -217617.159 | 0 | 0 | 0 | 0 | 0 | -35511.8189 | 0 | 0 | 0 | 0 | 0 | 0 | 0 | -50948.1357 | 0 | -158739.9096 | 0 | 0 | -200001 | -783476.677 | 0 | -60001 | -45001 | -21001 | -19001 | 0
EU:[Adjusted Max GCP] | 377865.0989 | 14574.4307 | 0 | 1280307.6016 | 8938.5583 | 4728372.6018 | 1998974.8111 | 377079.383 | 0 | 17301.6171 | 26370.4258 | 11024.4287 | 13078632.728 | 154161.4193 | 4155.4908 | 9807.1987 | 0 | 0 | 0 | 0 | 0 | 0 | 0 | 0 | 0 | 0 | 0 | 0 | 0
EV:[% Secondary - KW (KW_SEC)] | 0.60788 | 0.98572 | 0 | 1 | 1 | 0.99712 | 0.96065 | 0.67479 | 0 | 0 | 1 | 0.74866 | 1 | 1 | 1 | 0 | 0 | 0 | 0 | 0 | 0 | 0 | 0 | 0 | 0 | 0 | 0 | 0 | 0
EW:[Delivered Demand at Secondary - Expansion Factor (KW_EXP_SEC)] | 1.0643 | 1.0643 | 1.0643 | 1.0643 | 1.0643 | 1.0643 | 1.0643 | 1.0643 | 1.0643 | 1.0643 | 1.0643 | 1.0643 | 1.0643 | 1.0643 | 1.0643 | 1.0643 | 1.0643 | 1.0643 | 1.0643 | 1.0643 | 1.0643 | 1.0643 | 1.0643 | 1.0643 | 1.0643 | 1.0643 | 1.0643 | 1.0643 | 1.0643
EX:[Secondary GCP at Generator] | 244468.427 | 15290.2051 | 0 | 1362644.1835 | 9513.397 | 5017960.7756 | 2043810.6197 | 270813.0375 | 0 | 0 | 28066.3079 | 8784.3345 | 13919719.5988 | 164075.5402 | 4422.7304 | 0 | 0 | 0 | 0 | 0 | 0 | 0 | 0 | 0 | 0 | 0 | 0 | 0 | 0
EY:[]
EZ:[Primary GCP at Generator] | 153323.2434 | 215.3635 | 0 | 0 | 0 | 14091.4733 | 81396.2283 | 126896.2833 | 0 | 17903.5404 | 0 | 2867.2788 | 0 | 0 | 0 | 10148.3911 | 0 | 0 | 0 | 0 | 0 | 0 | 0 | 0 | 0 | 0 | 0 | 0 | 0
FA:[Secondary GCP at Generator] | 244468.427 | 15290.2051 | 0 | 1362644.1835 | 9513.397 | 5017960.7756 | 2043810.6197 | 270813.0375 | 0 | 0 | 28066.3079 | 8784.3345 | 13919719.5988 | 164075.5402 | 4422.7304 | 0 | 0 | 0 | 0 | 0 | 0 | 0 | 0 | 0 | 0 | 0 | 0 | 0 | 0
FB:[Distribution Group Non-Coincident Peak Demand] | 397791.6704 | 15505.5685 | 0 | 1362644.1835 | 9513.397 | 5032052.2489 | 2125206.8481 | 397709.3209 | 0 | 17903.5404 | 28066.3079 | 11651.6133 | 13919719.5988 | 164075.5402 | 4422.7304 | 10148.3911 | 0 | 0 | 0 | 0 | 0 | 0 | 0 | 0 | 0 | 0 | 0 | 0 | 0
CILC-1D | 397791.6704 | 397791.6704 | 397791.6704 | 397791.6704 | 397791.6704 | 397791.6704 | 397791.6704 | 397791.6704 | 397791.6704 | 397791.6704 | 397791.6704 | 397791.6704 | 397791.6704 | 397791.6704 | 397791.6704 | 397791.6704 | 397791.6704
CILC-1G | 15505.5685 | 15505.5685 | 15505.5685 | 15505.5685 | 15505.5685 | 15505.5685 | 15505.5685 | 15505.5685 | 15505.5685 | 15505.5685 | 15505.5685 | 15505.5685 | 15505.5685 | 15505.5685 | 15505.5685 | 15505.5685 | 15505.5685
GS(T)-1 | 1362644.1835 | 1362644.1835 | 1362644.1835 | 1362644.1835 | 1362644.1835 | 1362644.1835 | 1362644.1835 | 1362644.1835 | 1362644.1835 | 1362644.1835 | 1362644.1835 | 1362644.1835 | 1362644.1835 | 1362644.1835 | 1362644.1835 | 1362644.1835 | 1362644.1835
GSCU-1 | 9513.397 | 9513.397 | 9513.397 | 9513.397 | 9513.397 | 9513.397 | 9513.397 | 9513.397 | 9513.397 | 9513.397 | 9513.397 | 9513.397 | 9513.397 | 9513.397 | 9513.397 | 9513.397 | 9513.397
GSD(T)-1 | 5032052.2489 | 5032052.2489 | 5032052.2489 | 5032052.2489 | 5032052.2489 | 5032052.2489 | 5032052.2489 | 5032052.2489 | 5032052.2489 | 5032052.2489 | 5032052.2489 | 5032052.2489 | 5032052.2489 | 5032052.2489 | 5032052.2489 | 5032052.2489 | 5032052.2489
GSLD(T)-1 | 2125206.8481 | 2125206.8481 | 2125206.8481 | 2125206.8481 | 2125206.8481 | 2125206.8481 | 2125206.8481 | 2125206.8481 | 2125206.8481 | 2125206.8481 | 2125206.8481 | 2125206.8481 | 2125206.8481 | 2125206.8481 | 2125206.8481 | 2125206.8481 | 2125206.8481
GSLD(T)-2 | 397709.3209 | 397709.3209 | 397709.3209 | 397709.3209 | 397709.3209 | 397709.3209 | 397709.3209 | 397709.3209 | 397709.3209 | 397709.3209 | 397709.3209 | 397709.3209 | 397709.3209 | 397709.3209 | 397709.3209 | 397709.3209 | 397709.3209
MET | 17903.5404 | 17903.5404 | 17903.5404 | 17903.5404 | 17903.5404 | 17903.5404 | 17903.5404 | 17903.5404 | 17903.5404 | 17903.5404 | 17903.5404 | 17903.5404 | 17903.5404 | 17903.5404 | 17903.5404 | 17903.5404 | 17903.5404
OL-1 | 28066.3079 | 28066.3079 | 28066.3079 | 28066.3079 | 28066.3079 | 28066.3079 | 28066.3079 | 28066.3079 | 28066.3079 | 28066.3079 | 28066.3079 | 28066.3079 | 28066.3079 | 28066.3079 | 28066.3079 | 28066.3079 | 28066.3079
OS-2 | 11651.6133 | 11651.6133 | 11651.6133 | 11651.6133 | 11651.6133 | 11651.6133 | 11651.6133 | 11651.6133 | 11651.6133 | 11651.6133 | 11651.6133 | 11651.6133 | 11651.6133 | 11651.6133 | 11651.6133 | 11651.6133 | 11651.6133
RS(T)-1 | 13919719.5988 | 13919719.5988 | 13919719.5988 | 13919719.5988 | 13919719.5988 | 13919719.5988 | 13919719.5988 | 13919719.5988 | 13919719.5988 | 13919719.5988 | 13919719.5988 | 13919719.5988 | 13919719.5988 | 13919719.5988 | 13919719.5988 | 13919719.5988 | 13919719.5988
SL-1 | 164075.5402 | 164075.5402 | 164075.5402 | 164075.5402 | 164075.5402 | 164075.5402 | 164075.5402 | 164075.5402 | 164075.5402 | 164075.5402 | 164075.5402 | 164075.5402 | 164075.5402 | 164075.5402 | 164075.5402 | 164075.5402 | 164075.5402
SL-2 | 4422.7304 | 4422.7304 | 4422.7304 | 4422.7304 | 4422.7304 | 4422.7304 | 4422.7304 | 4422.7304 | 4422.7304 | 4422.7304 | 4422.7304 | 4422.7304 | 4422.7304 | 4422.7304 | 4422.7304 | 4422.7304 | 4422.7304
SST-DST | 10148.3911 | 10148.3911 | 10148.3911 | 10148.3911 | 10148.3911 | 10148.3911 | 10148.3911 | 10148.3911 | 10148.3911 | 10148.3911 | 10148.3911 | 10148.3911 | 10148.3911 | 10148.3911 | 10148.3911 | 10148.3911 | 10148.3911
FC:[Total Retail/Wholesale] | 23496410.9594 | 23496410.9594 | 23496410.9594 | 23496410.9594 | 23496410.9594 | 23496410.9594 | 23496410.9594 | 23496410.9594 | 23496410.9594 | 23496410.9594 | 23496410.9594 | 23496410.9594 | 23496410.9594 | 23496410.9594 | 23496410.9594 | 23496410.9594 | 23496410.9594 | 0 | 0 | 0 | 0 | 0 | 0 | 0 | 0 | 0 | 0 | 0 | 0
CILC-1D | 397791.6704 | 397791.6704 | 397791.6704 | 397791.6704 | 397791.6704 | 397791.6704 | 397791.6704 | 397791.6704 | 397791.6704 | 397791.6704 | 397791.6704 | 397791.6704 | 397791.6704 | 397791.6704 | 397791.6704 | 397791.6704 | 397791.6704 | 397791.6704 | 397791.6704 | 397791.6704 | 397791.6704 | 397791.6704 | 397791.6704 | 397791.6704 | 397791.6704 | 397791.6704 | 397791.6704 | 397791.6704 | 397791.6704
CILC-1G | 15505.5685 | 15505.5685 | 15505.5685 | 15505.5685 | 15505.5685 | 15505.5685 | 15505.5685 | 15505.5685 | 15505.5685 | 15505.5685 | 15505.5685 | 15505.5685 | 15505.5685 | 15505.5685 | 15505.5685 | 15505.5685 | 15505.5685 | 15505.5685 | 15505.5685 | 15505.5685 | 15505.5685 | 15505.5685 | 15505.5685 | 15505.5685 | 15505.5685 | 15505.5685 | 15505.5685 | 15505.5685 | 15505.5685
GS(T)-1 | 1362644.1835 | 1362644.1835 | 1362644.1835 | 1362644.1835 | 1362644.1835 | 1362644.1835 | 1362644.1835 | 1362644.1835 | 1362644.1835 | 1362644.1835 | 1362644.1835 | 1362644.1835 | 1362644.1835 | 1362644.1835 | 1362644.1835 | 1362644.1835 | 1362644.1835 | 1362644.1835 | 1362644.1835 | 1362644.1835 | 1362644.1835 | 1362644.1835 | 1362644.1835 | 1362644.1835 | 1362644.1835 | 1362644.1835 | 1362644.1835 | 1362644.1835 | 1362644.1835
GSCU-1 | 9513.397 | 9513.397 | 9513.397 | 9513.397 | 9513.397 | 9513.397 | 9513.397 | 9513.397 | 9513.397 | 9513.397 | 9513.397 | 9513.397 | 9513.397 | 9513.397 | 9513.397 | 9513.397 | 9513.397 | 9513.397 | 9513.397 | 9513.397 | 9513.397 | 9513.397 | 9513.397 | 9513.397 | 9513.397 | 9513.397 | 9513.397 | 9513.397 | 9513.397
GSD(T)-1 | 5032052.2489 | 5032052.2489 | 5032052.2489 | 5032052.2489 | 5032052.2489 | 5032052.2489 | 5032052.2489 | 5032052.2489 | 5032052.2489 | 5032052.2489 | 5032052.2489 | 5032052.2489 | 5032052.2489 | 5032052.2489 | 5032052.2489 | 5032052.2489 | 5032052.2489 | 5032052.2489 | 5032052.2489 | 5032052.2489 | 5032052.2489 | 5032052.2489 | 5032052.2489 | 5032052.2489 | 5032052.2489 | 5032052.2489 | 5032052.2489 | 5032052.2489 | 5032052.2489
GSLD(T)-1 | 2125206.8481 | 2125206.8481 | 2125206.8481 | 2125206.8481 | 2125206.8481 | 2125206.8481 | 2125206.8481 | 2125206.8481 | 2125206.8481 | 2125206.8481 | 2125206.8481 | 2125206.8481 | 2125206.8481 | 2125206.8481 | 2125206.8481 | 2125206.8481 | 2125206.8481 | 2125206.8481 | 2125206.8481 | 2125206.8481 | 2125206.8481 | 2125206.8481 | 2125206.8481 | 2125206.8481 | 2125206.8481 | 2125206.8481 | 2125206.8481 | 2125206.8481 | 2125206.8481
GSLD(T)-2 | 397709.3209 | 397709.3209 | 397709.3209 | 397709.3209 | 397709.3209 | 397709.3209 | 397709.3209 | 397709.3209 | 397709.3209 | 397709.3209 | 397709.3209 | 397709.3209 | 397709.3209 | 397709.3209 | 397709.3209 | 397709.3209 | 397709.3209 | 397709.3209 | 397709.3209 | 397709.3209 | 397709.3209 | 397709.3209 | 397709.3209 | 397709.3209 | 397709.3209 | 397709.3209 | 397709.3209 | 397709.3209 | 397709.3209
MET | 17903.5404 | 17903.5404 | 17903.5404 | 17903.5404 | 17903.5404 | 17903.5404 | 17903.5404 | 17903.5404 | 17903.5404 | 17903.5404 | 17903.5404 | 17903.5404 | 17903.5404 | 17903.5404 | 17903.5404 | 17903.5404 | 17903.5404 | 17903.5404 | 17903.5404 | 17903.5404 | 17903.5404 | 17903.5404 | 17903.5404 | 17903.5404 | 17903.5404 | 17903.5404 | 17903.5404 | 17903.5404 | 17903.5404
OL-1 | 28066.3079 | 28066.3079 | 28066.3079 | 28066.3079 | 28066.3079 | 28066.3079 | 28066.3079 | 28066.3079 | 28066.3079 | 28066.3079 | 28066.3079 | 28066.3079 | 28066.3079 | 28066.3079 | 28066.3079 | 28066.3079 | 28066.3079 | 28066.3079 | 28066.3079 | 28066.3079 | 28066.3079 | 28066.3079 | 28066.3079 | 28066.3079 | 28066.3079 | 28066.3079 | 28066.3079 | 28066.3079 | 28066.3079
OS-2 | 11651.6133 | 11651.6133 | 11651.6133 | 11651.6133 | 11651.6133 | 11651.6133 | 11651.6133 | 11651.6133 | 11651.6133 | 11651.6133 | 11651.6133 | 11651.6133 | 11651.6133 | 11651.6133 | 11651.6133 | 11651.6133 | 11651.6133 | 11651.6133 | 11651.6133 | 11651.6133 | 11651.6133 | 11651.6133 | 11651.6133 | 11651.6133 | 11651.6133 | 11651.6133 | 11651.6133 | 11651.6133 | 11651.6133
RS(T)-1 | 13919719.5988 | 13919719.5988 | 13919719.5988 | 13919719.5988 | 13919719.5988 | 13919719.5988 | 13919719.5988 | 13919719.5988 | 13919719.5988 | 13919719.5988 | 13919719.5988 | 13919719.5988 | 13919719.5988 | 13919719.5988 | 13919719.5988 | 13919719.5988 | 13919719.5988 | 13919719.5988 | 13919719.5988 | 13919719.5988 | 13919719.5988 | 13919719.5988 | 13919719.5988 | 13919719.5988 | 13919719.5988 | 13919719.5988 | 13919719.5988 | 13919719.5988 | 13919719.5988
SL-1 | 164075.5402 | 164075.5402 | 164075.5402 | 164075.5402 | 164075.5402 | 164075.5402 | 164075.5402 | 164075.5402 | 164075.5402 | 164075.5402 | 164075.5402 | 164075.5402 | 164075.5402 | 164075.5402 | 164075.5402 | 164075.5402 | 164075.5402 | 164075.5402 | 164075.5402 | 164075.5402 | 164075.5402 | 164075.5402 | 164075.5402 | 164075.5402 | 164075.5402 | 164075.5402 | 164075.5402 | 164075.5402 | 164075.5402
SL-2 | 4422.7304 | 4422.7304 | 4422.7304 | 4422.7304 | 4422.7304 | 4422.7304 | 4422.7304 | 4422.7304 | 4422.7304 | 4422.7304 | 4422.7304 | 4422.7304 | 4422.7304 | 4422.7304 | 4422.7304 | 4422.7304 | 4422.7304 | 4422.7304 | 4422.7304 | 4422.7304 | 4422.7304 | 4422.7304 | 4422.7304 | 4422.7304 | 4422.7304 | 4422.7304 | 4422.7304 | 4422.7304 | 4422.7304
SST-DST | 10148.3911 | 10148.3911 | 10148.3911 | 10148.3911 | 10148.3911 | 10148.3911 | 10148.3911 | 10148.3911 | 10148.3911 | 10148.3911 | 10148.3911 | 10148.3911 | 10148.3911 | 10148.3911 | 10148.3911 | 10148.3911 | 10148.3911 | 10148.3911 | 10148.3911 | 10148.3911 | 10148.3911 | 10148.3911 | 10148.3911 | 10148.3911 | 10148.3911 | 10148.3911 | 10148.3911 | 10148.3911 | 10148.3911
FD:[Total Company] | 23496410.9594 | 23496410.9594 | 23496410.9594 | 23496410.9594 | 23496410.9594 | 23496410.9594 | 23496410.9594 | 23496410.9594 | 23496410.9594 | 23496410.9594 | 23496410.9594 | 23496410.9594 | 23496410.9594 | 23496410.9594 | 23496410.9594 | 23496410.9594 | 23496410.9594 | 23496410.9594 | 23496410.9594 | 23496410.9594 | 23496410.9594 | 23496410.9594 | 23496410.9594 | 23496410.9594 | 23496410.9594 | 23496410.9594 | 23496410.9594 | 23496410.9594 | 23496410.9594
FE:[]
FF:[External Factor - FPL104] | 0.01693 | 0.00065991 | 0 | 0.057994 | 0.00040489 | 0.21416 | 0.090448 | 0.016926 | 0 | 0.00076197 | 0.0011945 | 0.00049589 | 0.59242 | 0.006983 | 0.00018823 | 0.00043191 | 0 | 0 | 0 | 0 | 0 | 0 | 0 | 0 | 0 | 0 | 0 | 0 | 0
FG:[% to Total System] | 0.01693 | 0.00065991 | 0 | 0.057994 | 0.00040489 | 0.21416 | 0.090448 | 0.016926 | 0 | 0.00076197 | 0.0011945 | 0.00049589 | 0.59242 | 0.006983 | 0.00018823 | 0.00043191 | 0 | 0 | 0 | 0 | 0 | 0 | 0 | 0 | 0 | 0 | 0 | 0 | 0
FH:[]
FI:[FPL105]
FJ:[Adjustment Flag] | 0 | 0 | -1 | 0 | 0 | 0 | 0 | 0 | -1 | -1 | 0 | 0 | 0 | 0 | 0 | -1 | -1 | -1 | -1 | -1 | -1 | -1 | -1 | -1 | -1 | -1 | -1 | -1 | -1
FK:[Max GCP (GCP_1)] | 377865.0989 | 14574.4307 | 217617.159 | 1280307.6016 | 8938.5583 | 4728372.6018 | 1998974.8111 | 377079.383 | 35511.8189 | 17301.6171 | 26370.4258 | 11024.4287 | 13078632.728 | 154161.4193 | 4155.4908 | 9807.1987 | 50948.1357 | 0 | 158739.9096 | 0 | 0 | 200001 | 783476.677 | 0 | 60001 | 45001 | 21001 | 19001 | 0
FL:[Adjustment to Max GCP (Exclusion of Transmission Classes)] | 0 | 0 | -217617.159 | 0 | 0 | 0 | 0 | 0 | -35511.8189 | -17301.6171 | 0 | 0 | 0 | 0 | 0 | -9807.1987 | -50948.1357 | 0 | -158739.9096 | 0 | 0 | -200001 | -783476.677 | 0 | -60001 | -45001 | -21001 | -19001 | 0
FM:[Adjusted Max GCP] | 377865.0989 | 14574.4307 | 0 | 1280307.6016 | 8938.5583 | 4728372.6018 | 1998974.8111 | 377079.383 | 0 | 0 | 26370.4258 | 11024.4287 | 13078632.728 | 154161.4193 | 4155.4908 | 0 | 0 | 0 | 0 | 0 | 0 | 0 | 0 | 0 | 0 | 0 | 0 | 0 | 0
FN:[% Secondary - KW (KW_SEC)] | 0.60788 | 0.98572 | 0 | 1 | 1 | 0.99712 | 0.96065 | 0.67479 | 0 | 0 | 1 | 0.74866 | 1 | 1 | 1 | 0 | 0 | 0 | 0 | 0 | 0 | 0 | 0 | 0 | 0 | 0 | 0 | 0 | 0
FO:[Delivered Demand at Secondary - Expansion Factor (KW_EXP_SEC)] | 1.0643 | 1.0643 | 1.0643 | 1.0643 | 1.0643 | 1.0643 | 1.0643 | 1.0643 | 1.0643 | 1.0643 | 1.0643 | 1.0643 | 1.0643 | 1.0643 | 1.0643 | 1.0643 | 1.0643 | 1.0643 | 1.0643 | 1.0643 | 1.0643 | 1.0643 | 1.0643 | 1.0643 | 1.0643 | 1.0643 | 1.0643 | 1.0643 | 1.0643
FP:[Secondary Group Non-Coincident Peak Demand] | 244468.427 | 15290.2051 | 0 | 1362644.1835 | 9513.397 | 5017960.7756 | 2043810.6197 | 270813.0375 | 0 | 0 | 28066.3079 | 8784.3345 | 13919719.5988 | 164075.5402 | 4422.7304 | 0 | 0 | 0 | 0 | 0 | 0 | 0 | 0 | 0 | 0 | 0 | 0 | 0 | 0
FQ:[Total Non-Coincident Peak Demand] | 244468.427 | 15290.2051 | 0 | 1362644.1835 | 9513.397 | 5017960.7756 | 2043810.6197 | 270813.0375 | 0 | 0 | 28066.3079 | 8784.3345 | 13919719.5988 | 164075.5402 | 4422.7304 | 0 | 0 | 0 | 0 | 0 | 0 | 0 | 0 | 0 | 0 | 0 | 0 | 0 | 0
CILC-1D | 244468.427 | 244468.427 | 244468.427 | 244468.427 | 244468.427 | 244468.427 | 244468.427 | 244468.427 | 244468.427 | 244468.427 | 244468.427 | 244468.427 | 244468.427 | 244468.427 | 244468.427 | 244468.427 | 244468.427
CILC-1G | 15290.2051 | 15290.2051 | 15290.2051 | 15290.2051 | 15290.2051 | 15290.2051 | 15290.2051 | 15290.2051 | 15290.2051 | 15290.2051 | 15290.2051 | 15290.2051 | 15290.2051 | 15290.2051 | 15290.2051 | 15290.2051 | 15290.2051
GS(T)-1 | 1362644.1835 | 1362644.1835 | 1362644.1835 | 1362644.1835 | 1362644.1835 | 1362644.1835 | 1362644.1835 | 1362644.1835 | 1362644.1835 | 1362644.1835 | 1362644.1835 | 1362644.1835 | 1362644.1835 | 1362644.1835 | 1362644.1835 | 1362644.1835 | 1362644.1835
GSCU-1 | 9513.397 | 9513.397 | 9513.397 | 9513.397 | 9513.397 | 9513.397 | 9513.397 | 9513.397 | 9513.397 | 9513.397 | 9513.397 | 9513.397 | 9513.397 | 9513.397 | 9513.397 | 9513.397 | 9513.397
GSD(T)-1 | 5017960.7756 | 5017960.7756 | 5017960.7756 | 5017960.7756 | 5017960.7756 | 5017960.7756 | 5017960.7756 | 5017960.7756 | 5017960.7756 | 5017960.7756 | 5017960.7756 | 5017960.7756 | 5017960.7756 | 5017960.7756 | 5017960.7756 | 5017960.7756 | 5017960.7756
GSLD(T)-1 | 2043810.6197 | 2043810.6197 | 2043810.6197 | 2043810.6197 | 2043810.6197 | 2043810.6197 | 2043810.6197 | 2043810.6197 | 2043810.6197 | 2043810.6197 | 2043810.6197 | 2043810.6197 | 2043810.6197 | 2043810.6197 | 2043810.6197 | 2043810.6197 | 2043810.6197
GSLD(T)-2 | 270813.0375 | 270813.0375 | 270813.0375 | 270813.0375 | 270813.0375 | 270813.0375 | 270813.0375 | 270813.0375 | 270813.0375 | 270813.0375 | 270813.0375 | 270813.0375 | 270813.0375 | 270813.0375 | 270813.0375 | 270813.0375 | 270813.0375
OL-1 | 28066.3079 | 28066.3079 | 28066.3079 | 28066.3079 | 28066.3079 | 28066.3079 | 28066.3079 | 28066.3079 | 28066.3079 | 28066.3079 | 28066.3079 | 28066.3079 | 28066.3079 | 28066.3079 | 28066.3079 | 28066.3079 | 28066.3079
OS-2 | 8784.3345 | 8784.3345 | 8784.3345 | 8784.3345 | 8784.3345 | 8784.3345 | 8784.3345 | 8784.3345 | 8784.3345 | 8784.3345 | 8784.3345 | 8784.3345 | 8784.3345 | 8784.3345 | 8784.3345 | 8784.3345 | 8784.3345
RS(T)-1 | 13919719.5988 | 13919719.5988 | 13919719.5988 | 13919719.5988 | 13919719.5988 | 13919719.5988 | 13919719.5988 | 13919719.5988 | 13919719.5988 | 13919719.5988 | 13919719.5988 | 13919719.5988 | 13919719.5988 | 13919719.5988 | 13919719.5988 | 13919719.5988 | 13919719.5988
SL-1 | 164075.5402 | 164075.5402 | 164075.5402 | 164075.5402 | 164075.5402 | 164075.5402 | 164075.5402 | 164075.5402 | 164075.5402 | 164075.5402 | 164075.5402 | 164075.5402 | 164075.5402 | 164075.5402 | 164075.5402 | 164075.5402 | 164075.5402
SL-2 | 4422.7304 | 4422.7304 | 4422.7304 | 4422.7304 | 4422.7304 | 4422.7304 | 4422.7304 | 4422.7304 | 4422.7304 | 4422.7304 | 4422.7304 | 4422.7304 | 4422.7304 | 4422.7304 | 4422.7304 | 4422.7304 | 4422.7304
FR:[Total Retail/Wholesale] | 23089569.1571 | 23089569.1571 | 23089569.1571 | 23089569.1571 | 23089569.1571 | 23089569.1571 | 23089569.1571 | 23089569.1571 | 23089569.1571 | 23089569.1571 | 23089569.1571 | 23089569.1571 | 23089569.1571 | 23089569.1571 | 23089569.1571 | 23089569.1571 | 23089569.1571 | 0 | 0 | 0 | 0 | 0 | 0 | 0 | 0 | 0 | 0 | 0 | 0
CILC-1D | 244468.427 | 244468.427 | 244468.427 | 244468.427 | 244468.427 | 244468.427 | 244468.427 | 244468.427 | 244468.427 | 244468.427 | 244468.427 | 244468.427 | 244468.427 | 244468.427 | 244468.427 | 244468.427 | 244468.427 | 244468.427 | 244468.427 | 244468.427 | 244468.427 | 244468.427 | 244468.427 | 244468.427 | 244468.427 | 244468.427 | 244468.427 | 244468.427 | 244468.427
CILC-1G | 15290.2051 | 15290.2051 | 15290.2051 | 15290.2051 | 15290.2051 | 15290.2051 | 15290.2051 | 15290.2051 | 15290.2051 | 15290.2051 | 15290.2051 | 15290.2051 | 15290.2051 | 15290.2051 | 15290.2051 | 15290.2051 | 15290.2051 | 15290.2051 | 15290.2051 | 15290.2051 | 15290.2051 | 15290.2051 | 15290.2051 | 15290.2051 | 15290.2051 | 15290.2051 | 15290.2051 | 15290.2051 | 15290.2051
GS(T)-1 | 1362644.1835 | 1362644.1835 | 1362644.1835 | 1362644.1835 | 1362644.1835 | 1362644.1835 | 1362644.1835 | 1362644.1835 | 1362644.1835 | 1362644.1835 | 1362644.1835 | 1362644.1835 | 1362644.1835 | 1362644.1835 | 1362644.1835 | 1362644.1835 | 1362644.1835 | 1362644.1835 | 1362644.1835 | 1362644.1835 | 1362644.1835 | 1362644.1835 | 1362644.1835 | 1362644.1835 | 1362644.1835 | 1362644.1835 | 1362644.1835 | 1362644.1835 | 1362644.1835
GSCU-1 | 9513.397 | 9513.397 | 9513.397 | 9513.397 | 9513.397 | 9513.397 | 9513.397 | 9513.397 | 9513.397 | 9513.397 | 9513.397 | 9513.397 | 9513.397 | 9513.397 | 9513.397 | 9513.397 | 9513.397 | 9513.397 | 9513.397 | 9513.397 | 9513.397 | 9513.397 | 9513.397 | 9513.397 | 9513.397 | 9513.397 | 9513.397 | 9513.397 | 9513.397
GSD(T)-1 | 5017960.7756 | 5017960.7756 | 5017960.7756 | 5017960.7756 | 5017960.7756 | 5017960.7756 | 5017960.7756 | 5017960.7756 | 5017960.7756 | 5017960.7756 | 5017960.7756 | 5017960.7756 | 5017960.7756 | 5017960.7756 | 5017960.7756 | 5017960.7756 | 5017960.7756 | 5017960.7756 | 5017960.7756 | 5017960.7756 | 5017960.7756 | 5017960.7756 | 5017960.7756 | 5017960.7756 | 5017960.7756 | 5017960.7756 | 5017960.7756 | 5017960.7756 | 5017960.7756
GSLD(T)-1 | 2043810.6197 | 2043810.6197 | 2043810.6197 | 2043810.6197 | 2043810.6197 | 2043810.6197 | 2043810.6197 | 2043810.6197 | 2043810.6197 | 2043810.6197 | 2043810.6197 | 2043810.6197 | 2043810.6197 | 2043810.6197 | 2043810.6197 | 2043810.6197 | 2043810.6197 | 2043810.6197 | 2043810.6197 | 2043810.6197 | 2043810.6197 | 2043810.6197 | 2043810.6197 | 2043810.6197 | 2043810.6197 | 2043810.6197 | 2043810.6197 | 2043810.6197 | 2043810.6197
GSLD(T)-2 | 270813.0375 | 270813.0375 | 270813.0375 | 270813.0375 | 270813.0375 | 270813.0375 | 270813.0375 | 270813.0375 | 270813.0375 | 270813.0375 | 270813.0375 | 270813.0375 | 270813.0375 | 270813.0375 | 270813.0375 | 270813.0375 | 270813.0375 | 270813.0375 | 270813.0375 | 270813.0375 | 270813.0375 | 270813.0375 | 270813.0375 | 270813.0375 | 270813.0375 | 270813.0375 | 270813.0375 | 270813.0375 | 270813.0375
OL-1 | 28066.3079 | 28066.3079 | 28066.3079 | 28066.3079 | 28066.3079 | 28066.3079 | 28066.3079 | 28066.3079 | 28066.3079 | 28066.3079 | 28066.3079 | 28066.3079 | 28066.3079 | 28066.3079 | 28066.3079 | 28066.3079 | 28066.3079 | 28066.3079 | 28066.3079 | 28066.3079 | 28066.3079 | 28066.3079 | 28066.3079 | 28066.3079 | 28066.3079 | 28066.3079 | 28066.3079 | 28066.3079 | 28066.3079
OS-2 | 8784.3345 | 8784.3345 | 8784.3345 | 8784.3345 | 8784.3345 | 8784.3345 | 8784.3345 | 8784.3345 | 8784.3345 | 8784.3345 | 8784.3345 | 8784.3345 | 8784.3345 | 8784.3345 | 8784.3345 | 8784.3345 | 8784.3345 | 8784.3345 | 8784.3345 | 8784.3345 | 8784.3345 | 8784.3345 | 8784.3345 | 8784.3345 | 8784.3345 | 8784.3345 | 8784.3345 | 8784.3345 | 8784.3345
RS(T)-1 | 13919719.5988 | 13919719.5988 | 13919719.5988 | 13919719.5988 | 13919719.5988 | 13919719.5988 | 13919719.5988 | 13919719.5988 | 13919719.5988 | 13919719.5988 | 13919719.5988 | 13919719.5988 | 13919719.5988 | 13919719.5988 | 13919719.5988 | 13919719.5988 | 13919719.5988 | 13919719.5988 | 13919719.5988 | 13919719.5988 | 13919719.5988 | 13919719.5988 | 13919719.5988 | 13919719.5988 | 13919719.5988 | 13919719.5988 | 13919719.5988 | 13919719.5988 | 13919719.5988
SL-1 | 164075.5402 | 164075.5402 | 164075.5402 | 164075.5402 | 164075.5402 | 164075.5402 | 164075.5402 | 164075.5402 | 164075.5402 | 164075.5402 | 164075.5402 | 164075.5402 | 164075.5402 | 164075.5402 | 164075.5402 | 164075.5402 | 164075.5402 | 164075.5402 | 164075.5402 | 164075.5402 | 164075.5402 | 164075.5402 | 164075.5402 | 164075.5402 | 164075.5402 | 164075.5402 | 164075.5402 | 164075.5402 | 164075.5402
SL-2 | 4422.7304 | 4422.7304 | 4422.7304 | 4422.7304 | 4422.7304 | 4422.7304 | 4422.7304 | 4422.7304 | 4422.7304 | 4422.7304 | 4422.7304 | 4422.7304 | 4422.7304 | 4422.7304 | 4422.7304 | 4422.7304 | 4422.7304 | 4422.7304 | 4422.7304 | 4422.7304 | 4422.7304 | 4422.7304 | 4422.7304 | 4422.7304 | 4422.7304 | 4422.7304 | 4422.7304 | 4422.7304 | 4422.7304
FS:[Total Company] | 23089569.1571 | 23089569.1571 | 23089569.1571 | 23089569.1571 | 23089569.1571 | 23089569.1571 | 23089569.1571 | 23089569.1571 | 23089569.1571 | 23089569.1571 | 23089569.1571 | 23089569.1571 | 23089569.1571 | 23089569.1571 | 23089569.1571 | 23089569.1571 | 23089569.1571 | 23089569.1571 | 23089569.1571 | 23089569.1571 | 23089569.1571 | 23089569.1571 | 23089569.1571 | 23089569.1571 | 23089569.1571 | 23089569.1571 | 23089569.1571 | 23089569.1571 | 23089569.1571
FT:[]
FU:[External Factor - FPL105] | 0.010588 | 0.00066221 | 0 | 0.059016 | 0.00041202 | 0.21733 | 0.088517 | 0.011729 | 0 | 0 | 0.0012155 | 0.00038045 | 0.60286 | 0.007106 | 0.00019155 | 0 | 0 | 0 | 0 | 0 | 0 | 0 | 0 | 0 | 0 | 0 | 0 | 0 | 0
FV:[% to Total System] | 0.010588 | 0.00066221 | 0 | 0.059016 | 0.00041202 | 0.21733 | 0.088517 | 0.011729 | 0 | 0 | 0.0012155 | 0.00038045 | 0.60286 | 0.007106 | 0.00019155 | 0 | 0 | 0 | 0 | 0 | 0 | 0 | 0 | 0 | 0 | 0 | 0 | 0 | 0
FW:[]
FX:[FPL106]
FY:[Retail/Wholesale Factor] | 0 | 0 | 0 | 0 | 0 | 0 | 0 | 0 | 0 | 0 | 0 | 0 | 0 | 0 | 0 | 0 | 0 | -1 | -1 | -1 | -1 | -1 | -1 | -1 | -1 | -1 | -1 | -1 | -1
FZ:[]
GA:[12 CP Average (CP_12)] | 353727.5289 | 13686.3611 | 189689.3369 | 1019375.9096 | 8517.8249 | 4053263.0124 | 1645014.1909 | 330640.9249 | 22158.7507 | 14527.4446 | 3063.9793 | 1653.4689 | 11071195.7229 | 17951.5779 | 3963.5047 | 1906.0787 | 10889.8191 | 0 | 130885.395 | 0 | 0 | 195730.9722 | 664359.6395 | 0 | 9786.5486 | 7339.9115 | 3425.292 | 3099.0737 | 0
GB:[Load Control Impact on CP (ADJ_CP12)] | 0 | 0 | 0 | 0 | 0 | 0 | 0 | 0 | 0 | 0 | 0 | 0 | 0 | 0 | 0 | 0 | 0 | 0 | 0 | 0 | 0 | 0 | 0 | 0 | 0 | 0 | 0 | 0 | 0
GC:[Retail/Wholesale Adjustment] | 0 | 0 | 0 | 0 | 0 | 0 | 0 | 0 | 0 | 0 | 0 | 0 | 0 | 0 | 0 | 0 | 0 | 0 | -130885.395 | 0 | 0 | -195730.9722 | -664359.6395 | 0 | -9786.5486 | -7339.9115 | -3425.292 | -3099.0737 | 0
GD:[Adjusted 12 CP] | 353727.5289 | 13686.3611 | 189689.3369 | 1019375.9096 | 8517.8249 | 4053263.0124 | 1645014.1909 | 330640.9249 | 22158.7507 | 14527.4446 | 3063.9793 | 1653.4689 | 11071195.7229 | 17951.5779 | 3963.5047 | 1906.0787 | 10889.8191 | 0 | 0 | 0 | 0 | 0 | 0 | 0 | 0 | 0 | 0 | 0 | 0
GE:[% Transmission - KW (KW_TRANS)] | 0 | 0 | 1 | 0 | 0 | 0 | 0 | 0 | 1 | 0 | 0 | 0 | 0 | 0 | 0 | 0 | 1 | 1 | 1 | 1 | 1 | 1 | 1 | 1 | 1 | 1 | 1 | 1 | 1
GF:[Delivered Demand at Transmission - Expansion Factor (KW_EXP_TR)] | 1.0218 | 1.0218 | 1.0218 | 1.0218 | 1.0218 | 1.0218 | 1.0218 | 1.0218 | 1.0218 | 1.0218 | 1.0218 | 1.0218 | 1.0218 | 1.0218 | 1.0218 | 1.0218 | 1.0218 | 1.0218 | 1.0218 | 1.0218 | 1.0218 | 1.0218 | 1.0218 | 1.0218 | 1.0218 | 1.0218 | 1.0218 | 1.0218 | 1.0218
GG:[Transmission 12CP at Generator] | 0 | 0 | 193826.4614 | 0 | 0 | 0 | 0 | 0 | 22642.033 | 0 | 0 | 0 | 0 | 0 | 0 | 0 | 11127.326 | 0 | 0 | 0 | 0 | 0 | 0 | 0 | 0 | 0 | 0 | 0 | 0
GH:[]
GI:[12 CP Average (CP_12)] | 353727.5289 | 13686.3611 | 189689.3369 | 1019375.9096 | 8517.8249 | 4053263.0124 | 1645014.1909 | 330640.9249 | 22158.7507 | 14527.4446 | 3063.9793 | 1653.4689 | 11071195.7229 | 17951.5779 | 3963.5047 | 1906.0787 | 10889.8191 | 0 | 130885.395 | 0 | 0 | 195730.9722 | 664359.6395 | 0 | 9786.5486 | 7339.9115 | 3425.292 | 3099.0737 | 0
GJ:[Load Control Impact on CP (ADJ_CP12)] | 0 | 0 | 0 | 0 | 0 | 0 | 0 | 0 | 0 | 0 | 0 | 0 | 0 | 0 | 0 | 0 | 0 | 0 | 0 | 0 | 0 | 0 | 0 | 0 | 0 | 0 | 0 | 0 | 0
GK:[Retail/Wholesale Adjustment] | 0 | 0 | 0 | 0 | 0 | 0 | 0 | 0 | 0 | 0 | 0 | 0 | 0 | 0 | 0 | 0 | 0 | 0 | -130885.395 | 0 | 0 | -195730.9722 | -664359.6395 | 0 | -9786.5486 | -7339.9115 | -3425.292 | -3099.0737 | 0
GL:[Adjusted 12 CP] | 353727.5289 | 13686.3611 | 189689.3369 | 1019375.9096 | 8517.8249 | 4053263.0124 | 1645014.1909 | 330640.9249 | 22158.7507 | 14527.4446 | 3063.9793 | 1653.4689 | 11071195.7229 | 17951.5779 | 3963.5047 | 1906.0787 | 10889.8191 | 0 | 0 | 0 | 0 | 0 | 0 | 0 | 0 | 0 | 0 | 0 | 0
GM:[% Primary - KW (KW_PRI)] | 0.39212 | 0.01428 | 0 | 0 | 0 | 0.00288 | 0.03935 | 0.32521 | 0 | 1 | 0 | 1 | 0 | 0 | 0 | 1 | 0 | 0 | 0 | 0 | 0 | 0 | 0 | 0 | 0 | 0 | 0 | 0 | 0
GN:[Delivered Demand at Primary - Expansion Factor (KW_EXP_PR)] | 1.0348 | 1.0348 | 1.0348 | 1.0348 | 1.0348 | 1.0348 | 1.0348 | 1.0348 | 1.0348 | 1.0348 | 1.0348 | 1.0348 | 1.0348 | 1.0348 | 1.0348 | 1.0348 | 1.0348 | 1.0348 | 1.0348 | 1.0348 | 1.0348 | 1.0348 | 1.0348 | 1.0348 | 1.0348 | 1.0348 | 1.0348 | 1.0348 | 1.0348
GO:[Primary 12CP at Generator] | 143529.1382 | 202.2406 | 0 | 0 | 0 | 12079.515 | 66983.3106 | 111268.6251 | 0 | 15032.8544 | 0 | 1710.9931 | 0 | 0 | 0 | 1972.3912 | 0 | 0 | 0 | 0 | 0 | 0 | 0 | 0 | 0 | 0 | 0 | 0 | 0
GP:[]
GQ:[12 CP Average (CP_12)] | 353727.5289 | 13686.3611 | 189689.3369 | 1019375.9096 | 8517.8249 | 4053263.0124 | 1645014.1909 | 330640.9249 | 22158.7507 | 14527.4446 | 3063.9793 | 1653.4689 | 11071195.7229 | 17951.5779 | 3963.5047 | 1906.0787 | 10889.8191 | 0 | 130885.395 | 0 | 0 | 195730.9722 | 664359.6395 | 0 | 9786.5486 | 7339.9115 | 3425.292 | 3099.0737 | 0
GR:[Load Control Impact on CP (ADJ_CP12)] | 0 | 0 | 0 | 0 | 0 | 0 | 0 | 0 | 0 | 0 | 0 | 0 | 0 | 0 | 0 | 0 | 0 | 0 | 0 | 0 | 0 | 0 | 0 | 0 | 0 | 0 | 0 | 0 | 0
GS:[Retail/Wholesale Adjustment] | 0 | 0 | 0 | 0 | 0 | 0 | 0 | 0 | 0 | 0 | 0 | 0 | 0 | 0 | 0 | 0 | 0 | 0 | -130885.395 | 0 | 0 | -195730.9722 | -664359.6395 | 0 | -9786.5486 | -7339.9115 | -3425.292 | -3099.0737 | 0
GT:[Adjusted 12 CP] | 353727.5289 | 13686.3611 | 189689.3369 | 1019375.9096 | 8517.8249 | 4053263.0124 | 1645014.1909 | 330640.9249 | 22158.7507 | 14527.4446 | 3063.9793 | 1653.4689 | 11071195.7229 | 17951.5779 | 3963.5047 | 1906.0787 | 10889.8191 | 0 | 0 | 0 | 0 | 0 | 0 | 0 | 0 | 0 | 0 | 0 | 0
GU:[% Secondary - KW (KW_SEC)] | 0.60788 | 0.98572 | 0 | 1 | 1 | 0.99712 | 0.96065 | 0.67479 | 0 | 0 | 1 | 0 | 1 | 1 | 1 | 0 | 0 | 0 | 0 | 0 | 0 | 0 | 0 | 0 | 0 | 0 | 0 | 0 | 0
GV:[Delivered Demand at Secondary - Expansion Factor (KW_EXP_SEC)] | 1.0643 | 1.0643 | 1.0643 | 1.0643 | 1.0643 | 1.0643 | 1.0643 | 1.0643 | 1.0643 | 1.0643 | 1.0643 | 1.0643 | 1.0643 | 1.0643 | 1.0643 | 1.0643 | 1.0643 | 1.0643 | 1.0643 | 1.0643 | 1.0643 | 1.0643 | 1.0643 | 1.0643 | 1.0643 | 1.0643 | 1.0643 | 1.0643 | 1.0643
GW:[Secondary 12CP at Generator] | 228852.0766 | 14358.5209 | 0 | 1084931.9743 | 9065.6062 | 4301504.2431 | 1681910.8746 | 237461.5989 | 0 | 0 | 3261.0238 | 0 | 11783184.3199 | 19106.0438 | 4218.3977 | 0 | 0 | 0 | 0 | 0 | 0 | 0 | 0 | 0 | 0 | 0 | 0 | 0 | 0
GX:[]
GY:[Transmission 12CP at Generator] | 0 | 0 | 193826.4614 | 0 | 0 | 0 | 0 | 0 | 22642.033 | 0 | 0 | 0 | 0 | 0 | 0 | 0 | 11127.326 | 0 | 0 | 0 | 0 | 0 | 0 | 0 | 0 | 0 | 0 | 0 | 0
GZ:[Primary 12CP at Generator] | 143529.1382 | 202.2406 | 0 | 0 | 0 | 12079.515 | 66983.3106 | 111268.6251 | 0 | 15032.8544 | 0 | 1710.9931 | 0 | 0 | 0 | 1972.3912 | 0 | 0 | 0 | 0 | 0 | 0 | 0 | 0 | 0 | 0 | 0 | 0 | 0
HA:[Secondary 12CP at Generator] | 228852.0766 | 14358.5209 | 0 | 1084931.9743 | 9065.6062 | 4301504.2431 | 1681910.8746 | 237461.5989 | 0 | 0 | 3261.0238 | 0 | 11783184.3199 | 19106.0438 | 4218.3977 | 0 | 0 | 0 | 0 | 0 | 0 | 0 | 0 | 0 | 0 | 0 | 0 | 0 | 0
HB:[Average 12CP Demand at Generator (Retail Only)] | 372381.2148 | 14560.7615 | 193826.4614 | 1084931.9743 | 9065.6062 | 4313583.7581 | 1748894.1853 | 348730.224 | 22642.033 | 15032.8544 | 3261.0238 | 1710.9931 | 11783184.3199 | 19106.0438 | 4218.3977 | 1972.3912 | 11127.326 | 0 | 0 | 0 | 0 | 0 | 0 | 0 | 0 | 0 | 0 | 0 | 0
CILC-1D | 372381.2148 | 372381.2148 | 372381.2148 | 372381.2148 | 372381.2148 | 372381.2148 | 372381.2148 | 372381.2148 | 372381.2148 | 372381.2148 | 372381.2148 | 372381.2148 | 372381.2148 | 372381.2148 | 372381.2148 | 372381.2148 | 372381.2148
CILC-1G | 14560.7615 | 14560.7615 | 14560.7615 | 14560.7615 | 14560.7615 | 14560.7615 | 14560.7615 | 14560.7615 | 14560.7615 | 14560.7615 | 14560.7615 | 14560.7615 | 14560.7615 | 14560.7615 | 14560.7615 | 14560.7615 | 14560.7615
CILC-1T | 193826.4614 | 193826.4614 | 193826.4614 | 193826.4614 | 193826.4614 | 193826.4614 | 193826.4614 | 193826.4614 | 193826.4614 | 193826.4614 | 193826.4614 | 193826.4614 | 193826.4614 | 193826.4614 | 193826.4614 | 193826.4614 | 193826.4614
GS(T)-1 | 1084931.9743 | 1084931.9743 | 1084931.9743 | 1084931.9743 | 1084931.9743 | 1084931.9743 | 1084931.9743 | 1084931.9743 | 1084931.9743 | 1084931.9743 | 1084931.9743 | 1084931.9743 | 1084931.9743 | 1084931.9743 | 1084931.9743 | 1084931.9743 | 1084931.9743
GSCU-1 | 9065.6062 | 9065.6062 | 9065.6062 | 9065.6062 | 9065.6062 | 9065.6062 | 9065.6062 | 9065.6062 | 9065.6062 | 9065.6062 | 9065.6062 | 9065.6062 | 9065.6062 | 9065.6062 | 9065.6062 | 9065.6062 | 9065.6062
GSD(T)-1 | 4313583.7581 | 4313583.7581 | 4313583.7581 | 4313583.7581 | 4313583.7581 | 4313583.7581 | 4313583.7581 | 4313583.7581 | 4313583.7581 | 4313583.7581 | 4313583.7581 | 4313583.7581 | 4313583.7581 | 4313583.7581 | 4313583.7581 | 4313583.7581 | 4313583.7581
GSLD(T)-1 | 1748894.1853 | 1748894.1853 | 1748894.1853 | 1748894.1853 | 1748894.1853 | 1748894.1853 | 1748894.1853 | 1748894.1853 | 1748894.1853 | 1748894.1853 | 1748894.1853 | 1748894.1853 | 1748894.1853 | 1748894.1853 | 1748894.1853 | 1748894.1853 | 1748894.1853
GSLD(T)-2 | 348730.224 | 348730.224 | 348730.224 | 348730.224 | 348730.224 | 348730.224 | 348730.224 | 348730.224 | 348730.224 | 348730.224 | 348730.224 | 348730.224 | 348730.224 | 348730.224 | 348730.224 | 348730.224 | 348730.224
GSLD(T)-3 | 22642.033 | 22642.033 | 22642.033 | 22642.033 | 22642.033 | 22642.033 | 22642.033 | 22642.033 | 22642.033 | 22642.033 | 22642.033 | 22642.033 | 22642.033 | 22642.033 | 22642.033 | 22642.033 | 22642.033
MET | 15032.8544 | 15032.8544 | 15032.8544 | 15032.8544 | 15032.8544 | 15032.8544 | 15032.8544 | 15032.8544 | 15032.8544 | 15032.8544 | 15032.8544 | 15032.8544 | 15032.8544 | 15032.8544 | 15032.8544 | 15032.8544 | 15032.8544
OL-1 | 3261.0238 | 3261.0238 | 3261.0238 | 3261.0238 | 3261.0238 | 3261.0238 | 3261.0238 | 3261.0238 | 3261.0238 | 3261.0238 | 3261.0238 | 3261.0238 | 3261.0238 | 3261.0238 | 3261.0238 | 3261.0238 | 3261.0238
OS-2 | 1710.9931 | 1710.9931 | 1710.9931 | 1710.9931 | 1710.9931 | 1710.9931 | 1710.9931 | 1710.9931 | 1710.9931 | 1710.9931 | 1710.9931 | 1710.9931 | 1710.9931 | 1710.9931 | 1710.9931 | 1710.9931 | 1710.9931
RS(T)-1 | 11783184.3199 | 11783184.3199 | 11783184.3199 | 11783184.3199 | 11783184.3199 | 11783184.3199 | 11783184.3199 | 11783184.3199 | 11783184.3199 | 11783184.3199 | 11783184.3199 | 11783184.3199 | 11783184.3199 | 11783184.3199 | 11783184.3199 | 11783184.3199 | 11783184.3199
SL-1 | 19106.0438 | 19106.0438 | 19106.0438 | 19106.0438 | 19106.0438 | 19106.0438 | 19106.0438 | 19106.0438 | 19106.0438 | 19106.0438 | 19106.0438 | 19106.0438 | 19106.0438 | 19106.0438 | 19106.0438 | 19106.0438 | 19106.0438
SL-2 | 4218.3977 | 4218.3977 | 4218.3977 | 4218.3977 | 4218.3977 | 4218.3977 | 4218.3977 | 4218.3977 | 4218.3977 | 4218.3977 | 4218.3977 | 4218.3977 | 4218.3977 | 4218.3977 | 4218.3977 | 4218.3977 | 4218.3977
SST-DST | 1972.3912 | 1972.3912 | 1972.3912 | 1972.3912 | 1972.3912 | 1972.3912 | 1972.3912 | 1972.3912 | 1972.3912 | 1972.3912 | 1972.3912 | 1972.3912 | 1972.3912 | 1972.3912 | 1972.3912 | 1972.3912 | 1972.3912
SST-TST | 11127.326 | 11127.326 | 11127.326 | 11127.326 | 11127.326 | 11127.326 | 11127.326 | 11127.326 | 11127.326 | 11127.326 | 11127.326 | 11127.326 | 11127.326 | 11127.326 | 11127.326 | 11127.326 | 11127.326
HC:[Total Retail/Wholesale] | 19948229.5685 | 19948229.5685 | 19948229.5685 | 19948229.5685 | 19948229.5685 | 19948229.5685 | 19948229.5685 | 19948229.5685 | 19948229.5685 | 19948229.5685 | 19948229.5685 | 19948229.5685 | 19948229.5685 | 19948229.5685 | 19948229.5685 | 19948229.5685 | 19948229.5685 | 0 | 0 | 0 | 0 | 0 | 0 | 0 | 0 | 0 | 0 | 0 | 0
HD:[]
HE:[External Factor - FPL106] | 0.018667 | 0.00072993 | 0.0097165 | 0.054387 | 0.00045446 | 0.21624 | 0.087672 | 0.017482 | 0.001135 | 0.00075359 | 0.00016347 | 8.5772e-05 | 0.59069 | 0.00095778 | 0.00021147 | 9.8876e-05 | 0.00055781 | 0 | 0 | 0 | 0 | 0 | 0 | 0 | 0 | 0 | 0 | 0 | 0
HF:[% to Total System] | 0.018667 | 0.00072993 | 0.0097165 | 0.054387 | 0.00045446 | 0.21624 | 0.087672 | 0.017482 | 0.001135 | 0.00075359 | 0.00016347 | 8.5772e-05 | 0.59069 | 0.00095778 | 0.00021147 | 9.8876e-05 | 0.00055781 | 0 | 0 | 0 | 0 | 0 | 0 | 0 | 0 | 0 | 0 | 0 | 0
HG:[]
HH:[FPL109]
HI:[Adjustment Flag] | 0 | 0 | -1 | 0 | 0 | 0 | 0 | 0 | -1 | -1 | 0 | 0 | 0 | 0 | 0 | -1 | -1 | -1 | -1 | -1 | -1 | -1 | -1 | -1 | -1 | -1 | -1 | -1 | -1
HJ:[Adjusted Max NCP] | 452571.7854 | 17767.6911 | 252149.2218 | 2167389.2836 | 9210.1262 | 6198596.763 | 2370790.9335 | 464926.2364 | 41481.4652 | 21598.139 | 26370.4258 | 14627.7311 | 33614104.9441 | 154161.4193 | 4155.4908 | 11574.606 | 118491.9102 | 0 | 158739.9096 | 0 | 0 | 200001 | 783476.677 | 0 | 60001 | 45001 | 21001 | 19001 | 0
HK:[Adjustment to NCP] | 0 | 0 | -252149.2218 | 0 | 0 | 0 | 0 | 0 | -41481.4652 | -21598.139 | 0 | 0 | 0 | 0 | 0 | -11574.606 | -118491.9102 | 0 | -158739.9096 | 0 | 0 | -200001 | -783476.677 | 0 | -60001 | -45001 | -21001 | -19001 | 0
HL:[Adjusted Max NCP] | 452571.7854 | 17767.6911 | 0 | 2167389.2836 | 9210.1262 | 6198596.763 | 2370790.9335 | 464926.2364 | 0 | 0 | 26370.4258 | 14627.7311 | 33614104.9441 | 154161.4193 | 4155.4908 | 0 | 0 | 0 | 0 | 0 | 0 | 0 | 0 | 0 | 0 | 0 | 0 | 0 | 0
HM:[% Secondary - KW (KW_SEC)] | 0.60788 | 0.98572 | 0 | 1 | 1 | 0.99712 | 0.96065 | 0.67479 | 0 | 0 | 1 | 0.74866 | 1 | 1 | 1 | 0 | 0 | 0 | 0 | 0 | 0 | 0 | 0 | 0 | 0 | 0 | 0 | 0 | 0
HN:[Delivered Demand at Secondary - Expansion Factor (KW_EXP_SEC)] | 1.0643 | 1.0643 | 1.0643 | 1.0643 | 1.0643 | 1.0643 | 1.0643 | 1.0643 | 1.0643 | 1.0643 | 1.0643 | 1.0643 | 1.0643 | 1.0643 | 1.0643 | 1.0643 | 1.0643 | 1.0643 | 1.0643 | 1.0643 | 1.0643 | 1.0643 | 1.0643 | 1.0643 | 1.0643 | 1.0643 | 1.0643 | 1.0643 | 1.0643
HO:[Secondary Customer Non-Coincident Peak Demand] | 292801.6183 | 18640.2918 | 0 | 2306774.0884 | 9802.4294 | 6578228.5026 | 2423966.3552 | 333903.3954 | 0 | 0 | 28066.3079 | 11655.4686 | 35775828.0331 | 164075.5402 | 4422.7304 | 0 | 0 | 0 | 0 | 0 | 0 | 0 | 0 | 0 | 0 | 0 | 0 | 0 | 0
CILC-1D | 292801.6183 | 292801.6183 | 292801.6183 | 292801.6183 | 292801.6183 | 292801.6183 | 292801.6183 | 292801.6183 | 292801.6183 | 292801.6183 | 292801.6183 | 292801.6183 | 292801.6183 | 292801.6183 | 292801.6183 | 292801.6183 | 292801.6183
CILC-1G | 18640.2918 | 18640.2918 | 18640.2918 | 18640.2918 | 18640.2918 | 18640.2918 | 18640.2918 | 18640.2918 | 18640.2918 | 18640.2918 | 18640.2918 | 18640.2918 | 18640.2918 | 18640.2918 | 18640.2918 | 18640.2918 | 18640.2918
GS(T)-1 | 2306774.0884 | 2306774.0884 | 2306774.0884 | 2306774.0884 | 2306774.0884 | 2306774.0884 | 2306774.0884 | 2306774.0884 | 2306774.0884 | 2306774.0884 | 2306774.0884 | 2306774.0884 | 2306774.0884 | 2306774.0884 | 2306774.0884 | 2306774.0884 | 2306774.0884
GSCU-1 | 9802.4294 | 9802.4294 | 9802.4294 | 9802.4294 | 9802.4294 | 9802.4294 | 9802.4294 | 9802.4294 | 9802.4294 | 9802.4294 | 9802.4294 | 9802.4294 | 9802.4294 | 9802.4294 | 9802.4294 | 9802.4294 | 9802.4294
GSD(T)-1 | 6578228.5026 | 6578228.5026 | 6578228.5026 | 6578228.5026 | 6578228.5026 | 6578228.5026 | 6578228.5026 | 6578228.5026 | 6578228.5026 | 6578228.5026 | 6578228.5026 | 6578228.5026 | 6578228.5026 | 6578228.5026 | 6578228.5026 | 6578228.5026 | 6578228.5026
GSLD(T)-1 | 2423966.3552 | 2423966.3552 | 2423966.3552 | 2423966.3552 | 2423966.3552 | 2423966.3552 | 2423966.3552 | 2423966.3552 | 2423966.3552 | 2423966.3552 | 2423966.3552 | 2423966.3552 | 2423966.3552 | 2423966.3552 | 2423966.3552 | 2423966.3552 | 2423966.3552
GSLD(T)-2 | 333903.3954 | 333903.3954 | 333903.3954 | 333903.3954 | 333903.3954 | 333903.3954 | 333903.3954 | 333903.3954 | 333903.3954 | 333903.3954 | 333903.3954 | 333903.3954 | 333903.3954 | 333903.3954 | 333903.3954 | 333903.3954 | 333903.3954
OL-1 | 28066.3079 | 28066.3079 | 28066.3079 | 28066.3079 | 28066.3079 | 28066.3079 | 28066.3079 | 28066.3079 | 28066.3079 | 28066.3079 | 28066.3079 | 28066.3079 | 28066.3079 | 28066.3079 | 28066.3079 | 28066.3079 | 28066.3079
OS-2 | 11655.4686 | 11655.4686 | 11655.4686 | 11655.4686 | 11655.4686 | 11655.4686 | 11655.4686 | 11655.4686 | 11655.4686 | 11655.4686 | 11655.4686 | 11655.4686 | 11655.4686 | 11655.4686 | 11655.4686 | 11655.4686 | 11655.4686
RS(T)-1 | 35775828.0331 | 35775828.0331 | 35775828.0331 | 35775828.0331 | 35775828.0331 | 35775828.0331 | 35775828.0331 | 35775828.0331 | 35775828.0331 | 35775828.0331 | 35775828.0331 | 35775828.0331 | 35775828.0331 | 35775828.0331 | 35775828.0331 | 35775828.0331 | 35775828.0331
SL-1 | 164075.5402 | 164075.5402 | 164075.5402 | 164075.5402 | 164075.5402 | 164075.5402 | 164075.5402 | 164075.5402 | 164075.5402 | 164075.5402 | 164075.5402 | 164075.5402 | 164075.5402 | 164075.5402 | 164075.5402 | 164075.5402 | 164075.5402
SL-2 | 4422.7304 | 4422.7304 | 4422.7304 | 4422.7304 | 4422.7304 | 4422.7304 | 4422.7304 | 4422.7304 | 4422.7304 | 4422.7304 | 4422.7304 | 4422.7304 | 4422.7304 | 4422.7304 | 4422.7304 | 4422.7304 | 4422.7304
HP:[Total Retail/Wholesale] | 47948164.7615 | 47948164.7615 | 47948164.7615 | 47948164.7615 | 47948164.7615 | 47948164.7615 | 47948164.7615 | 47948164.7615 | 47948164.7615 | 47948164.7615 | 47948164.7615 | 47948164.7615 | 47948164.7615 | 47948164.7615 | 47948164.7615 | 47948164.7615 | 47948164.7615 | 0 | 0 | 0 | 0 | 0 | 0 | 0 | 0 | 0 | 0 | 0 | 0
CILC-1D | 292801.6183 | 292801.6183 | 292801.6183 | 292801.6183 | 292801.6183 | 292801.6183 | 292801.6183 | 292801.6183 | 292801.6183 | 292801.6183 | 292801.6183 | 292801.6183 | 292801.6183 | 292801.6183 | 292801.6183 | 292801.6183 | 292801.6183 | 292801.6183 | 292801.6183 | 292801.6183 | 292801.6183 | 292801.6183 | 292801.6183 | 292801.6183 | 292801.6183 | 292801.6183 | 292801.6183 | 292801.6183 | 292801.6183
CILC-1G | 18640.2918 | 18640.2918 | 18640.2918 | 18640.2918 | 18640.2918 | 18640.2918 | 18640.2918 | 18640.2918 | 18640.2918 | 18640.2918 | 18640.2918 | 18640.2918 | 18640.2918 | 18640.2918 | 18640.2918 | 18640.2918 | 18640.2918 | 18640.2918 | 18640.2918 | 18640.2918 | 18640.2918 | 18640.2918 | 18640.2918 | 18640.2918 | 18640.2918 | 18640.2918 | 18640.2918 | 18640.2918 | 18640.2918
GS(T)-1 | 2306774.0884 | 2306774.0884 | 2306774.0884 | 2306774.0884 | 2306774.0884 | 2306774.0884 | 2306774.0884 | 2306774.0884 | 2306774.0884 | 2306774.0884 | 2306774.0884 | 2306774.0884 | 2306774.0884 | 2306774.0884 | 2306774.0884 | 2306774.0884 | 2306774.0884 | 2306774.0884 | 2306774.0884 | 2306774.0884 | 2306774.0884 | 2306774.0884 | 2306774.0884 | 2306774.0884 | 2306774.0884 | 2306774.0884 | 2306774.0884 | 2306774.0884 | 2306774.0884
GSCU-1 | 9802.4294 | 9802.4294 | 9802.4294 | 9802.4294 | 9802.4294 | 9802.4294 | 9802.4294 | 9802.4294 | 9802.4294 | 9802.4294 | 9802.4294 | 9802.4294 | 9802.4294 | 9802.4294 | 9802.4294 | 9802.4294 | 9802.4294 | 9802.4294 | 9802.4294 | 9802.4294 | 9802.4294 | 9802.4294 | 9802.4294 | 9802.4294 | 9802.4294 | 9802.4294 | 9802.4294 | 9802.4294 | 9802.4294
GSD(T)-1 | 6578228.5026 | 6578228.5026 | 6578228.5026 | 6578228.5026 | 6578228.5026 | 6578228.5026 | 6578228.5026 | 6578228.5026 | 6578228.5026 | 6578228.5026 | 6578228.5026 | 6578228.5026 | 6578228.5026 | 6578228.5026 | 6578228.5026 | 6578228.5026 | 6578228.5026 | 6578228.5026 | 6578228.5026 | 6578228.5026 | 6578228.5026 | 6578228.5026 | 6578228.5026 | 6578228.5026 | 6578228.5026 | 6578228.5026 | 6578228.5026 | 6578228.5026 | 6578228.5026
GSLD(T)-1 | 2423966.3552 | 2423966.3552 | 2423966.3552 | 2423966.3552 | 2423966.3552 | 2423966.3552 | 2423966.3552 | 2423966.3552 | 2423966.3552 | 2423966.3552 | 2423966.3552 | 2423966.3552 | 2423966.3552 | 2423966.3552 | 2423966.3552 | 2423966.3552 | 2423966.3552 | 2423966.3552 | 2423966.3552 | 2423966.3552 | 2423966.3552 | 2423966.3552 | 2423966.3552 | 2423966.3552 | 2423966.3552 | 2423966.3552 | 2423966.3552 | 2423966.3552 | 2423966.3552
GSLD(T)-2 | 333903.3954 | 333903.3954 | 333903.3954 | 333903.3954 | 333903.3954 | 333903.3954 | 333903.3954 | 333903.3954 | 333903.3954 | 333903.3954 | 333903.3954 | 333903.3954 | 333903.3954 | 333903.3954 | 333903.3954 | 333903.3954 | 333903.3954 | 333903.3954 | 333903.3954 | 333903.3954 | 333903.3954 | 333903.3954 | 333903.3954 | 333903.3954 | 333903.3954 | 333903.3954 | 333903.3954 | 333903.3954 | 333903.3954
OL-1 | 28066.3079 | 28066.3079 | 28066.3079 | 28066.3079 | 28066.3079 | 28066.3079 | 28066.3079 | 28066.3079 | 28066.3079 | 28066.3079 | 28066.3079 | 28066.3079 | 28066.3079 | 28066.3079 | 28066.3079 | 28066.3079 | 28066.3079 | 28066.3079 | 28066.3079 | 28066.3079 | 28066.3079 | 28066.3079 | 28066.3079 | 28066.3079 | 28066.3079 | 28066.3079 | 28066.3079 | 28066.3079 | 28066.3079
OS-2 | 11655.4686 | 11655.4686 | 11655.4686 | 11655.4686 | 11655.4686 | 11655.4686 | 11655.4686 | 11655.4686 | 11655.4686 | 11655.4686 | 11655.4686 | 11655.4686 | 11655.4686 | 11655.4686 | 11655.4686 | 11655.4686 | 11655.4686 | 11655.4686 | 11655.4686 | 11655.4686 | 11655.4686 | 11655.4686 | 11655.4686 | 11655.4686 | 11655.4686 | 11655.4686 | 11655.4686 | 11655.4686 | 11655.4686
RS(T)-1 | 35775828.0331 | 35775828.0331 | 35775828.0331 | 35775828.0331 | 35775828.0331 | 35775828.0331 | 35775828.0331 | 35775828.0331 | 35775828.0331 | 35775828.0331 | 35775828.0331 | 35775828.0331 | 35775828.0331 | 35775828.0331 | 35775828.0331 | 35775828.0331 | 35775828.0331 | 35775828.0331 | 35775828.0331 | 35775828.0331 | 35775828.0331 | 35775828.0331 | 35775828.0331 | 35775828.0331 | 35775828.0331 | 35775828.0331 | 35775828.0331 | 35775828.0331 | 35775828.0331
SL-1 | 164075.5402 | 164075.5402 | 164075.5402 | 164075.5402 | 164075.5402 | 164075.5402 | 164075.5402 | 164075.5402 | 164075.5402 | 164075.5402 | 164075.5402 | 164075.5402 | 164075.5402 | 164075.5402 | 164075.5402 | 164075.5402 | 164075.5402 | 164075.5402 | 164075.5402 | 164075.5402 | 164075.5402 | 164075.5402 | 164075.5402 | 164075.5402 | 164075.5402 | 164075.5402 | 164075.5402 | 164075.5402 | 164075.5402
SL-2 | 4422.7304 | 4422.7304 | 4422.7304 | 4422.7304 | 4422.7304 | 4422.7304 | 4422.7304 | 4422.7304 | 4422.7304 | 4422.7304 | 4422.7304 | 4422.7304 | 4422.7304 | 4422.7304 | 4422.7304 | 4422.7304 | 4422.7304 | 4422.7304 | 4422.7304 | 4422.7304 | 4422.7304 | 4422.7304 | 4422.7304 | 4422.7304 | 4422.7304 | 4422.7304 | 4422.7304 | 4422.7304 | 4422.7304
HQ:[Total Company] | 47948164.7615 | 47948164.7615 | 47948164.7615 | 47948164.7615 | 47948164.7615 | 47948164.7615 | 47948164.7615 | 47948164.7615 | 47948164.7615 | 47948164.7615 | 47948164.7615 | 47948164.7615 | 47948164.7615 | 47948164.7615 | 47948164.7615 | 47948164.7615 | 47948164.7615 | 47948164.7615 | 47948164.7615 | 47948164.7615 | 47948164.7615 | 47948164.7615 | 47948164.7615 | 47948164.7615 | 47948164.7615 | 47948164.7615 | 47948164.7615 | 47948164.7615 | 47948164.7615
HR:[]
HS:[External Factor - FPL109] | 0.0061066 | 0.00038876 | 0 | 0.04811 | 0.00020444 | 0.13719 | 0.050554 | 0.0069638 | 0 | 0 | 0.00058535 | 0.00024308 | 0.74614 | 0.0034219 | 9.224e-05 | 0 | 0 | 0 | 0 | 0 | 0 | 0 | 0 | 0 | 0 | 0 | 0 | 0 | 0
HT:[% to Total System] | 0.0061066 | 0.00038876 | 0 | 0.04811 | 0.00020444 | 0.13719 | 0.050554 | 0.0069638 | 0 | 0 | 0.00058535 | 0.00024308 | 0.74614 | 0.0034219 | 9.224e-05 | 0 | 0 | 0 | 0 | 0 | 0 | 0 | 0 | 0 | 0 | 0 | 0 | 0 | 0
HU:[]
HV:[FPL120]
HW:[Adjusted 12 CP Average (Adjusted CP_12)] | 353727.5289 | 13686.3611 | 189689.3369 | 1019375.9096 | 8517.8249 | 4053263.0124 | 1645014.1909 | 330640.9249 | 22158.7507 | 14527.4446 | 3063.9793 | 1653.4689 | 11071195.7229 | 17951.5779 | 3963.5047 | 1906.0787 | 10889.8191 | 0 | 130885.395 | 0 | 0 | 195730.9722 | 664359.6395 | 0 | 9786.5486 | 7339.9115 | 3425.292 | 3099.0737 | 0
HX:[% Transmission - KW (KW_TRANS)] | 0 | 0 | 1 | 0 | 0 | 0 | 0 | 0 | 1 | 0 | 0 | 0 | 0 | 0 | 0 | 0 | 1 | 1 | 1 | 1 | 1 | 1 | 1 | 1 | 1 | 1 | 1 | 1 | 1
HY:[Delivered Demand at Transmission - Expansion Factor (KW_EXP_TR)] | 1.0218 | 1.0218 | 1.0218 | 1.0218 | 1.0218 | 1.0218 | 1.0218 | 1.0218 | 1.0218 | 1.0218 | 1.0218 | 1.0218 | 1.0218 | 1.0218 | 1.0218 | 1.0218 | 1.0218 | 1.0218 | 1.0218 | 1.0218 | 1.0218 | 1.0218 | 1.0218 | 1.0218 | 1.0218 | 1.0218 | 1.0218 | 1.0218 | 1.0218
HZ:[Transmission 12CP at Generator] | 0 | 0 | 193826.4614 | 0 | 0 | 0 | 0 | 0 | 22642.033 | 0 | 0 | 0 | 0 | 0 | 0 | 0 | 11127.326 | 0 | 133740.0054 | 0 | 0 | 199999.8647 | 678849.3232 | 0 | 9999.9932 | 7499.9949 | 3499.9976 | 3166.6645 | 0
IA:[]
IB:[Adjusted 12 CP Average (Adjusted CP_12)] | 353727.5289 | 13686.3611 | 189689.3369 | 1019375.9096 | 8517.8249 | 4053263.0124 | 1645014.1909 | 330640.9249 | 22158.7507 | 14527.4446 | 3063.9793 | 1653.4689 | 11071195.7229 | 17951.5779 | 3963.5047 | 1906.0787 | 10889.8191 | 0 | 130885.395 | 0 | 0 | 195730.9722 | 664359.6395 | 0 | 9786.5486 | 7339.9115 | 3425.292 | 3099.0737 | 0
IC:[% Primary - KW (KW_PRI)] | 0.39212 | 0.01428 | 0 | 0 | 0 | 0.00288 | 0.03935 | 0.32521 | 0 | 1 | 0 | 1 | 0 | 0 | 0 | 1 | 0 | 0 | 0 | 0 | 0 | 0 | 0 | 0 | 0 | 0 | 0 | 0 | 0
ID:[Delivered Demand at Primary - Expansion Factor (KW_EXP_PR)] | 1.0348 | 1.0348 | 1.0348 | 1.0348 | 1.0348 | 1.0348 | 1.0348 | 1.0348 | 1.0348 | 1.0348 | 1.0348 | 1.0348 | 1.0348 | 1.0348 | 1.0348 | 1.0348 | 1.0348 | 1.0348 | 1.0348 | 1.0348 | 1.0348 | 1.0348 | 1.0348 | 1.0348 | 1.0348 | 1.0348 | 1.0348 | 1.0348 | 1.0348
IE:[Primary 12CP at Generator] | 143529.1382 | 202.2406 | 0 | 0 | 0 | 12079.515 | 66983.3106 | 111268.6251 | 0 | 15032.8544 | 0 | 1710.9931 | 0 | 0 | 0 | 1972.3912 | 0 | 0 | 0 | 0 | 0 | 0 | 0 | 0 | 0 | 0 | 0 | 0 | 0
IG:[]
IH:[Adjusted 12 CP Average (Adjusted CP_12)] | 353727.5289 | 13686.3611 | 189689.3369 | 1019375.9096 | 8517.8249 | 4053263.0124 | 1645014.1909 | 330640.9249 | 22158.7507 | 14527.4446 | 3063.9793 | 1653.4689 | 11071195.7229 | 17951.5779 | 3963.5047 | 1906.0787 | 10889.8191 | 0 | 130885.395 | 0 | 0 | 195730.9722 | 664359.6395 | 0 | 9786.5486 | 7339.9115 | 3425.292 | 3099.0737 | 0
II:[% Secondary - KW (KW_SEC)] | 0.60788 | 0.98572 | 0 | 1 | 1 | 0.99712 | 0.96065 | 0.67479 | 0 | 0 | 1 | 0 | 1 | 1 | 1 | 0 | 0 | 0 | 0 | 0 | 0 | 0 | 0 | 0 | 0 | 0 | 0 | 0 | 0
IJ:[Delivered Demand at Secondary - Expansion Factor (KW_EXP_SEC)] | 1.0643 | 1.0643 | 1.0643 | 1.0643 | 1.0643 | 1.0643 | 1.0643 | 1.0643 | 1.0643 | 1.0643 | 1.0643 | 1.0643 | 1.0643 | 1.0643 | 1.0643 | 1.0643 | 1.0643 | 1.0643 | 1.0643 | 1.0643 | 1.0643 | 1.0643 | 1.0643 | 1.0643 | 1.0643 | 1.0643 | 1.0643 | 1.0643 | 1.0643
IK:[Secondary 12CP at Generator] | 228852.0766 | 14358.5209 | 0 | 1084931.9743 | 9065.6062 | 4301504.2431 | 1681910.8746 | 237461.5989 | 0 | 0 | 3261.0238 | 0 | 11783184.3199 | 19106.0438 | 4218.3977 | 0 | 0 | 0 | 0 | 0 | 0 | 0 | 0 | 0 | 0 | 0 | 0 | 0 | 0
IL:[]
IM:[Transmission 12CP at Generator] | 0 | 0 | 193826.4614 | 0 | 0 | 0 | 0 | 0 | 22642.033 | 0 | 0 | 0 | 0 | 0 | 0 | 0 | 11127.326 | 0 | 133740.0054 | 0 | 0 | 199999.8647 | 678849.3232 | 0 | 9999.9932 | 7499.9949 | 3499.9976 | 3166.6645 | 0
IN:[Primary 12CP at Generator] | 143529.1382 | 202.2406 | 0 | 0 | 0 | 12079.515 | 66983.3106 | 111268.6251 | 0 | 15032.8544 | 0 | 1710.9931 | 0 | 0 | 0 | 1972.3912 | 0 | 0 | 0 | 0 | 0 | 0 | 0 | 0 | 0 | 0 | 0 | 0 | 0
IO:[Secondary 12CP at Generator] | 228852.0766 | 14358.5209 | 0 | 1084931.9743 | 9065.6062 | 4301504.2431 | 1681910.8746 | 237461.5989 | 0 | 0 | 3261.0238 | 0 | 11783184.3199 | 19106.0438 | 4218.3977 | 0 | 0 | 0 | 0 | 0 | 0 | 0 | 0 | 0 | 0 | 0 | 0 | 0 | 0
IP:[Average 12CP Demand (Capacity Clause)] | 372381.2148 | 14560.7615 | 193826.4614 | 1084931.9743 | 9065.6062 | 4313583.7581 | 1748894.1853 | 348730.224 | 22642.033 | 15032.8544 | 3261.0238 | 1710.9931 | 11783184.3199 | 19106.0438 | 4218.3977 | 1972.3912 | 11127.326 | 0 | 133740.0054 | 0 | 0 | 199999.8647 | 678849.3232 | 0 | 9999.9932 | 7499.9949 | 3499.9976 | 3166.6645 | 0
CILC-1D | 372381.2148 | 372381.2148 | 372381.2148 | 372381.2148 | 372381.2148 | 372381.2148 | 372381.2148 | 372381.2148 | 372381.2148 | 372381.2148 | 372381.2148 | 372381.2148 | 372381.2148 | 372381.2148 | 372381.2148 | 372381.2148 | 372381.2148
CILC-1G | 14560.7615 | 14560.7615 | 14560.7615 | 14560.7615 | 14560.7615 | 14560.7615 | 14560.7615 | 14560.7615 | 14560.7615 | 14560.7615 | 14560.7615 | 14560.7615 | 14560.7615 | 14560.7615 | 14560.7615 | 14560.7615 | 14560.7615
CILC-1T | 193826.4614 | 193826.4614 | 193826.4614 | 193826.4614 | 193826.4614 | 193826.4614 | 193826.4614 | 193826.4614 | 193826.4614 | 193826.4614 | 193826.4614 | 193826.4614 | 193826.4614 | 193826.4614 | 193826.4614 | 193826.4614 | 193826.4614
GS(T)-1 | 1084931.9743 | 1084931.9743 | 1084931.9743 | 1084931.9743 | 1084931.9743 | 1084931.9743 | 1084931.9743 | 1084931.9743 | 1084931.9743 | 1084931.9743 | 1084931.9743 | 1084931.9743 | 1084931.9743 | 1084931.9743 | 1084931.9743 | 1084931.9743 | 1084931.9743
GSCU-1 | 9065.6062 | 9065.6062 | 9065.6062 | 9065.6062 | 9065.6062 | 9065.6062 | 9065.6062 | 9065.6062 | 9065.6062 | 9065.6062 | 9065.6062 | 9065.6062 | 9065.6062 | 9065.6062 | 9065.6062 | 9065.6062 | 9065.6062
GSD(T)-1 | 4313583.7581 | 4313583.7581 | 4313583.7581 | 4313583.7581 | 4313583.7581 | 4313583.7581 | 4313583.7581 | 4313583.7581 | 4313583.7581 | 4313583.7581 | 4313583.7581 | 4313583.7581 | 4313583.7581 | 4313583.7581 | 4313583.7581 | 4313583.7581 | 4313583.7581
GSLD(T)-1 | 1748894.1853 | 1748894.1853 | 1748894.1853 | 1748894.1853 | 1748894.1853 | 1748894.1853 | 1748894.1853 | 1748894.1853 | 1748894.1853 | 1748894.1853 | 1748894.1853 | 1748894.1853 | 1748894.1853 | 1748894.1853 | 1748894.1853 | 1748894.1853 | 1748894.1853
GSLD(T)-2 | 348730.224 | 348730.224 | 348730.224 | 348730.224 | 348730.224 | 348730.224 | 348730.224 | 348730.224 | 348730.224 | 348730.224 | 348730.224 | 348730.224 | 348730.224 | 348730.224 | 348730.224 | 348730.224 | 348730.224
GSLD(T)-3 | 22642.033 | 22642.033 | 22642.033 | 22642.033 | 22642.033 | 22642.033 | 22642.033 | 22642.033 | 22642.033 | 22642.033 | 22642.033 | 22642.033 | 22642.033 | 22642.033 | 22642.033 | 22642.033 | 22642.033
MET | 15032.8544 | 15032.8544 | 15032.8544 | 15032.8544 | 15032.8544 | 15032.8544 | 15032.8544 | 15032.8544 | 15032.8544 | 15032.8544 | 15032.8544 | 15032.8544 | 15032.8544 | 15032.8544 | 15032.8544 | 15032.8544 | 15032.8544
OL-1 | 3261.0238 | 3261.0238 | 3261.0238 | 3261.0238 | 3261.0238 | 3261.0238 | 3261.0238 | 3261.0238 | 3261.0238 | 3261.0238 | 3261.0238 | 3261.0238 | 3261.0238 | 3261.0238 | 3261.0238 | 3261.0238 | 3261.0238
OS-2 | 1710.9931 | 1710.9931 | 1710.9931 | 1710.9931 | 1710.9931 | 1710.9931 | 1710.9931 | 1710.9931 | 1710.9931 | 1710.9931 | 1710.9931 | 1710.9931 | 1710.9931 | 1710.9931 | 1710.9931 | 1710.9931 | 1710.9931
RS(T)-1 | 11783184.3199 | 11783184.3199 | 11783184.3199 | 11783184.3199 | 11783184.3199 | 11783184.3199 | 11783184.3199 | 11783184.3199 | 11783184.3199 | 11783184.3199 | 11783184.3199 | 11783184.3199 | 11783184.3199 | 11783184.3199 | 11783184.3199 | 11783184.3199 | 11783184.3199
SL-1 | 19106.0438 | 19106.0438 | 19106.0438 | 19106.0438 | 19106.0438 | 19106.0438 | 19106.0438 | 19106.0438 | 19106.0438 | 19106.0438 | 19106.0438 | 19106.0438 | 19106.0438 | 19106.0438 | 19106.0438 | 19106.0438 | 19106.0438
SL-2 | 4218.3977 | 4218.3977 | 4218.3977 | 4218.3977 | 4218.3977 | 4218.3977 | 4218.3977 | 4218.3977 | 4218.3977 | 4218.3977 | 4218.3977 | 4218.3977 | 4218.3977 | 4218.3977 | 4218.3977 | 4218.3977 | 4218.3977
SST-DST | 1972.3912 | 1972.3912 | 1972.3912 | 1972.3912 | 1972.3912 | 1972.3912 | 1972.3912 | 1972.3912 | 1972.3912 | 1972.3912 | 1972.3912 | 1972.3912 | 1972.3912 | 1972.3912 | 1972.3912 | 1972.3912 | 1972.3912
SST-TST | 11127.326 | 11127.326 | 11127.326 | 11127.326 | 11127.326 | 11127.326 | 11127.326 | 11127.326 | 11127.326 | 11127.326 | 11127.326 | 11127.326 | 11127.326 | 11127.326 | 11127.326 | 11127.326 | 11127.326
FKEC | [17 empty] | 133740.0054 | 133740.0054 | 133740.0054 | 133740.0054 | 133740.0054 | 133740.0054 | 133740.0054 | 133740.0054 | 133740.0054 | 133740.0054 | 133740.0054 | 133740.0054
SEMINOLE | [17 empty] | 199999.8647 | 199999.8647 | 199999.8647 | 199999.8647 | 199999.8647 | 199999.8647 | 199999.8647 | 199999.8647 | 199999.8647 | 199999.8647 | 199999.8647 | 199999.8647
LCEC | [17 empty] | 678849.3232 | 678849.3232 | 678849.3232 | 678849.3232 | 678849.3232 | 678849.3232 | 678849.3232 | 678849.3232 | 678849.3232 | 678849.3232 | 678849.3232 | 678849.3232
WINTER PARK | [17 empty] | 9999.9932 | 9999.9932 | 9999.9932 | 9999.9932 | 9999.9932 | 9999.9932 | 9999.9932 | 9999.9932 | 9999.9932 | 9999.9932 | 9999.9932 | 9999.9932
NEW SMRYNA BEACH | [17 empty] | 7499.9949 | 7499.9949 | 7499.9949 | 7499.9949 | 7499.9949 | 7499.9949 | 7499.9949 | 7499.9949 | 7499.9949 | 7499.9949 | 7499.9949 | 7499.9949
HOMESTEAD | [17 empty] | 3499.9976 | 3499.9976 | 3499.9976 | 3499.9976 | 3499.9976 | 3499.9976 | 3499.9976 | 3499.9976 | 3499.9976 | 3499.9976 | 3499.9976 | 3499.9976
QUINCY | [17 empty] | 3166.6645 | 3166.6645 | 3166.6645 | 3166.6645 | 3166.6645 | 3166.6645 | 3166.6645 | 3166.6645 | 3166.6645 | 3166.6645 | 3166.6645 | 3166.6645
IQ:[Total Retail/Wholesale] | 19948229.5685 | 19948229.5685 | 19948229.5685 | 19948229.5685 | 19948229.5685 | 19948229.5685 | 19948229.5685 | 19948229.5685 | 19948229.5685 | 19948229.5685 | 19948229.5685 | 19948229.5685 | 19948229.5685 | 19948229.5685 | 19948229.5685 | 19948229.5685 | 19948229.5685 | 1036755.8437 | 1036755.8437 | 1036755.8437 | 1036755.8437 | 1036755.8437 | 1036755.8437 | 1036755.8437 | 1036755.8437 | 1036755.8437 | 1036755.8437 | 1036755.8437 | 1036755.8437
CILC-1D | 372381.2148 | 372381.2148 | 372381.2148 | 372381.2148 | 372381.2148 | 372381.2148 | 372381.2148 | 372381.2148 | 372381.2148 | 372381.2148 | 372381.2148 | 372381.2148 | 372381.2148 | 372381.2148 | 372381.2148 | 372381.2148 | 372381.2148 | 372381.2148 | 372381.2148 | 372381.2148 | 372381.2148 | 372381.2148 | 372381.2148 | 372381.2148 | 372381.2148 | 372381.2148 | 372381.2148 | 372381.2148 | 372381.2148
CILC-1G | 14560.7615 | 14560.7615 | 14560.7615 | 14560.7615 | 14560.7615 | 14560.7615 | 14560.7615 | 14560.7615 | 14560.7615 | 14560.7615 | 14560.7615 | 14560.7615 | 14560.7615 | 14560.7615 | 14560.7615 | 14560.7615 | 14560.7615 | 14560.7615 | 14560.7615 | 14560.7615 | 14560.7615 | 14560.7615 | 14560.7615 | 14560.7615 | 14560.7615 | 14560.7615 | 14560.7615 | 14560.7615 | 14560.7615
CILC-1T | 193826.4614 | 193826.4614 | 193826.4614 | 193826.4614 | 193826.4614 | 193826.4614 | 193826.4614 | 193826.4614 | 193826.4614 | 193826.4614 | 193826.4614 | 193826.4614 | 193826.4614 | 193826.4614 | 193826.4614 | 193826.4614 | 193826.4614 | 193826.4614 | 193826.4614 | 193826.4614 | 193826.4614 | 193826.4614 | 193826.4614 | 193826.4614 | 193826.4614 | 193826.4614 | 193826.4614 | 193826.4614 | 193826.4614
GS(T)-1 | 1084931.9743 | 1084931.9743 | 1084931.9743 | 1084931.9743 | 1084931.9743 | 1084931.9743 | 1084931.9743 | 1084931.9743 | 1084931.9743 | 1084931.9743 | 1084931.9743 | 1084931.9743 | 1084931.9743 | 1084931.9743 | 1084931.9743 | 1084931.9743 | 1084931.9743 | 1084931.9743 | 1084931.9743 | 1084931.9743 | 1084931.9743 | 1084931.9743 | 1084931.9743 | 1084931.9743 | 1084931.9743 | 1084931.9743 | 1084931.9743 | 1084931.9743 | 1084931.9743
GSCU-1 | 9065.6062 | 9065.6062 | 9065.6062 | 9065.6062 | 9065.6062 | 9065.6062 | 9065.6062 | 9065.6062 | 9065.6062 | 9065.6062 | 9065.6062 | 9065.6062 | 9065.6062 | 9065.6062 | 9065.6062 | 9065.6062 | 9065.6062 | 9065.6062 | 9065.6062 | 9065.6062 | 9065.6062 | 9065.6062 | 9065.6062 | 9065.6062 | 9065.6062 | 9065.6062 | 9065.6062 | 9065.6062 | 9065.6062
GSD(T)-1 | 4313583.7581 | 4313583.7581 | 4313583.7581 | 4313583.7581 | 4313583.7581 | 4313583.7581 | 4313583.7581 | 4313583.7581 | 4313583.7581 | 4313583.7581 | 4313583.7581 | 4313583.7581 | 4313583.7581 | 4313583.7581 | 4313583.7581 | 4313583.7581 | 4313583.7581 | 4313583.7581 | 4313583.7581 | 4313583.7581 | 4313583.7581 | 4313583.7581 | 4313583.7581 | 4313583.7581 | 4313583.7581 | 4313583.7581 | 4313583.7581 | 4313583.7581 | 4313583.7581
GSLD(T)-1 | 1748894.1853 | 1748894.1853 | 1748894.1853 | 1748894.1853 | 1748894.1853 | 1748894.1853 | 1748894.1853 | 1748894.1853 | 1748894.1853 | 1748894.1853 | 1748894.1853 | 1748894.1853 | 1748894.1853 | 1748894.1853 | 1748894.1853 | 1748894.1853 | 1748894.1853 | 1748894.1853 | 1748894.1853 | 1748894.1853 | 1748894.1853 | 1748894.1853 | 1748894.1853 | 1748894.1853 | 1748894.1853 | 1748894.1853 | 1748894.1853 | 1748894.1853 | 1748894.1853
GSLD(T)-2 | 348730.224 | 348730.224 | 348730.224 | 348730.224 | 348730.224 | 348730.224 | 348730.224 | 348730.224 | 348730.224 | 348730.224 | 348730.224 | 348730.224 | 348730.224 | 348730.224 | 348730.224 | 348730.224 | 348730.224 | 348730.224 | 348730.224 | 348730.224 | 348730.224 | 348730.224 | 348730.224 | 348730.224 | 348730.224 | 348730.224 | 348730.224 | 348730.224 | 348730.224
GSLD(T)-3 | 22642.033 | 22642.033 | 22642.033 | 22642.033 | 22642.033 | 22642.033 | 22642.033 | 22642.033 | 22642.033 | 22642.033 | 22642.033 | 22642.033 | 22642.033 | 22642.033 | 22642.033 | 22642.033 | 22642.033 | 22642.033 | 22642.033 | 22642.033 | 22642.033 | 22642.033 | 22642.033 | 22642.033 | 22642.033 | 22642.033 | 22642.033 | 22642.033 | 22642.033
MET | 15032.8544 | 15032.8544 | 15032.8544 | 15032.8544 | 15032.8544 | 15032.8544 | 15032.8544 | 15032.8544 | 15032.8544 | 15032.8544 | 15032.8544 | 15032.8544 | 15032.8544 | 15032.8544 | 15032.8544 | 15032.8544 | 15032.8544 | 15032.8544 | 15032.8544 | 15032.8544 | 15032.8544 | 15032.8544 | 15032.8544 | 15032.8544 | 15032.8544 | 15032.8544 | 15032.8544 | 15032.8544 | 15032.8544
OL-1 | 3261.0238 | 3261.0238 | 3261.0238 | 3261.0238 | 3261.0238 | 3261.0238 | 3261.0238 | 3261.0238 | 3261.0238 | 3261.0238 | 3261.0238 | 3261.0238 | 3261.0238 | 3261.0238 | 3261.0238 | 3261.0238 | 3261.0238 | 3261.0238 | 3261.0238 | 3261.0238 | 3261.0238 | 3261.0238 | 3261.0238 | 3261.0238 | 3261.0238 | 3261.0238 | 3261.0238 | 3261.0238 | 3261.0238
OS-2 | 1710.9931 | 1710.9931 | 1710.9931 | 1710.9931 | 1710.9931 | 1710.9931 | 1710.9931 | 1710.9931 | 1710.9931 | 1710.9931 | 1710.9931 | 1710.9931 | 1710.9931 | 1710.9931 | 1710.9931 | 1710.9931 | 1710.9931 | 1710.9931 | 1710.9931 | 1710.9931 | 1710.9931 | 1710.9931 | 1710.9931 | 1710.9931 | 1710.9931 | 1710.9931 | 1710.9931 | 1710.9931 | 1710.9931
RS(T)-1 | 11783184.3199 | 11783184.3199 | 11783184.3199 | 11783184.3199 | 11783184.3199 | 11783184.3199 | 11783184.3199 | 11783184.3199 | 11783184.3199 | 11783184.3199 | 11783184.3199 | 11783184.3199 | 11783184.3199 | 11783184.3199 | 11783184.3199 | 11783184.3199 | 11783184.3199 | 11783184.3199 | 11783184.3199 | 11783184.3199 | 11783184.3199 | 11783184.3199 | 11783184.3199 | 11783184.3199 | 11783184.3199 | 11783184.3199 | 11783184.3199 | 11783184.3199 | 11783184.3199
SL-1 | 19106.0438 | 19106.0438 | 19106.0438 | 19106.0438 | 19106.0438 | 19106.0438 | 19106.0438 | 19106.0438 | 19106.0438 | 19106.0438 | 19106.0438 | 19106.0438 | 19106.0438 | 19106.0438 | 19106.0438 | 19106.0438 | 19106.0438 | 19106.0438 | 19106.0438 | 19106.0438 | 19106.0438 | 19106.0438 | 19106.0438 | 19106.0438 | 19106.0438 | 19106.0438 | 19106.0438 | 19106.0438 | 19106.0438
SL-2 | 4218.3977 | 4218.3977 | 4218.3977 | 4218.3977 | 4218.3977 | 4218.3977 | 4218.3977 | 4218.3977 | 4218.3977 | 4218.3977 | 4218.3977 | 4218.3977 | 4218.3977 | 4218.3977 | 4218.3977 | 4218.3977 | 4218.3977 | 4218.3977 | 4218.3977 | 4218.3977 | 4218.3977 | 4218.3977 | 4218.3977 | 4218.3977 | 4218.3977 | 4218.3977 | 4218.3977 | 4218.3977 | 4218.3977
SST-DST | 1972.3912 | 1972.3912 | 1972.3912 | 1972.3912 | 1972.3912 | 1972.3912 | 1972.3912 | 1972.3912 | 1972.3912 | 1972.3912 | 1972.3912 | 1972.3912 | 1972.3912 | 1972.3912 | 1972.3912 | 1972.3912 | 1972.3912 | 1972.3912 | 1972.3912 | 1972.3912 | 1972.3912 | 1972.3912 | 1972.3912 | 1972.3912 | 1972.3912 | 1972.3912 | 1972.3912 | 1972.3912 | 1972.3912
SST-TST | 11127.326 | 11127.326 | 11127.326 | 11127.326 | 11127.326 | 11127.326 | 11127.326 | 11127.326 | 11127.326 | 11127.326 | 11127.326 | 11127.326 | 11127.326 | 11127.326 | 11127.326 | 11127.326 | 11127.326 | 11127.326 | 11127.326 | 11127.326 | 11127.326 | 11127.326 | 11127.326 | 11127.326 | 11127.326 | 11127.326 | 11127.326 | 11127.326 | 11127.326
FKEC | 133740.0054 | 133740.0054 | 133740.0054 | 133740.0054 | 133740.0054 | 133740.0054 | 133740.0054 | 133740.0054 | 133740.0054 | 133740.0054 | 133740.0054 | 133740.0054 | 133740.0054 | 133740.0054 | 133740.0054 | 133740.0054 | 133740.0054 | 133740.0054 | 133740.0054 | 133740.0054 | 133740.0054 | 133740.0054 | 133740.0054 | 133740.0054 | 133740.0054 | 133740.0054 | 133740.0054 | 133740.0054 | 133740.0054
SEMINOLE | 199999.8647 | 199999.8647 | 199999.8647 | 199999.8647 | 199999.8647 | 199999.8647 | 199999.8647 | 199999.8647 | 199999.8647 | 199999.8647 | 199999.8647 | 199999.8647 | 199999.8647 | 199999.8647 | 199999.8647 | 199999.8647 | 199999.8647 | 199999.8647 | 199999.8647 | 199999.8647 | 199999.8647 | 199999.8647 | 199999.8647 | 199999.8647 | 199999.8647 | 199999.8647 | 199999.8647 | 199999.8647 | 199999.8647
LCEC | 678849.3232 | 678849.3232 | 678849.3232 | 678849.3232 | 678849.3232 | 678849.3232 | 678849.3232 | 678849.3232 | 678849.3232 | 678849.3232 | 678849.3232 | 678849.3232 | 678849.3232 | 678849.3232 | 678849.3232 | 678849.3232 | 678849.3232 | 678849.3232 | 678849.3232 | 678849.3232 | 678849.3232 | 678849.3232 | 678849.3232 | 678849.3232 | 678849.3232 | 678849.3232 | 678849.3232 | 678849.3232 | 678849.3232
WINTER PARK | 9999.9932 | 9999.9932 | 9999.9932 | 9999.9932 | 9999.9932 | 9999.9932 | 9999.9932 | 9999.9932 | 9999.9932 | 9999.9932 | 9999.9932 | 9999.9932 | 9999.9932 | 9999.9932 | 9999.9932 | 9999.9932 | 9999.9932 | 9999.9932 | 9999.9932 | 9999.9932 | 9999.9932 | 9999.9932 | 9999.9932 | 9999.9932 | 9999.9932 | 9999.9932 | 9999.9932 | 9999.9932 | 9999.9932
NEW SMRYNA BEACH | 7499.9949 | 7499.9949 | 7499.9949 | 7499.9949 | 7499.9949 | 7499.9949 | 7499.9949 | 7499.9949 | 7499.9949 | 7499.9949 | 7499.9949 | 7499.9949 | 7499.9949 | 7499.9949 | 7499.9949 | 7499.9949 | 7499.9949 | 7499.9949 | 7499.9949 | 7499.9949 | 7499.9949 | 7499.9949 | 7499.9949 | 7499.9949 | 7499.9949 | 7499.9949 | 7499.9949 | 7499.9949 | 7499.9949
HOMESTEAD | 3499.9976 | 3499.9976 | 3499.9976 | 3499.9976 | 3499.9976 | 3499.9976 | 3499.9976 | 3499.9976 | 3499.9976 | 3499.9976 | 3499.9976 | 3499.9976 | 3499.9976 | 3499.9976 | 3499.9976 | 3499.9976 | 3499.9976 | 3499.9976 | 3499.9976 | 3499.9976 | 3499.9976 | 3499.9976 | 3499.9976 | 3499.9976 | 3499.9976 | 3499.9976 | 3499.9976 | 3499.9976 | 3499.9976
QUINCY | 3166.6645 | 3166.6645 | 3166.6645 | 3166.6645 | 3166.6645 | 3166.6645 | 3166.6645 | 3166.6645 | 3166.6645 | 3166.6645 | 3166.6645 | 3166.6645 | 3166.6645 | 3166.6645 | 3166.6645 | 3166.6645 | 3166.6645 | 3166.6645 | 3166.6645 | 3166.6645 | 3166.6645 | 3166.6645 | 3166.6645 | 3166.6645 | 3166.6645 | 3166.6645 | 3166.6645 | 3166.6645 | 3166.6645
IR:[Total Company] | 20984985.4122 | 20984985.4122 | 20984985.4122 | 20984985.4122 | 20984985.4122 | 20984985.4122 | 20984985.4122 | 20984985.4122 | 20984985.4122 | 20984985.4122 | 20984985.4122 | 20984985.4122 | 20984985.4122 | 20984985.4122 | 20984985.4122 | 20984985.4122 | 20984985.4122 | 20984985.4122 | 20984985.4122 | 20984985.4122 | 20984985.4122 | 20984985.4122 | 20984985.4122 | 20984985.4122 | 20984985.4122 | 20984985.4122 | 20984985.4122 | 20984985.4122 | 20984985.4122
IS:[]
IT:[External Factor - FPL120] | 0.018667 | 0.00072993 | 0.0097165 | 0.054387 | 0.00045446 | 0.21624 | 0.087672 | 0.017482 | 0.001135 | 0.00075359 | 0.00016347 | 8.5772e-05 | 0.59069 | 0.00095778 | 0.00021147 | 9.8876e-05 | 0.00055781 | 0 | 0.129 | 0 | 0 | 0.19291 | 0.65478 | 0 | 0.0096455 | 0.0072341 | 0.0033759 | 0.0030544 | 0
IU:[% to Total System] | 0.017745 | 0.00069387 | 0.0092364 | 0.0517 | 0.000432 | 0.20556 | 0.08334 | 0.016618 | 0.001079 | 0.00071636 | 0.0001554 | 8.1534e-05 | 0.56151 | 0.00091046 | 0.00020102 | 9.3991e-05 | 0.00053025 | 0 | 0.0063731 | 0 | 0 | 0.0095306 | 0.032349 | 0 | 0.00047653 | 0.0003574 | 0.00016679 | 0.0001509 | 0
IV:[]
IW:[FPL151]
IX:[Adjusted Summer CP] | 371521.5111 | 14574.4307 | 193676.7877 | 1243223.4953 | 8654.9345 | 4596606.9134 | 1766892.4311 | 352113.5876 | 23062.2241 | 16296.9246 | 0 | 829.6361 | 13078632.728 | 0 | 4026.2378 | 2044.0119 | 5626.2341 | 0 | 152487.3472 | 0 | 0 | 195730.9722 | 766752.2799 | 0 | 58719.2917 | 44039.4687 | 20551.7521 | 18594.4424 | 0
IY:[Load Control Impact on CP (ADJ_CP12)] | 0 | 0 | 0 | 0 | 0 | 0 | 0 | 0 | 0 | 0 | 0 | 0 | 0 | 0 | 0 | 0 | 0 | 0 | 0 | 0 | 0 | 0 | 0 | 0 | 0 | 0 | 0 | 0 | 0
IZ:[Firm Transmission Service for Others (Trans Service Peak Adj)] | 0 | 0 | 0 | 0 | 0 | 0 | 0 | 0 | 0 | 0 | 0 | 0 | 0 | 0 | 0 | 0 | 0 | 0 | 0 | 0 | 0 | 0 | 0 | 0 | 0 | 0 | 0 | 0 | 1222647.2235
JA:[Summer CP Adjusted] | 371521.5111 | 14574.4307 | 193676.7877 | 1243223.4953 | 8654.9345 | 4596606.9134 | 1766892.4311 | 352113.5876 | 23062.2241 | 16296.9246 | 0 | 829.6361 | 13078632.728 | 0 | 4026.2378 | 2044.0119 | 5626.2341 | 0 | 152487.3472 | 0 | 0 | 195730.9722 | 766752.2799 | 0 | 58719.2917 | 44039.4687 | 20551.7521 | 18594.4424 | 1222647.2235
JB:[% Transmission (KW_TRANS)] | 0 | 0 | 1 | 0 | 0 | 0 | 0 | 0 | 1 | 0 | 0 | 0 | 0 | 0 | 0 | 0 | 1 | 1 | 1 | 1 | 1 | 1 | 1 | 1 | 1 | 1 | 1 | 1 | 1
JC:[Delivered Demand at Transmission - Expansion Factor (KW_EXP_TR)] | 1.0218 | 1.0218 | 1.0218 | 1.0218 | 1.0218 | 1.0218 | 1.0218 | 1.0218 | 1.0218 | 1.0218 | 1.0218 | 1.0218 | 1.0218 | 1.0218 | 1.0218 | 1.0218 | 1.0218 | 1.0218 | 1.0218 | 1.0218 | 1.0218 | 1.0218 | 1.0218 | 1.0218 | 1.0218 | 1.0218 | 1.0218 | 1.0218 | 1.0218
JD:[Transmission Summer CP at Generator] | 0 | 0 | 197900.8785 | 0 | 0 | 0 | 0 | 0 | 23565.2112 | 0 | 0 | 0 | 0 | 0 | 0 | 0 | 5748.9423 | 0 | 155813.0962 | 0 | 0 | 199999.8647 | 783475.1471 | 0 | 59999.9594 | 44999.9696 | 20999.9858 | 18999.9871 | 1249313.1595
JE:[]
JF:[Adjusted Summer CP] | 371521.5111 | 14574.4307 | 193676.7877 | 1243223.4953 | 8654.9345 | 4596606.9134 | 1766892.4311 | 352113.5876 | 23062.2241 | 16296.9246 | 0 | 829.6361 | 13078632.728 | 0 | 4026.2378 | 2044.0119 | 5626.2341 | 0 | 152487.3472 | 0 | 0 | 195730.9722 | 766752.2799 | 0 | 58719.2917 | 44039.4687 | 20551.7521 | 18594.4424 | 0
JG:[Load COntrol Impact on CP (ADJ_CP12)] | 0 | 0 | 0 | 0 | 0 | 0 | 0 | 0 | 0 | 0 | 0 | 0 | 0 | 0 | 0 | 0 | 0 | 0 | 0 | 0 | 0 | 0 | 0 | 0 | 0 | 0 | 0 | 0 | 0
JH:[% Primary - KW (KW_PRI)] | 0.39212 | 0.01428 | 0 | 0 | 0 | 0.00288 | 0.03935 | 0.32521 | 0 | 1 | 0 | 1 | 0 | 0 | 0 | 1 | 0 | 0 | 0 | 0 | 0 | 0 | 0 | 0 | 0 | 0 | 0 | 0 | 0
JI:[Delivered Demand at Primary - Expansion Factor (KW_EXP_PR)] | 1.0348 | 1.0348 | 1.0348 | 1.0348 | 1.0348 | 1.0348 | 1.0348 | 1.0348 | 1.0348 | 1.0348 | 1.0348 | 1.0348 | 1.0348 | 1.0348 | 1.0348 | 1.0348 | 1.0348 | 1.0348 | 1.0348 | 1.0348 | 1.0348 | 1.0348 | 1.0348 | 1.0348 | 1.0348 | 1.0348 | 1.0348 | 1.0348 | 1.0348
JJ:[Primary Summer CP at Generator] | 150749.2574 | 215.3635 | 0 | 0 | 0 | 13698.7859 | 71946.069 | 118494.6926 | 0 | 16863.8946 | 0 | 858.4991 | 0 | 0 | 0 | 2115.1231 | 0 | 0 | 0 | 0 | 0 | 0 | 0 | 0 | 0 | 0 | 0 | 0 | 0
JK:[]
JL:[Adjusted Summer CP] | 371521.5111 | 14574.4307 | 193676.7877 | 1243223.4953 | 8654.9345 | 4596606.9134 | 1766892.4311 | 352113.5876 | 23062.2241 | 16296.9246 | 0 | 829.6361 | 13078632.728 | 0 | 4026.2378 | 2044.0119 | 5626.2341 | 0 | 152487.3472 | 0 | 0 | 195730.9722 | 766752.2799 | 0 | 58719.2917 | 44039.4687 | 20551.7521 | 18594.4424 | 0
JM:[Load COntrol Impact on CP (ADJ_CP12)] | 0 | 0 | 0 | 0 | 0 | 0 | 0 | 0 | 0 | 0 | 0 | 0 | 0 | 0 | 0 | 0 | 0 | 0 | 0 | 0 | 0 | 0 | 0 | 0 | 0 | 0 | 0 | 0 | 0
JN:[% Secondary - KW (KW_SEC)] | 0.60788 | 0.98572 | 0 | 1 | 1 | 0.99712 | 0.96065 | 0.67479 | 0 | 0 | 1 | 0 | 1 | 1 | 1 | 0 | 0 | 0 | 0 | 0 | 0 | 0 | 0 | 0 | 0 | 0 | 0 | 0 | 0
JO:[Delivered Demand at Secondary - Expansion Factor (KW_EXP_SEC)] | 1.0643 | 1.0643 | 1.0643 | 1.0643 | 1.0643 | 1.0643 | 1.0643 | 1.0643 | 1.0643 | 1.0643 | 1.0643 | 1.0643 | 1.0643 | 1.0643 | 1.0643 | 1.0643 | 1.0643 | 1.0643 | 1.0643 | 1.0643 | 1.0643 | 1.0643 | 1.0643 | 1.0643 | 1.0643 | 1.0643 | 1.0643 | 1.0643 | 1.0643
JP:[Secondary Summer CP at Generator] | 240364.2985 | 15290.2051 | 0 | 1323175.1983 | 9211.5333 | 4878125.1257 | 1806522.7708 | 252882.9592 | 0 | 0 | 0 | 0 | 13919719.5988 | 0 | 4285.1652 | 0 | 0 | 0 | 0 | 0 | 0 | 0 | 0 | 0 | 0 | 0 | 0 | 0 | 0
JQ:[]
JR:[Transmission Summer CP at Generator] | 0 | 0 | 197900.8785 | 0 | 0 | 0 | 0 | 0 | 23565.2112 | 0 | 0 | 0 | 0 | 0 | 0 | 0 | 5748.9423 | 0 | 155813.0962 | 0 | 0 | 199999.8647 | 783475.1471 | 0 | 59999.9594 | 44999.9696 | 20999.9858 | 18999.9871 | 1249313.1595
JS:[Primary Summer CP at Generator] | 150749.2574 | 215.3635 | 0 | 0 | 0 | 13698.7859 | 71946.069 | 118494.6926 | 0 | 16863.8946 | 0 | 858.4991 | 0 | 0 | 0 | 2115.1231 | 0 | 0 | 0 | 0 | 0 | 0 | 0 | 0 | 0 | 0 | 0 | 0 | 0
JT:[Secondary Summer CP at Generator] | 240364.2985 | 15290.2051 | 0 | 1323175.1983 | 9211.5333 | 4878125.1257 | 1806522.7708 | 252882.9592 | 0 | 0 | 0 | 0 | 13919719.5988 | 0 | 4285.1652 | 0 | 0 | 0 | 0 | 0 | 0 | 0 | 0 | 0 | 0 | 0 | 0 | 0 | 0
JU:[Summer CP Demand Including Firm Transmission Service at Generator] | 391113.5559 | 15505.5685 | 197900.8785 | 1323175.1983 | 9211.5333 | 4891823.9116 | 1878468.8398 | 371377.6519 | 23565.2112 | 16863.8946 | 0 | 858.4991 | 13919719.5988 | 0 | 4285.1652 | 2115.1231 | 5748.9423 | 0 | 155813.0962 | 0 | 0 | 199999.8647 | 783475.1471 | 0 | 59999.9594 | 44999.9696 | 20999.9858 | 18999.9871 | 1249313.1595
CILC-1D | 391113.5559 | 391113.5559 | 391113.5559 | 391113.5559 | 391113.5559 | 391113.5559 | 391113.5559 | 391113.5559 | 391113.5559 | 391113.5559 | 391113.5559 | 391113.5559 | 391113.5559 | 391113.5559 | 391113.5559 | 391113.5559 | 391113.5559
CILC-1G | 15505.5685 | 15505.5685 | 15505.5685 | 15505.5685 | 15505.5685 | 15505.5685 | 15505.5685 | 15505.5685 | 15505.5685 | 15505.5685 | 15505.5685 | 15505.5685 | 15505.5685 | 15505.5685 | 15505.5685 | 15505.5685 | 15505.5685
CILC-1T | 197900.8785 | 197900.8785 | 197900.8785 | 197900.8785 | 197900.8785 | 197900.8785 | 197900.8785 | 197900.8785 | 197900.8785 | 197900.8785 | 197900.8785 | 197900.8785 | 197900.8785 | 197900.8785 | 197900.8785 | 197900.8785 | 197900.8785
GS(T)-1 | 1323175.1983 | 1323175.1983 | 1323175.1983 | 1323175.1983 | 1323175.1983 | 1323175.1983 | 1323175.1983 | 1323175.1983 | 1323175.1983 | 1323175.1983 | 1323175.1983 | 1323175.1983 | 1323175.1983 | 1323175.1983 | 1323175.1983 | 1323175.1983 | 1323175.1983
GSCU-1 | 9211.5333 | 9211.5333 | 9211.5333 | 9211.5333 | 9211.5333 | 9211.5333 | 9211.5333 | 9211.5333 | 9211.5333 | 9211.5333 | 9211.5333 | 9211.5333 | 9211.5333 | 9211.5333 | 9211.5333 | 9211.5333 | 9211.5333
GSD(T)-1 | 4891823.9116 | 4891823.9116 | 4891823.9116 | 4891823.9116 | 4891823.9116 | 4891823.9116 | 4891823.9116 | 4891823.9116 | 4891823.9116 | 4891823.9116 | 4891823.9116 | 4891823.9116 | 4891823.9116 | 4891823.9116 | 4891823.9116 | 4891823.9116 | 4891823.9116
GSLD(T)-1 | 1878468.8398 | 1878468.8398 | 1878468.8398 | 1878468.8398 | 1878468.8398 | 1878468.8398 | 1878468.8398 | 1878468.8398 | 1878468.8398 | 1878468.8398 | 1878468.8398 | 1878468.8398 | 1878468.8398 | 1878468.8398 | 1878468.8398 | 1878468.8398 | 1878468.8398
GSLD(T)-2 | 371377.6519 | 371377.6519 | 371377.6519 | 371377.6519 | 371377.6519 | 371377.6519 | 371377.6519 | 371377.6519 | 371377.6519 | 371377.6519 | 371377.6519 | 371377.6519 | 371377.6519 | 371377.6519 | 371377.6519 | 371377.6519 | 371377.6519
GSLD(T)-3 | 23565.2112 | 23565.2112 | 23565.2112 | 23565.2112 | 23565.2112 | 23565.2112 | 23565.2112 | 23565.2112 | 23565.2112 | 23565.2112 | 23565.2112 | 23565.2112 | 23565.2112 | 23565.2112 | 23565.2112 | 23565.2112 | 23565.2112
MET | 16863.8946 | 16863.8946 | 16863.8946 | 16863.8946 | 16863.8946 | 16863.8946 | 16863.8946 | 16863.8946 | 16863.8946 | 16863.8946 | 16863.8946 | 16863.8946 | 16863.8946 | 16863.8946 | 16863.8946 | 16863.8946 | 16863.8946
OS-2 | 858.4991 | 858.4991 | 858.4991 | 858.4991 | 858.4991 | 858.4991 | 858.4991 | 858.4991 | 858.4991 | 858.4991 | 858.4991 | 858.4991 | 858.4991 | 858.4991 | 858.4991 | 858.4991 | 858.4991
RS(T)-1 | 13919719.5988 | 13919719.5988 | 13919719.5988 | 13919719.5988 | 13919719.5988 | 13919719.5988 | 13919719.5988 | 13919719.5988 | 13919719.5988 | 13919719.5988 | 13919719.5988 | 13919719.5988 | 13919719.5988 | 13919719.5988 | 13919719.5988 | 13919719.5988 | 13919719.5988
SL-2 | 4285.1652 | 4285.1652 | 4285.1652 | 4285.1652 | 4285.1652 | 4285.1652 | 4285.1652 | 4285.1652 | 4285.1652 | 4285.1652 | 4285.1652 | 4285.1652 | 4285.1652 | 4285.1652 | 4285.1652 | 4285.1652 | 4285.1652
SST-DST | 2115.1231 | 2115.1231 | 2115.1231 | 2115.1231 | 2115.1231 | 2115.1231 | 2115.1231 | 2115.1231 | 2115.1231 | 2115.1231 | 2115.1231 | 2115.1231 | 2115.1231 | 2115.1231 | 2115.1231 | 2115.1231 | 2115.1231
SST-TST | 5748.9423 | 5748.9423 | 5748.9423 | 5748.9423 | 5748.9423 | 5748.9423 | 5748.9423 | 5748.9423 | 5748.9423 | 5748.9423 | 5748.9423 | 5748.9423 | 5748.9423 | 5748.9423 | 5748.9423 | 5748.9423 | 5748.9423
FKEC | [17 empty] | 155813.0962 | 155813.0962 | 155813.0962 | 155813.0962 | 155813.0962 | 155813.0962 | 155813.0962 | 155813.0962 | 155813.0962 | 155813.0962 | 155813.0962 | 155813.0962
SEMINOLE | [17 empty] | 199999.8647 | 199999.8647 | 199999.8647 | 199999.8647 | 199999.8647 | 199999.8647 | 199999.8647 | 199999.8647 | 199999.8647 | 199999.8647 | 199999.8647 | 199999.8647
LCEC | [17 empty] | 783475.1471 | 783475.1471 | 783475.1471 | 783475.1471 | 783475.1471 | 783475.1471 | 783475.1471 | 783475.1471 | 783475.1471 | 783475.1471 | 783475.1471 | 783475.1471
WINTER PARK | [17 empty] | 59999.9594 | 59999.9594 | 59999.9594 | 59999.9594 | 59999.9594 | 59999.9594 | 59999.9594 | 59999.9594 | 59999.9594 | 59999.9594 | 59999.9594 | 59999.9594
NEW SMRYNA BEACH | [17 empty] | 44999.9696 | 44999.9696 | 44999.9696 | 44999.9696 | 44999.9696 | 44999.9696 | 44999.9696 | 44999.9696 | 44999.9696 | 44999.9696 | 44999.9696 | 44999.9696
HOMESTEAD | [17 empty] | 20999.9858 | 20999.9858 | 20999.9858 | 20999.9858 | 20999.9858 | 20999.9858 | 20999.9858 | 20999.9858 | 20999.9858 | 20999.9858 | 20999.9858 | 20999.9858
QUINCY | [17 empty] | 18999.9871 | 18999.9871 | 18999.9871 | 18999.9871 | 18999.9871 | 18999.9871 | 18999.9871 | 18999.9871 | 18999.9871 | 18999.9871 | 18999.9871 | 18999.9871
TRANS-SERV | [17 empty] | 1249313.1595 | 1249313.1595 | 1249313.1595 | 1249313.1595 | 1249313.1595 | 1249313.1595 | 1249313.1595 | 1249313.1595 | 1249313.1595 | 1249313.1595 | 1249313.1595 | 1249313.1595
JV:[Total Retail/Wholesale] | 23051733.572 | 23051733.572 | 23051733.572 | 23051733.572 | 23051733.572 | 23051733.572 | 23051733.572 | 23051733.572 | 23051733.572 | 23051733.572 | 23051733.572 | 23051733.572 | 23051733.572 | 23051733.572 | 23051733.572 | 23051733.572 | 23051733.572 | 2533601.1695 | 2533601.1695 | 2533601.1695 | 2533601.1695 | 2533601.1695 | 2533601.1695 | 2533601.1695 | 2533601.1695 | 2533601.1695 | 2533601.1695 | 2533601.1695 | 2533601.1695
CILC-1D | 391113.5559 | 391113.5559 | 391113.5559 | 391113.5559 | 391113.5559 | 391113.5559 | 391113.5559 | 391113.5559 | 391113.5559 | 391113.5559 | 391113.5559 | 391113.5559 | 391113.5559 | 391113.5559 | 391113.5559 | 391113.5559 | 391113.5559 | 391113.5559 | 391113.5559 | 391113.5559 | 391113.5559 | 391113.5559 | 391113.5559 | 391113.5559 | 391113.5559 | 391113.5559 | 391113.5559 | 391113.5559 | 391113.5559
CILC-1G | 15505.5685 | 15505.5685 | 15505.5685 | 15505.5685 | 15505.5685 | 15505.5685 | 15505.5685 | 15505.5685 | 15505.5685 | 15505.5685 | 15505.5685 | 15505.5685 | 15505.5685 | 15505.5685 | 15505.5685 | 15505.5685 | 15505.5685 | 15505.5685 | 15505.5685 | 15505.5685 | 15505.5685 | 15505.5685 | 15505.5685 | 15505.5685 | 15505.5685 | 15505.5685 | 15505.5685 | 15505.5685 | 15505.5685
CILC-1T | 197900.8785 | 197900.8785 | 197900.8785 | 197900.8785 | 197900.8785 | 197900.8785 | 197900.8785 | 197900.8785 | 197900.8785 | 197900.8785 | 197900.8785 | 197900.8785 | 197900.8785 | 197900.8785 | 197900.8785 | 197900.8785 | 197900.8785 | 197900.8785 | 197900.8785 | 197900.8785 | 197900.8785 | 197900.8785 | 197900.8785 | 197900.8785 | 197900.8785 | 197900.8785 | 197900.8785 | 197900.8785 | 197900.8785
GS(T)-1 | 1323175.1983 | 1323175.1983 | 1323175.1983 | 1323175.1983 | 1323175.1983 | 1323175.1983 | 1323175.1983 | 1323175.1983 | 1323175.1983 | 1323175.1983 | 1323175.1983 | 1323175.1983 | 1323175.1983 | 1323175.1983 | 1323175.1983 | 1323175.1983 | 1323175.1983 | 1323175.1983 | 1323175.1983 | 1323175.1983 | 1323175.1983 | 1323175.1983 | 1323175.1983 | 1323175.1983 | 1323175.1983 | 1323175.1983 | 1323175.1983 | 1323175.1983 | 1323175.1983
GSCU-1 | 9211.5333 | 9211.5333 | 9211.5333 | 9211.5333 | 9211.5333 | 9211.5333 | 9211.5333 | 9211.5333 | 9211.5333 | 9211.5333 | 9211.5333 | 9211.5333 | 9211.5333 | 9211.5333 | 9211.5333 | 9211.5333 | 9211.5333 | 9211.5333 | 9211.5333 | 9211.5333 | 9211.5333 | 9211.5333 | 9211.5333 | 9211.5333 | 9211.5333 | 9211.5333 | 9211.5333 | 9211.5333 | 9211.5333
GSD(T)-1 | 4891823.9116 | 4891823.9116 | 4891823.9116 | 4891823.9116 | 4891823.9116 | 4891823.9116 | 4891823.9116 | 4891823.9116 | 4891823.9116 | 4891823.9116 | 4891823.9116 | 4891823.9116 | 4891823.9116 | 4891823.9116 | 4891823.9116 | 4891823.9116 | 4891823.9116 | 4891823.9116 | 4891823.9116 | 4891823.9116 | 4891823.9116 | 4891823.9116 | 4891823.9116 | 4891823.9116 | 4891823.9116 | 4891823.9116 | 4891823.9116 | 4891823.9116 | 4891823.9116
GSLD(T)-1 | 1878468.8398 | 1878468.8398 | 1878468.8398 | 1878468.8398 | 1878468.8398 | 1878468.8398 | 1878468.8398 | 1878468.8398 | 1878468.8398 | 1878468.8398 | 1878468.8398 | 1878468.8398 | 1878468.8398 | 1878468.8398 | 1878468.8398 | 1878468.8398 | 1878468.8398 | 1878468.8398 | 1878468.8398 | 1878468.8398 | 1878468.8398 | 1878468.8398 | 1878468.8398 | 1878468.8398 | 1878468.8398 | 1878468.8398 | 1878468.8398 | 1878468.8398 | 1878468.8398
GSLD(T)-2 | 371377.6519 | 371377.6519 | 371377.6519 | 371377.6519 | 371377.6519 | 371377.6519 | 371377.6519 | 371377.6519 | 371377.6519 | 371377.6519 | 371377.6519 | 371377.6519 | 371377.6519 | 371377.6519 | 371377.6519 | 371377.6519 | 371377.6519 | 371377.6519 | 371377.6519 | 371377.6519 | 371377.6519 | 371377.6519 | 371377.6519 | 371377.6519 | 371377.6519 | 371377.6519 | 371377.6519 | 371377.6519 | 371377.6519
GSLD(T)-3 | 23565.2112 | 23565.2112 | 23565.2112 | 23565.2112 | 23565.2112 | 23565.2112 | 23565.2112 | 23565.2112 | 23565.2112 | 23565.2112 | 23565.2112 | 23565.2112 | 23565.2112 | 23565.2112 | 23565.2112 | 23565.2112 | 23565.2112 | 23565.2112 | 23565.2112 | 23565.2112 | 23565.2112 | 23565.2112 | 23565.2112 | 23565.2112 | 23565.2112 | 23565.2112 | 23565.2112 | 23565.2112 | 23565.2112
MET | 16863.8946 | 16863.8946 | 16863.8946 | 16863.8946 | 16863.8946 | 16863.8946 | 16863.8946 | 16863.8946 | 16863.8946 | 16863.8946 | 16863.8946 | 16863.8946 | 16863.8946 | 16863.8946 | 16863.8946 | 16863.8946 | 16863.8946 | 16863.8946 | 16863.8946 | 16863.8946 | 16863.8946 | 16863.8946 | 16863.8946 | 16863.8946 | 16863.8946 | 16863.8946 | 16863.8946 | 16863.8946 | 16863.8946
OS-2 | 858.4991 | 858.4991 | 858.4991 | 858.4991 | 858.4991 | 858.4991 | 858.4991 | 858.4991 | 858.4991 | 858.4991 | 858.4991 | 858.4991 | 858.4991 | 858.4991 | 858.4991 | 858.4991 | 858.4991 | 858.4991 | 858.4991 | 858.4991 | 858.4991 | 858.4991 | 858.4991 | 858.4991 | 858.4991 | 858.4991 | 858.4991 | 858.4991 | 858.4991
RS(T)-1 | 13919719.5988 | 13919719.5988 | 13919719.5988 | 13919719.5988 | 13919719.5988 | 13919719.5988 | 13919719.5988 | 13919719.5988 | 13919719.5988 | 13919719.5988 | 13919719.5988 | 13919719.5988 | 13919719.5988 | 13919719.5988 | 13919719.5988 | 13919719.5988 | 13919719.5988 | 13919719.5988 | 13919719.5988 | 13919719.5988 | 13919719.5988 | 13919719.5988 | 13919719.5988 | 13919719.5988 | 13919719.5988 | 13919719.5988 | 13919719.5988 | 13919719.5988 | 13919719.5988
SL-2 | 4285.1652 | 4285.1652 | 4285.1652 | 4285.1652 | 4285.1652 | 4285.1652 | 4285.1652 | 4285.1652 | 4285.1652 | 4285.1652 | 4285.1652 | 4285.1652 | 4285.1652 | 4285.1652 | 4285.1652 | 4285.1652 | 4285.1652 | 4285.1652 | 4285.1652 | 4285.1652 | 4285.1652 | 4285.1652 | 4285.1652 | 4285.1652 | 4285.1652 | 4285.1652 | 4285.1652 | 4285.1652 | 4285.1652
SST-DST | 2115.1231 | 2115.1231 | 2115.1231 | 2115.1231 | 2115.1231 | 2115.1231 | 2115.1231 | 2115.1231 | 2115.1231 | 2115.1231 | 2115.1231 | 2115.1231 | 2115.1231 | 2115.1231 | 2115.1231 | 2115.1231 | 2115.1231 | 2115.1231 | 2115.1231 | 2115.1231 | 2115.1231 | 2115.1231 | 2115.1231 | 2115.1231 | 2115.1231 | 2115.1231 | 2115.1231 | 2115.1231 | 2115.1231
SST-TST | 5748.9423 | 5748.9423 | 5748.9423 | 5748.9423 | 5748.9423 | 5748.9423 | 5748.9423 | 5748.9423 | 5748.9423 | 5748.9423 | 5748.9423 | 5748.9423 | 5748.9423 | 5748.9423 | 5748.9423 | 5748.9423 | 5748.9423 | 5748.9423 | 5748.9423 | 5748.9423 | 5748.9423 | 5748.9423 | 5748.9423 | 5748.9423 | 5748.9423 | 5748.9423 | 5748.9423 | 5748.9423 | 5748.9423
FKEC | 155813.0962 | 155813.0962 | 155813.0962 | 155813.0962 | 155813.0962 | 155813.0962 | 155813.0962 | 155813.0962 | 155813.0962 | 155813.0962 | 155813.0962 | 155813.0962 | 155813.0962 | 155813.0962 | 155813.0962 | 155813.0962 | 155813.0962 | 155813.0962 | 155813.0962 | 155813.0962 | 155813.0962 | 155813.0962 | 155813.0962 | 155813.0962 | 155813.0962 | 155813.0962 | 155813.0962 | 155813.0962 | 155813.0962
SEMINOLE | 199999.8647 | 199999.8647 | 199999.8647 | 199999.8647 | 199999.8647 | 199999.8647 | 199999.8647 | 199999.8647 | 199999.8647 | 199999.8647 | 199999.8647 | 199999.8647 | 199999.8647 | 199999.8647 | 199999.8647 | 199999.8647 | 199999.8647 | 199999.8647 | 199999.8647 | 199999.8647 | 199999.8647 | 199999.8647 | 199999.8647 | 199999.8647 | 199999.8647 | 199999.8647 | 199999.8647 | 199999.8647 | 199999.8647
LCEC | 783475.1471 | 783475.1471 | 783475.1471 | 783475.1471 | 783475.1471 | 783475.1471 | 783475.1471 | 783475.1471 | 783475.1471 | 783475.1471 | 783475.1471 | 783475.1471 | 783475.1471 | 783475.1471 | 783475.1471 | 783475.1471 | 783475.1471 | 783475.1471 | 783475.1471 | 783475.1471 | 783475.1471 | 783475.1471 | 783475.1471 | 783475.1471 | 783475.1471 | 783475.1471 | 783475.1471 | 783475.1471 | 783475.1471
WINTER PARK | 59999.9594 | 59999.9594 | 59999.9594 | 59999.9594 | 59999.9594 | 59999.9594 | 59999.9594 | 59999.9594 | 59999.9594 | 59999.9594 | 59999.9594 | 59999.9594 | 59999.9594 | 59999.9594 | 59999.9594 | 59999.9594 | 59999.9594 | 59999.9594 | 59999.9594 | 59999.9594 | 59999.9594 | 59999.9594 | 59999.9594 | 59999.9594 | 59999.9594 | 59999.9594 | 59999.9594 | 59999.9594 | 59999.9594
NEW SMRYNA BEACH | 44999.9696 | 44999.9696 | 44999.9696 | 44999.9696 | 44999.9696 | 44999.9696 | 44999.9696 | 44999.9696 | 44999.9696 | 44999.9696 | 44999.9696 | 44999.9696 | 44999.9696 | 44999.9696 | 44999.9696 | 44999.9696 | 44999.9696 | 44999.9696 | 44999.9696 | 44999.9696 | 44999.9696 | 44999.9696 | 44999.9696 | 44999.9696 | 44999.9696 | 44999.9696 | 44999.9696 | 44999.9696 | 44999.9696
HOMESTEAD | 20999.9858 | 20999.9858 | 20999.9858 | 20999.9858 | 20999.9858 | 20999.9858 | 20999.9858 | 20999.9858 | 20999.9858 | 20999.9858 | 20999.9858 | 20999.9858 | 20999.9858 | 20999.9858 | 20999.9858 | 20999.9858 | 20999.9858 | 20999.9858 | 20999.9858 | 20999.9858 | 20999.9858 | 20999.9858 | 20999.9858 | 20999.9858 | 20999.9858 | 20999.9858 | 20999.9858 | 20999.9858 | 20999.9858
QUINCY | 18999.9871 | 18999.9871 | 18999.9871 | 18999.9871 | 18999.9871 | 18999.9871 | 18999.9871 | 18999.9871 | 18999.9871 | 18999.9871 | 18999.9871 | 18999.9871 | 18999.9871 | 18999.9871 | 18999.9871 | 18999.9871 | 18999.9871 | 18999.9871 | 18999.9871 | 18999.9871 | 18999.9871 | 18999.9871 | 18999.9871 | 18999.9871 | 18999.9871 | 18999.9871 | 18999.9871 | 18999.9871 | 18999.9871
TRANS-SERV | 1249313.1595 | 1249313.1595 | 1249313.1595 | 1249313.1595 | 1249313.1595 | 1249313.1595 | 1249313.1595 | 1249313.1595 | 1249313.1595 | 1249313.1595 | 1249313.1595 | 1249313.1595 | 1249313.1595 | 1249313.1595 | 1249313.1595 | 1249313.1595 | 1249313.1595 | 1249313.1595 | 1249313.1595 | 1249313.1595 | 1249313.1595 | 1249313.1595 | 1249313.1595 | 1249313.1595 | 1249313.1595 | 1249313.1595 | 1249313.1595 | 1249313.1595 | 1249313.1595
JW:[Total Company] | 25585334.7415 | 25585334.7415 | 25585334.7415 | 25585334.7415 | 25585334.7415 | 25585334.7415 | 25585334.7415 | 25585334.7415 | 25585334.7415 | 25585334.7415 | 25585334.7415 | 25585334.7415 | 25585334.7415 | 25585334.7415 | 25585334.7415 | 25585334.7415 | 25585334.7415 | 25585334.7415 | 25585334.7415 | 25585334.7415 | 25585334.7415 | 25585334.7415 | 25585334.7415 | 25585334.7415 | 25585334.7415 | 25585334.7415 | 25585334.7415 | 25585334.7415 | 25585334.7415
JX:[]
JY:[External Factor - FPL151] | 0.016967 | 0.00067264 | 0.0085851 | 0.0574 | 0.0003996 | 0.21221 | 0.081489 | 0.016111 | 0.0010223 | 0.00073157 | 0 | 3.7242e-05 | 0.60385 | 0 | 0.00018589 | 9.1755e-05 | 0.00024939 | 0 | 0.061499 | 0 | 0 | 0.078939 | 0.30923 | 0 | 0.023682 | 0.017761 | 0.0082886 | 0.0074992 | 0.4931
JZ:[% to Total System] | 0.015287 | 0.00060603 | 0.0077349 | 0.051716 | 0.00036003 | 0.1912 | 0.07342 | 0.014515 | 0.00092104 | 0.00065912 | 0 | 3.3554e-05 | 0.54405 | 0 | 0.00016749 | 8.2669e-05 | 0.0002247 | 0 | 0.0060899 | 0 | 0 | 0.007817 | 0.030622 | 0 | 0.0023451 | 0.0017588 | 0.00082078 | 0.00074261 | 0.048829
KA:[]
KB:[FPL201]
KC:[Retail/Wholesale Factor] | 0 | 0 | 0 | 0 | 0 | 0 | 0 | 0 | 0 | 0 | 0 | 0 | 0 | 0 | 0 | 0 | 0 | -1 | -1 | -1 | -1 | -1 | -1 | -1 | -1 | -1 | -1 | -1 | -1
KD:[]
KE:[MWH Sales] | 2691593.784 | 101789.064 | 1508609.875 | 5981722.51 | 70241.818 | 25881286.249 | 10529674.162 | 2520476.755 | 173015.536 | 91208.296 | 97899.984 | 10793.313 | 57133325.763 | 561030.701 | 32762.626 | 11856.926 | 89667.754 | 2927.124 | 814173.7483 | 0 | 0 | 1102340 | 4025200.602 | 4479.0423 | 19111.6603 | 18960 | 168 | 152 | 0
KF:[MWH Sales Adjustment] | 0 | 0 | 0 | 0 | 0 | 0 | 0 | 0 | 0 | 0 | 0 | 0 | 0 | 0 | 0 | 0 | 0 | 0 | 0 | 0 | 0 | 0 | 0 | 0 | 0 | 0 | 0 | 0 | 0
KG:[Adjusted] | 2691593.784 | 101789.064 | 1508609.875 | 5981722.51 | 70241.818 | 25881286.249 | 10529674.162 | 2520476.755 | 173015.536 | 91208.296 | 97899.984 | 10793.313 | 57133325.763 | 561030.701 | 32762.626 | 11856.926 | 89667.754 | 2927.124 | 814173.7483 | 0 | 0 | 1102340 | 4025200.602 | 4479.0423 | 19111.6603 | 18960 | 168 | 152 | 0
KH:[KWH_TRANS] | 0 | 0 | 1 | 0 | 0 | 0 | 0 | 0 | 1 | 0 | 0 | 0 | 0 | 0 | 0 | 0 | 1 | 1 | 1 | 1 | 1 | 1 | 1 | 1 | 1 | 1 | 1 | 1 | 1
KI:[Energy Expansion Factor - Transmission] | 1.017 | 1.017 | 1.017 | 1.017 | 1.017 | 1.017 | 1.017 | 1.017 | 1.017 | 1.017 | 1.017 | 1.017 | 1.017 | 1.017 | 1.017 | 1.017 | 1.017 | 1.017 | 1.017 | 1.017 | 1.017 | 1.017 | 1.017 | 1.017 | 1.017 | 1.017 | 1.017 | 1.017 | 1.017
KJ:[Transmission MWH Sales at Generator] | 0 | 0 | 1534268.0957 | 0 | 0 | 0 | 0 | 0 | 175958.1595 | 0 | 0 | 0 | 0 | 0 | 0 | 0 | 91192.8103 | 2976.9081 | 828021.0988 | 0 | 0 | 1121088.4408 | 4093660.6373 | 4555.2212 | 19436.7086 | 19282.469 | 170.8573 | 154.5852 | 0
KK:[]
KL:[MWH Sales] | 2691593.784 | 101789.064 | 1508609.875 | 5981722.51 | 70241.818 | 25881286.249 | 10529674.162 | 2520476.755 | 173015.536 | 91208.296 | 97899.984 | 10793.313 | 57133325.763 | 561030.701 | 32762.626 | 11856.926 | 89667.754 | 2927.124 | 814173.7483 | 0 | 0 | 1102340 | 4025200.602 | 4479.0423 | 19111.6603 | 18960 | 168 | 152 | 0
KM:[MWH Sales Adjustment] | 0 | 0 | 0 | 0 | 0 | 0 | 0 | 0 | 0 | 0 | 0 | 0 | 0 | 0 | 0 | 0 | 0 | 0 | 0 | 0 | 0 | 0 | 0 | 0 | 0 | 0 | 0 | 0 | 0
KN:[Adjusted MWH Sales] | 2691593.784 | 101789.064 | 1508609.875 | 5981722.51 | 70241.818 | 25881286.249 | 10529674.162 | 2520476.755 | 173015.536 | 91208.296 | 97899.984 | 10793.313 | 57133325.763 | 561030.701 | 32762.626 | 11856.926 | 89667.754 | 2927.124 | 814173.7483 | 0 | 0 | 1102340 | 4025200.602 | 4479.0423 | 19111.6603 | 18960 | 168 | 152 | 0
KO:[% Primary - KWH (KWH_PRI)] | 0.38241 | 0.01343 | 0 | 0 | 0 | 0.0029 | 0.03842 | 0.34175 | 0 | 1 | 0 | 1 | 0 | 0 | 0 | 1 | 0 | 0 | 0 | 0 | 0 | 0 | 0 | 0 | 0 | 0 | 0 | 0 | 0
KP:[Energy Expansion Factor - Primary] | 1.0267 | 1.0267 | 1.0267 | 1.0267 | 1.0267 | 1.0267 | 1.0267 | 1.0267 | 1.0267 | 1.0267 | 1.0267 | 1.0267 | 1.0267 | 1.0267 | 1.0267 | 1.0267 | 1.0267 | 1.0267 | 1.0267 | 1.0267 | 1.0267 | 1.0267 | 1.0267 | 1.0267 | 1.0267 | 1.0267 | 1.0267 | 1.0267 | 1.0267
KQ:[Primary MWH Sales at Generator] | 1056781.0773 | 1403.5355 | 0 | 0 | 0 | 77060.1988 | 415354.1593 | 884377.1047 | 0 | 93644.1416 | 0 | 11081.5636 | 0 | 0 | 0 | 12173.5819 | 0 | 0 | 0 | 0 | 0 | 0 | 0 | 0 | 0 | 0 | 0 | 0 | 0
KR:[]
KS:[MWH Sales] | 2691593.784 | 101789.064 | 1508609.875 | 5981722.51 | 70241.818 | 25881286.249 | 10529674.162 | 2520476.755 | 173015.536 | 91208.296 | 97899.984 | 10793.313 | 57133325.763 | 561030.701 | 32762.626 | 11856.926 | 89667.754 | 2927.124 | 814173.7483 | 0 | 0 | 1102340 | 4025200.602 | 4479.0423 | 19111.6603 | 18960 | 168 | 152 | 0
KT:[MWH Sales Adjustment] | 0 | 0 | 0 | 0 | 0 | 0 | 0 | 0 | 0 | 0 | 0 | 0 | 0 | 0 | 0 | 0 | 0 | 0 | 0 | 0 | 0 | 0 | 0 | 0 | 0 | 0 | 0 | 0 | 0
KU:[Adjusted MWH Sales] | 2691593.784 | 101789.064 | 1508609.875 | 5981722.51 | 70241.818 | 25881286.249 | 10529674.162 | 2520476.755 | 173015.536 | 91208.296 | 97899.984 | 10793.313 | 57133325.763 | 561030.701 | 32762.626 | 11856.926 | 89667.754 | 2927.124 | 814173.7483 | 0 | 0 | 1102340 | 4025200.602 | 4479.0423 | 19111.6603 | 18960 | 168 | 152 | 0
KV:[% Secondary - KWH (KWH_SEC)] | 0.61759 | 0.98657 | 0 | 1 | 1 | 0.9971 | 0.96158 | 0.65825 | 0 | 0 | 1 | 0 | 1 | 1 | 1 | 0 | 0 | 0 | 0 | 0 | 0 | 0 | 0 | 0 | 0 | 0 | 0 | 0 | 0
KW:[Energy Expansion Factor - Secondary] | 1.0486 | 1.0486 | 1.0486 | 1.0486 | 1.0486 | 1.0486 | 1.0486 | 1.0486 | 1.0486 | 1.0486 | 1.0486 | 1.0486 | 1.0486 | 1.0486 | 1.0486 | 1.0486 | 1.0486 | 1.0486 | 1.0486 | 1.0486 | 1.0486 | 1.0486 | 1.0486 | 1.0486 | 1.0486 | 1.0486 | 1.0486 | 1.0486 | 1.0486
KX:[Secondary MWH Sales at Generator] | 1743134.7206 | 105305.2946 | 0 | 6272597.8362 | 73657.4916 | 27061119.1746 | 10617482.0536 | 1739781.6497 | 0 | 0 | 102660.601 | 0 | 59911568.1068 | 588312.1384 | 34355.7857 | 0 | 0 | 0 | 0 | 0 | 0 | 0 | 0 | 0 | 0 | 0 | 0 | 0 | 0
KY:[]
KZ:[Transmission MWH Sales at Generator] | 0 | 0 | 1534268.0957 | 0 | 0 | 0 | 0 | 0 | 175958.1595 | 0 | 0 | 0 | 0 | 0 | 0 | 0 | 91192.8103 | 2976.9081 | 828021.0988 | 0 | 0 | 1121088.4408 | 4093660.6373 | 4555.2212 | 19436.7086 | 19282.469 | 170.8573 | 154.5852 | 0
LA:[Primary MWH Sales at Generator] | 1056781.0773 | 1403.5355 | 0 | 0 | 0 | 77060.1988 | 415354.1593 | 884377.1047 | 0 | 93644.1416 | 0 | 11081.5636 | 0 | 0 | 0 | 12173.5819 | 0 | 0 | 0 | 0 | 0 | 0 | 0 | 0 | 0 | 0 | 0 | 0 | 0
LB:[Secondary MWH Sales at Generator] | 1743134.7206 | 105305.2946 | 0 | 6272597.8362 | 73657.4916 | 27061119.1746 | 10617482.0536 | 1739781.6497 | 0 | 0 | 102660.601 | 0 | 59911568.1068 | 588312.1384 | 34355.7857 | 0 | 0 | 0 | 0 | 0 | 0 | 0 | 0 | 0 | 0 | 0 | 0 | 0 | 0
LC:[MWH Sales] | 2799915.7979 | 106708.8301 | 1534268.0957 | 6272597.8362 | 73657.4916 | 27138179.3734 | 11032836.2129 | 2624158.7543 | 175958.1595 | 93644.1416 | 102660.601 | 11081.5636 | 59911568.1068 | 588312.1384 | 34355.7857 | 12173.5819 | 91192.8103 | 2976.9081 | 828021.0988 | 0 | 0 | 1121088.4408 | 4093660.6373 | 4555.2212 | 19436.7086 | 19282.469 | 170.8573 | 154.5852 | 0
CILC-1D | 2799915.7979 | 2799915.7979 | 2799915.7979 | 2799915.7979 | 2799915.7979 | 2799915.7979 | 2799915.7979 | 2799915.7979 | 2799915.7979 | 2799915.7979 | 2799915.7979 | 2799915.7979 | 2799915.7979 | 2799915.7979 | 2799915.7979 | 2799915.7979 | 2799915.7979
CILC-1G | 106708.8301 | 106708.8301 | 106708.8301 | 106708.8301 | 106708.8301 | 106708.8301 | 106708.8301 | 106708.8301 | 106708.8301 | 106708.8301 | 106708.8301 | 106708.8301 | 106708.8301 | 106708.8301 | 106708.8301 | 106708.8301 | 106708.8301
CILC-1T | 1534268.0957 | 1534268.0957 | 1534268.0957 | 1534268.0957 | 1534268.0957 | 1534268.0957 | 1534268.0957 | 1534268.0957 | 1534268.0957 | 1534268.0957 | 1534268.0957 | 1534268.0957 | 1534268.0957 | 1534268.0957 | 1534268.0957 | 1534268.0957 | 1534268.0957
GS(T)-1 | 6272597.8362 | 6272597.8362 | 6272597.8362 | 6272597.8362 | 6272597.8362 | 6272597.8362 | 6272597.8362 | 6272597.8362 | 6272597.8362 | 6272597.8362 | 6272597.8362 | 6272597.8362 | 6272597.8362 | 6272597.8362 | 6272597.8362 | 6272597.8362 | 6272597.8362
GSCU-1 | 73657.4916 | 73657.4916 | 73657.4916 | 73657.4916 | 73657.4916 | 73657.4916 | 73657.4916 | 73657.4916 | 73657.4916 | 73657.4916 | 73657.4916 | 73657.4916 | 73657.4916 | 73657.4916 | 73657.4916 | 73657.4916 | 73657.4916
GSD(T)-1 | 27138179.3734 | 27138179.3734 | 27138179.3734 | 27138179.3734 | 27138179.3734 | 27138179.3734 | 27138179.3734 | 27138179.3734 | 27138179.3734 | 27138179.3734 | 27138179.3734 | 27138179.3734 | 27138179.3734 | 27138179.3734 | 27138179.3734 | 27138179.3734 | 27138179.3734
GSLD(T)-1 | 11032836.2129 | 11032836.2129 | 11032836.2129 | 11032836.2129 | 11032836.2129 | 11032836.2129 | 11032836.2129 | 11032836.2129 | 11032836.2129 | 11032836.2129 | 11032836.2129 | 11032836.2129 | 11032836.2129 | 11032836.2129 | 11032836.2129 | 11032836.2129 | 11032836.2129
GSLD(T)-2 | 2624158.7543 | 2624158.7543 | 2624158.7543 | 2624158.7543 | 2624158.7543 | 2624158.7543 | 2624158.7543 | 2624158.7543 | 2624158.7543 | 2624158.7543 | 2624158.7543 | 2624158.7543 | 2624158.7543 | 2624158.7543 | 2624158.7543 | 2624158.7543 | 2624158.7543
GSLD(T)-3 | 175958.1595 | 175958.1595 | 175958.1595 | 175958.1595 | 175958.1595 | 175958.1595 | 175958.1595 | 175958.1595 | 175958.1595 | 175958.1595 | 175958.1595 | 175958.1595 | 175958.1595 | 175958.1595 | 175958.1595 | 175958.1595 | 175958.1595
MET | 93644.1416 | 93644.1416 | 93644.1416 | 93644.1416 | 93644.1416 | 93644.1416 | 93644.1416 | 93644.1416 | 93644.1416 | 93644.1416 | 93644.1416 | 93644.1416 | 93644.1416 | 93644.1416 | 93644.1416 | 93644.1416 | 93644.1416
OL-1 | 102660.601 | 102660.601 | 102660.601 | 102660.601 | 102660.601 | 102660.601 | 102660.601 | 102660.601 | 102660.601 | 102660.601 | 102660.601 | 102660.601 | 102660.601 | 102660.601 | 102660.601 | 102660.601 | 102660.601
OS-2 | 11081.5636 | 11081.5636 | 11081.5636 | 11081.5636 | 11081.5636 | 11081.5636 | 11081.5636 | 11081.5636 | 11081.5636 | 11081.5636 | 11081.5636 | 11081.5636 | 11081.5636 | 11081.5636 | 11081.5636 | 11081.5636 | 11081.5636
RS(T)-1 | 59911568.1068 | 59911568.1068 | 59911568.1068 | 59911568.1068 | 59911568.1068 | 59911568.1068 | 59911568.1068 | 59911568.1068 | 59911568.1068 | 59911568.1068 | 59911568.1068 | 59911568.1068 | 59911568.1068 | 59911568.1068 | 59911568.1068 | 59911568.1068 | 59911568.1068
SL-1 | 588312.1384 | 588312.1384 | 588312.1384 | 588312.1384 | 588312.1384 | 588312.1384 | 588312.1384 | 588312.1384 | 588312.1384 | 588312.1384 | 588312.1384 | 588312.1384 | 588312.1384 | 588312.1384 | 588312.1384 | 588312.1384 | 588312.1384
SL-2 | 34355.7857 | 34355.7857 | 34355.7857 | 34355.7857 | 34355.7857 | 34355.7857 | 34355.7857 | 34355.7857 | 34355.7857 | 34355.7857 | 34355.7857 | 34355.7857 | 34355.7857 | 34355.7857 | 34355.7857 | 34355.7857 | 34355.7857
SST-DST | 12173.5819 | 12173.5819 | 12173.5819 | 12173.5819 | 12173.5819 | 12173.5819 | 12173.5819 | 12173.5819 | 12173.5819 | 12173.5819 | 12173.5819 | 12173.5819 | 12173.5819 | 12173.5819 | 12173.5819 | 12173.5819 | 12173.5819
SST-TST | 91192.8103 | 91192.8103 | 91192.8103 | 91192.8103 | 91192.8103 | 91192.8103 | 91192.8103 | 91192.8103 | 91192.8103 | 91192.8103 | 91192.8103 | 91192.8103 | 91192.8103 | 91192.8103 | 91192.8103 | 91192.8103 | 91192.8103
BLOUNTSTOWN | [17 empty] | 2976.9081 | 2976.9081 | 2976.9081 | 2976.9081 | 2976.9081 | 2976.9081 | 2976.9081 | 2976.9081 | 2976.9081 | 2976.9081 | 2976.9081 | 2976.9081
FKEC | [17 empty] | 828021.0988 | 828021.0988 | 828021.0988 | 828021.0988 | 828021.0988 | 828021.0988 | 828021.0988 | 828021.0988 | 828021.0988 | 828021.0988 | 828021.0988 | 828021.0988
SEMINOLE | [17 empty] | 1121088.4408 | 1121088.4408 | 1121088.4408 | 1121088.4408 | 1121088.4408 | 1121088.4408 | 1121088.4408 | 1121088.4408 | 1121088.4408 | 1121088.4408 | 1121088.4408 | 1121088.4408
LCEC | [17 empty] | 4093660.6373 | 4093660.6373 | 4093660.6373 | 4093660.6373 | 4093660.6373 | 4093660.6373 | 4093660.6373 | 4093660.6373 | 4093660.6373 | 4093660.6373 | 4093660.6373 | 4093660.6373
WAUCHULA | [17 empty] | 4555.2212 | 4555.2212 | 4555.2212 | 4555.2212 | 4555.2212 | 4555.2212 | 4555.2212 | 4555.2212 | 4555.2212 | 4555.2212 | 4555.2212 | 4555.2212
WINTER PARK | [17 empty] | 19436.7086 | 19436.7086 | 19436.7086 | 19436.7086 | 19436.7086 | 19436.7086 | 19436.7086 | 19436.7086 | 19436.7086 | 19436.7086 | 19436.7086 | 19436.7086
NEW SMRYNA BEACH | [17 empty] | 19282.469 | 19282.469 | 19282.469 | 19282.469 | 19282.469 | 19282.469 | 19282.469 | 19282.469 | 19282.469 | 19282.469 | 19282.469 | 19282.469
HOMESTEAD | [17 empty] | 170.8573 | 170.8573 | 170.8573 | 170.8573 | 170.8573 | 170.8573 | 170.8573 | 170.8573 | 170.8573 | 170.8573 | 170.8573 | 170.8573
QUINCY | [17 empty] | 154.5852 | 154.5852 | 154.5852 | 154.5852 | 154.5852 | 154.5852 | 154.5852 | 154.5852 | 154.5852 | 154.5852 | 154.5852 | 154.5852
LD:[Total Retail/Wholesale] | 112603269.2809 | 112603269.2809 | 112603269.2809 | 112603269.2809 | 112603269.2809 | 112603269.2809 | 112603269.2809 | 112603269.2809 | 112603269.2809 | 112603269.2809 | 112603269.2809 | 112603269.2809 | 112603269.2809 | 112603269.2809 | 112603269.2809 | 112603269.2809 | 112603269.2809 | 6089346.9264 | 6089346.9264 | 6089346.9264 | 6089346.9264 | 6089346.9264 | 6089346.9264 | 6089346.9264 | 6089346.9264 | 6089346.9264 | 6089346.9264 | 6089346.9264 | 6089346.9264
CILC-1D | 2799915.7979 | 2799915.7979 | 2799915.7979 | 2799915.7979 | 2799915.7979 | 2799915.7979 | 2799915.7979 | 2799915.7979 | 2799915.7979 | 2799915.7979 | 2799915.7979 | 2799915.7979 | 2799915.7979 | 2799915.7979 | 2799915.7979 | 2799915.7979 | 2799915.7979 | 2799915.7979 | 2799915.7979 | 2799915.7979 | 2799915.7979 | 2799915.7979 | 2799915.7979 | 2799915.7979 | 2799915.7979 | 2799915.7979 | 2799915.7979 | 2799915.7979 | 2799915.7979
CILC-1G | 106708.8301 | 106708.8301 | 106708.8301 | 106708.8301 | 106708.8301 | 106708.8301 | 106708.8301 | 106708.8301 | 106708.8301 | 106708.8301 | 106708.8301 | 106708.8301 | 106708.8301 | 106708.8301 | 106708.8301 | 106708.8301 | 106708.8301 | 106708.8301 | 106708.8301 | 106708.8301 | 106708.8301 | 106708.8301 | 106708.8301 | 106708.8301 | 106708.8301 | 106708.8301 | 106708.8301 | 106708.8301 | 106708.8301
CILC-1T | 1534268.0957 | 1534268.0957 | 1534268.0957 | 1534268.0957 | 1534268.0957 | 1534268.0957 | 1534268.0957 | 1534268.0957 | 1534268.0957 | 1534268.0957 | 1534268.0957 | 1534268.0957 | 1534268.0957 | 1534268.0957 | 1534268.0957 | 1534268.0957 | 1534268.0957 | 1534268.0957 | 1534268.0957 | 1534268.0957 | 1534268.0957 | 1534268.0957 | 1534268.0957 | 1534268.0957 | 1534268.0957 | 1534268.0957 | 1534268.0957 | 1534268.0957 | 1534268.0957
GS(T)-1 | 6272597.8362 | 6272597.8362 | 6272597.8362 | 6272597.8362 | 6272597.8362 | 6272597.8362 | 6272597.8362 | 6272597.8362 | 6272597.8362 | 6272597.8362 | 6272597.8362 | 6272597.8362 | 6272597.8362 | 6272597.8362 | 6272597.8362 | 6272597.8362 | 6272597.8362 | 6272597.8362 | 6272597.8362 | 6272597.8362 | 6272597.8362 | 6272597.8362 | 6272597.8362 | 6272597.8362 | 6272597.8362 | 6272597.8362 | 6272597.8362 | 6272597.8362 | 6272597.8362
GSCU-1 | 73657.4916 | 73657.4916 | 73657.4916 | 73657.4916 | 73657.4916 | 73657.4916 | 73657.4916 | 73657.4916 | 73657.4916 | 73657.4916 | 73657.4916 | 73657.4916 | 73657.4916 | 73657.4916 | 73657.4916 | 73657.4916 | 73657.4916 | 73657.4916 | 73657.4916 | 73657.4916 | 73657.4916 | 73657.4916 | 73657.4916 | 73657.4916 | 73657.4916 | 73657.4916 | 73657.4916 | 73657.4916 | 73657.4916
GSD(T)-1 | 27138179.3734 | 27138179.3734 | 27138179.3734 | 27138179.3734 | 27138179.3734 | 27138179.3734 | 27138179.3734 | 27138179.3734 | 27138179.3734 | 27138179.3734 | 27138179.3734 | 27138179.3734 | 27138179.3734 | 27138179.3734 | 27138179.3734 | 27138179.3734 | 27138179.3734 | 27138179.3734 | 27138179.3734 | 27138179.3734 | 27138179.3734 | 27138179.3734 | 27138179.3734 | 27138179.3734 | 27138179.3734 | 27138179.3734 | 27138179.3734 | 27138179.3734 | 27138179.3734
GSLD(T)-1 | 11032836.2129 | 11032836.2129 | 11032836.2129 | 11032836.2129 | 11032836.2129 | 11032836.2129 | 11032836.2129 | 11032836.2129 | 11032836.2129 | 11032836.2129 | 11032836.2129 | 11032836.2129 | 11032836.2129 | 11032836.2129 | 11032836.2129 | 11032836.2129 | 11032836.2129 | 11032836.2129 | 11032836.2129 | 11032836.2129 | 11032836.2129 | 11032836.2129 | 11032836.2129 | 11032836.2129 | 11032836.2129 | 11032836.2129 | 11032836.2129 | 11032836.2129 | 11032836.2129
GSLD(T)-2 | 2624158.7543 | 2624158.7543 | 2624158.7543 | 2624158.7543 | 2624158.7543 | 2624158.7543 | 2624158.7543 | 2624158.7543 | 2624158.7543 | 2624158.7543 | 2624158.7543 | 2624158.7543 | 2624158.7543 | 2624158.7543 | 2624158.7543 | 2624158.7543 | 2624158.7543 | 2624158.7543 | 2624158.7543 | 2624158.7543 | 2624158.7543 | 2624158.7543 | 2624158.7543 | 2624158.7543 | 2624158.7543 | 2624158.7543 | 2624158.7543 | 2624158.7543 | 2624158.7543
GSLD(T)-3 | 175958.1595 | 175958.1595 | 175958.1595 | 175958.1595 | 175958.1595 | 175958.1595 | 175958.1595 | 175958.1595 | 175958.1595 | 175958.1595 | 175958.1595 | 175958.1595 | 175958.1595 | 175958.1595 | 175958.1595 | 175958.1595 | 175958.1595 | 175958.1595 | 175958.1595 | 175958.1595 | 175958.1595 | 175958.1595 | 175958.1595 | 175958.1595 | 175958.1595 | 175958.1595 | 175958.1595 | 175958.1595 | 175958.1595
MET | 93644.1416 | 93644.1416 | 93644.1416 | 93644.1416 | 93644.1416 | 93644.1416 | 93644.1416 | 93644.1416 | 93644.1416 | 93644.1416 | 93644.1416 | 93644.1416 | 93644.1416 | 93644.1416 | 93644.1416 | 93644.1416 | 93644.1416 | 93644.1416 | 93644.1416 | 93644.1416 | 93644.1416 | 93644.1416 | 93644.1416 | 93644.1416 | 93644.1416 | 93644.1416 | 93644.1416 | 93644.1416 | 93644.1416
OL-1 | 102660.601 | 102660.601 | 102660.601 | 102660.601 | 102660.601 | 102660.601 | 102660.601 | 102660.601 | 102660.601 | 102660.601 | 102660.601 | 102660.601 | 102660.601 | 102660.601 | 102660.601 | 102660.601 | 102660.601 | 102660.601 | 102660.601 | 102660.601 | 102660.601 | 102660.601 | 102660.601 | 102660.601 | 102660.601 | 102660.601 | 102660.601 | 102660.601 | 102660.601
OS-2 | 11081.5636 | 11081.5636 | 11081.5636 | 11081.5636 | 11081.5636 | 11081.5636 | 11081.5636 | 11081.5636 | 11081.5636 | 11081.5636 | 11081.5636 | 11081.5636 | 11081.5636 | 11081.5636 | 11081.5636 | 11081.5636 | 11081.5636 | 11081.5636 | 11081.5636 | 11081.5636 | 11081.5636 | 11081.5636 | 11081.5636 | 11081.5636 | 11081.5636 | 11081.5636 | 11081.5636 | 11081.5636 | 11081.5636
RS(T)-1 | 59911568.1068 | 59911568.1068 | 59911568.1068 | 59911568.1068 | 59911568.1068 | 59911568.1068 | 59911568.1068 | 59911568.1068 | 59911568.1068 | 59911568.1068 | 59911568.1068 | 59911568.1068 | 59911568.1068 | 59911568.1068 | 59911568.1068 | 59911568.1068 | 59911568.1068 | 59911568.1068 | 59911568.1068 | 59911568.1068 | 59911568.1068 | 59911568.1068 | 59911568.1068 | 59911568.1068 | 59911568.1068 | 59911568.1068 | 59911568.1068 | 59911568.1068 | 59911568.1068
SL-1 | 588312.1384 | 588312.1384 | 588312.1384 | 588312.1384 | 588312.1384 | 588312.1384 | 588312.1384 | 588312.1384 | 588312.1384 | 588312.1384 | 588312.1384 | 588312.1384 | 588312.1384 | 588312.1384 | 588312.1384 | 588312.1384 | 588312.1384 | 588312.1384 | 588312.1384 | 588312.1384 | 588312.1384 | 588312.1384 | 588312.1384 | 588312.1384 | 588312.1384 | 588312.1384 | 588312.1384 | 588312.1384 | 588312.1384
SL-2 | 34355.7857 | 34355.7857 | 34355.7857 | 34355.7857 | 34355.7857 | 34355.7857 | 34355.7857 | 34355.7857 | 34355.7857 | 34355.7857 | 34355.7857 | 34355.7857 | 34355.7857 | 34355.7857 | 34355.7857 | 34355.7857 | 34355.7857 | 34355.7857 | 34355.7857 | 34355.7857 | 34355.7857 | 34355.7857 | 34355.7857 | 34355.7857 | 34355.7857 | 34355.7857 | 34355.7857 | 34355.7857 | 34355.7857
SST-DST | 12173.5819 | 12173.5819 | 12173.5819 | 12173.5819 | 12173.5819 | 12173.5819 | 12173.5819 | 12173.5819 | 12173.5819 | 12173.5819 | 12173.5819 | 12173.5819 | 12173.5819 | 12173.5819 | 12173.5819 | 12173.5819 | 12173.5819 | 12173.5819 | 12173.5819 | 12173.5819 | 12173.5819 | 12173.5819 | 12173.5819 | 12173.5819 | 12173.5819 | 12173.5819 | 12173.5819 | 12173.5819 | 12173.5819
SST-TST | 91192.8103 | 91192.8103 | 91192.8103 | 91192.8103 | 91192.8103 | 91192.8103 | 91192.8103 | 91192.8103 | 91192.8103 | 91192.8103 | 91192.8103 | 91192.8103 | 91192.8103 | 91192.8103 | 91192.8103 | 91192.8103 | 91192.8103 | 91192.8103 | 91192.8103 | 91192.8103 | 91192.8103 | 91192.8103 | 91192.8103 | 91192.8103 | 91192.8103 | 91192.8103 | 91192.8103 | 91192.8103 | 91192.8103
BLOUNTSTOWN | 2976.9081 | 2976.9081 | 2976.9081 | 2976.9081 | 2976.9081 | 2976.9081 | 2976.9081 | 2976.9081 | 2976.9081 | 2976.9081 | 2976.9081 | 2976.9081 | 2976.9081 | 2976.9081 | 2976.9081 | 2976.9081 | 2976.9081 | 2976.9081 | 2976.9081 | 2976.9081 | 2976.9081 | 2976.9081 | 2976.9081 | 2976.9081 | 2976.9081 | 2976.9081 | 2976.9081 | 2976.9081 | 2976.9081
FKEC | 828021.0988 | 828021.0988 | 828021.0988 | 828021.0988 | 828021.0988 | 828021.0988 | 828021.0988 | 828021.0988 | 828021.0988 | 828021.0988 | 828021.0988 | 828021.0988 | 828021.0988 | 828021.0988 | 828021.0988 | 828021.0988 | 828021.0988 | 828021.0988 | 828021.0988 | 828021.0988 | 828021.0988 | 828021.0988 | 828021.0988 | 828021.0988 | 828021.0988 | 828021.0988 | 828021.0988 | 828021.0988 | 828021.0988
SEMINOLE | 1121088.4408 | 1121088.4408 | 1121088.4408 | 1121088.4408 | 1121088.4408 | 1121088.4408 | 1121088.4408 | 1121088.4408 | 1121088.4408 | 1121088.4408 | 1121088.4408 | 1121088.4408 | 1121088.4408 | 1121088.4408 | 1121088.4408 | 1121088.4408 | 1121088.4408 | 1121088.4408 | 1121088.4408 | 1121088.4408 | 1121088.4408 | 1121088.4408 | 1121088.4408 | 1121088.4408 | 1121088.4408 | 1121088.4408 | 1121088.4408 | 1121088.4408 | 1121088.4408
LCEC | 4093660.6373 | 4093660.6373 | 4093660.6373 | 4093660.6373 | 4093660.6373 | 4093660.6373 | 4093660.6373 | 4093660.6373 | 4093660.6373 | 4093660.6373 | 4093660.6373 | 4093660.6373 | 4093660.6373 | 4093660.6373 | 4093660.6373 | 4093660.6373 | 4093660.6373 | 4093660.6373 | 4093660.6373 | 4093660.6373 | 4093660.6373 | 4093660.6373 | 4093660.6373 | 4093660.6373 | 4093660.6373 | 4093660.6373 | 4093660.6373 | 4093660.6373 | 4093660.6373
WAUCHULA | 4555.2212 | 4555.2212 | 4555.2212 | 4555.2212 | 4555.2212 | 4555.2212 | 4555.2212 | 4555.2212 | 4555.2212 | 4555.2212 | 4555.2212 | 4555.2212 | 4555.2212 | 4555.2212 | 4555.2212 | 4555.2212 | 4555.2212 | 4555.2212 | 4555.2212 | 4555.2212 | 4555.2212 | 4555.2212 | 4555.2212 | 4555.2212 | 4555.2212 | 4555.2212 | 4555.2212 | 4555.2212 | 4555.2212
WINTER PARK | 19436.7086 | 19436.7086 | 19436.7086 | 19436.7086 | 19436.7086 | 19436.7086 | 19436.7086 | 19436.7086 | 19436.7086 | 19436.7086 | 19436.7086 | 19436.7086 | 19436.7086 | 19436.7086 | 19436.7086 | 19436.7086 | 19436.7086 | 19436.7086 | 19436.7086 | 19436.7086 | 19436.7086 | 19436.7086 | 19436.7086 | 19436.7086 | 19436.7086 | 19436.7086 | 19436.7086 | 19436.7086 | 19436.7086
NEW SMRYNA BEACH | 19282.469 | 19282.469 | 19282.469 | 19282.469 | 19282.469 | 19282.469 | 19282.469 | 19282.469 | 19282.469 | 19282.469 | 19282.469 | 19282.469 | 19282.469 | 19282.469 | 19282.469 | 19282.469 | 19282.469 | 19282.469 | 19282.469 | 19282.469 | 19282.469 | 19282.469 | 19282.469 | 19282.469 | 19282.469 | 19282.469 | 19282.469 | 19282.469 | 19282.469
HOMESTEAD | 170.8573 | 170.8573 | 170.8573 | 170.8573 | 170.8573 | 170.8573 | 170.8573 | 170.8573 | 170.8573 | 170.8573 | 170.8573 | 170.8573 | 170.8573 | 170.8573 | 170.8573 | 170.8573 | 170.8573 | 170.8573 | 170.8573 | 170.8573 | 170.8573 | 170.8573 | 170.8573 | 170.8573 | 170.8573 | 170.8573 | 170.8573 | 170.8573 | 170.8573
QUINCY | 154.5852 | 154.5852 | 154.5852 | 154.5852 | 154.5852 | 154.5852 | 154.5852 | 154.5852 | 154.5852 | 154.5852 | 154.5852 | 154.5852 | 154.5852 | 154.5852 | 154.5852 | 154.5852 | 154.5852 | 154.5852 | 154.5852 | 154.5852 | 154.5852 | 154.5852 | 154.5852 | 154.5852 | 154.5852 | 154.5852 | 154.5852 | 154.5852 | 154.5852
LE:[Total Company] | 118692616.2073 | 118692616.2073 | 118692616.2073 | 118692616.2073 | 118692616.2073 | 118692616.2073 | 118692616.2073 | 118692616.2073 | 118692616.2073 | 118692616.2073 | 118692616.2073 | 118692616.2073 | 118692616.2073 | 118692616.2073 | 118692616.2073 | 118692616.2073 | 118692616.2073 | 118692616.2073 | 118692616.2073 | 118692616.2073 | 118692616.2073 | 118692616.2073 | 118692616.2073 | 118692616.2073 | 118692616.2073 | 118692616.2073 | 118692616.2073 | 118692616.2073 | 118692616.2073
LF:[]
LG:[External Factor - FPL201] | 0.024865 | 0.00094765 | 0.013625 | 0.055705 | 0.00065413 | 0.24101 | 0.09798 | 0.023304 | 0.0015626 | 0.00083163 | 0.0009117 | 9.8412e-05 | 0.53206 | 0.0052246 | 0.0003051 | 0.00010811 | 0.00080986 | 0.00048887 | 0.13598 | 0 | 0 | 0.18411 | 0.67227 | 0.00074806 | 0.0031919 | 0.0031666 | 2.8058e-05 | 2.5386e-05 | 0
LH:[% to Total System] | 0.02359 | 0.00089904 | 0.012926 | 0.052847 | 0.00062057 | 0.22864 | 0.092953 | 0.022109 | 0.0014825 | 0.00078896 | 0.00086493 | 9.3364e-05 | 0.50476 | 0.0049566 | 0.00028945 | 0.00010256 | 0.00076831 | 2.5081e-05 | 0.0069762 | 0 | 0 | 0.0094453 | 0.03449 | 3.8378e-05 | 0.00016376 | 0.00016246 | 1.4395e-06 | 1.3024e-06 | 0
LI:[]
LJ:[FPL202]
LK:[Retail/Wholesale Factor] | 0 | 0 | 0 | 0 | 0 | 0 | 0 | 0 | 0 | 0 | 0 | 0 | 0 | 0 | 0 | 0 | 0 | -1 | -1 | -1 | -1 | -1 | -1 | -1 | -1 | -1 | -1 | -1 | -1
LL:[]
LM:[MWH Sales] | 2691593.784 | 101789.064 | 1508609.875 | 5981722.51 | 70241.818 | 25881286.249 | 10529674.162 | 2520476.755 | 173015.536 | 91208.296 | 97899.984 | 10793.313 | 57133325.763 | 561030.701 | 32762.626 | 11856.926 | 89667.754 | 2927.124 | 814173.7483 | 0 | 0 | 1102340 | 4025200.602 | 4479.0423 | 19111.6603 | 18960 | 168 | 152 | 0
LN:[MWH Sales Adjustment] | 0 | 0 | 0 | 0 | 0 | 0 | 0 | 0 | 0 | 0 | 0 | 0 | 0 | 0 | 0 | 0 | 0 | 0 | 0 | 0 | 0 | 0 | 0 | 0 | 0 | 0 | 0 | 0 | 0
LO:[Adjusted MWH Sales] | 2691593.784 | 101789.064 | 1508609.875 | 5981722.51 | 70241.818 | 25881286.249 | 10529674.162 | 2520476.755 | 173015.536 | 91208.296 | 97899.984 | 10793.313 | 57133325.763 | 561030.701 | 32762.626 | 11856.926 | 89667.754 | 2927.124 | 814173.7483 | 0 | 0 | 1102340 | 4025200.602 | 4479.0423 | 19111.6603 | 18960 | 168 | 152 | 0
LP:[Exclude from Calc (1=Yes)] | 0 | 0 | 0 | 0 | 0 | 0 | 0 | 0 | 0 | 0 | 0 | 0 | 0 | 0 | 0 | 0 | 0 | 0 | 0 | 0 | 0 | 0 | 0 | 0 | 0 | 0 | 0 | 0 | 0
LQ:[% Transmission - KWH (KWH_TRANS)] | 0 | 0 | 1 | 0 | 0 | 0 | 0 | 0 | 1 | 0 | 0 | 0 | 0 | 0 | 0 | 0 | 1 | 1 | 1 | 1 | 1 | 1 | 1 | 1 | 1 | 1 | 1 | 1 | 1
LR:[Energy Expansion Factor - Transmission] | 1.017 | 1.017 | 1.017 | 1.017 | 1.017 | 1.017 | 1.017 | 1.017 | 1.017 | 1.017 | 1.017 | 1.017 | 1.017 | 1.017 | 1.017 | 1.017 | 1.017 | 1.017 | 1.017 | 1.017 | 1.017 | 1.017 | 1.017 | 1.017 | 1.017 | 1.017 | 1.017 | 1.017 | 1.017
LS:[Transmission MWH Sales at Generator] | 0 | 0 | 1534268.0957 | 0 | 0 | 0 | 0 | 0 | 175958.1595 | 0 | 0 | 0 | 0 | 0 | 0 | 0 | 91192.8103 | 2976.9081 | 828021.0988 | 0 | 0 | 1121088.4408 | 4093660.6373 | 4555.2212 | 19436.7086 | 19282.469 | 170.8573 | 154.5852 | 0
LT:[]
LU:[MWH Sales] | 2691593.784 | 101789.064 | 1508609.875 | 5981722.51 | 70241.818 | 25881286.249 | 10529674.162 | 2520476.755 | 173015.536 | 91208.296 | 97899.984 | 10793.313 | 57133325.763 | 561030.701 | 32762.626 | 11856.926 | 89667.754 | 2927.124 | 814173.7483 | 0 | 0 | 1102340 | 4025200.602 | 4479.0423 | 19111.6603 | 18960 | 168 | 152 | 0
LV:[MWH Sales Adjustment] | 0 | 0 | 0 | 0 | 0 | 0 | 0 | 0 | 0 | 0 | 0 | 0 | 0 | 0 | 0 | 0 | 0 | 0 | 0 | 0 | 0 | 0 | 0 | 0 | 0 | 0 | 0 | 0 | 0
LW:[Adjusted MWH Sales] | 2691593.784 | 101789.064 | 1508609.875 | 5981722.51 | 70241.818 | 25881286.249 | 10529674.162 | 2520476.755 | 173015.536 | 91208.296 | 97899.984 | 10793.313 | 57133325.763 | 561030.701 | 32762.626 | 11856.926 | 89667.754 | 2927.124 | 814173.7483 | 0 | 0 | 1102340 | 4025200.602 | 4479.0423 | 19111.6603 | 18960 | 168 | 152 | 0
LX:[% Primary - KWH (KWH_PRI)] | 0.38241 | 0.01343 | 0 | 0 | 0 | 0.0029 | 0.03842 | 0.34175 | 0 | 1 | 0 | 1 | 0 | 0 | 0 | 1 | 0 | 0 | 0 | 0 | 0 | 0 | 0 | 0 | 0 | 0 | 0 | 0 | 0
LY:[Energy Expansion Factor - Primary] | 1.0267 | 1.0267 | 1.0267 | 1.0267 | 1.0267 | 1.0267 | 1.0267 | 1.0267 | 1.0267 | 1.0267 | 1.0267 | 1.0267 | 1.0267 | 1.0267 | 1.0267 | 1.0267 | 1.0267 | 1.0267 | 1.0267 | 1.0267 | 1.0267 | 1.0267 | 1.0267 | 1.0267 | 1.0267 | 1.0267 | 1.0267 | 1.0267 | 1.0267
LZ:[Primary MWH Sales at Generator] | 1056781.0773 | 1403.5355 | 0 | 0 | 0 | 77060.1988 | 415354.1593 | 884377.1047 | 0 | 93644.1416 | 0 | 11081.5636 | 0 | 0 | 0 | 12173.5819 | 0 | 0 | 0 | 0 | 0 | 0 | 0 | 0 | 0 | 0 | 0 | 0 | 0
MA:[]
MB:[MWH Sales] | 2691593.784 | 101789.064 | 1508609.875 | 5981722.51 | 70241.818 | 25881286.249 | 10529674.162 | 2520476.755 | 173015.536 | 91208.296 | 97899.984 | 10793.313 | 57133325.763 | 561030.701 | 32762.626 | 11856.926 | 89667.754 | 2927.124 | 814173.7483 | 0 | 0 | 1102340 | 4025200.602 | 4479.0423 | 19111.6603 | 18960 | 168 | 152 | 0
MC:[MWH Sales Adjustment] | 0 | 0 | 0 | 0 | 0 | 0 | 0 | 0 | 0 | 0 | 0 | 0 | 0 | 0 | 0 | 0 | 0 | 0 | 0 | 0 | 0 | 0 | 0 | 0 | 0 | 0 | 0 | 0 | 0
MD:[Adjusted MWH Sales] | 2691593.784 | 101789.064 | 1508609.875 | 5981722.51 | 70241.818 | 25881286.249 | 10529674.162 | 2520476.755 | 173015.536 | 91208.296 | 97899.984 | 10793.313 | 57133325.763 | 561030.701 | 32762.626 | 11856.926 | 89667.754 | 2927.124 | 814173.7483 | 0 | 0 | 1102340 | 4025200.602 | 4479.0423 | 19111.6603 | 18960 | 168 | 152 | 0
ME:[% Secondary - KWH (KWH_SEC)] | 0.61759 | 0.98657 | 0 | 1 | 1 | 0.9971 | 0.96158 | 0.65825 | 0 | 0 | 1 | 0 | 1 | 1 | 1 | 0 | 0 | 0 | 0 | 0 | 0 | 0 | 0 | 0 | 0 | 0 | 0 | 0 | 0
MF:[Energy Expansion Factor - Secondary] | 1.0486 | 1.0486 | 1.0486 | 1.0486 | 1.0486 | 1.0486 | 1.0486 | 1.0486 | 1.0486 | 1.0486 | 1.0486 | 1.0486 | 1.0486 | 1.0486 | 1.0486 | 1.0486 | 1.0486 | 1.0486 | 1.0486 | 1.0486 | 1.0486 | 1.0486 | 1.0486 | 1.0486 | 1.0486 | 1.0486 | 1.0486 | 1.0486 | 1.0486
MG:[Secondary MWH Sales at Generator] | 1743134.7206 | 105305.2946 | 0 | 6272597.8362 | 73657.4916 | 27061119.1746 | 10617482.0536 | 1739781.6497 | 0 | 0 | 102660.601 | 0 | 59911568.1068 | 588312.1384 | 34355.7857 | 0 | 0 | 0 | 0 | 0 | 0 | 0 | 0 | 0 | 0 | 0 | 0 | 0 | 0
MH:[]
MI:[Transmission MWH Sales at Generator] | 0 | 0 | 1534268.0957 | 0 | 0 | 0 | 0 | 0 | 175958.1595 | 0 | 0 | 0 | 0 | 0 | 0 | 0 | 91192.8103 | 2976.9081 | 828021.0988 | 0 | 0 | 1121088.4408 | 4093660.6373 | 4555.2212 | 19436.7086 | 19282.469 | 170.8573 | 154.5852 | 0
MJ:[Primary MWH Sales at Generator] | 1056781.0773 | 1403.5355 | 0 | 0 | 0 | 77060.1988 | 415354.1593 | 884377.1047 | 0 | 93644.1416 | 0 | 11081.5636 | 0 | 0 | 0 | 12173.5819 | 0 | 0 | 0 | 0 | 0 | 0 | 0 | 0 | 0 | 0 | 0 | 0 | 0
MK:[Secondary MWH Sales at Generator] | 1743134.7206 | 105305.2946 | 0 | 6272597.8362 | 73657.4916 | 27061119.1746 | 10617482.0536 | 1739781.6497 | 0 | 0 | 102660.601 | 0 | 59911568.1068 | 588312.1384 | 34355.7857 | 0 | 0 | 0 | 0 | 0 | 0 | 0 | 0 | 0 | 0 | 0 | 0 | 0 | 0
ML:[MWH Sales Excluding Certain Contracts] | 2799915.7979 | 106708.8301 | 1534268.0957 | 6272597.8362 | 73657.4916 | 27138179.3734 | 11032836.2129 | 2624158.7543 | 175958.1595 | 93644.1416 | 102660.601 | 11081.5636 | 59911568.1068 | 588312.1384 | 34355.7857 | 12173.5819 | 91192.8103 | 2976.9081 | 828021.0988 | 0 | 0 | 1121088.4408 | 4093660.6373 | 4555.2212 | 19436.7086 | 19282.469 | 170.8573 | 154.5852 | 0
CILC-1D | 2799915.7979 | 2799915.7979 | 2799915.7979 | 2799915.7979 | 2799915.7979 | 2799915.7979 | 2799915.7979 | 2799915.7979 | 2799915.7979 | 2799915.7979 | 2799915.7979 | 2799915.7979 | 2799915.7979 | 2799915.7979 | 2799915.7979 | 2799915.7979 | 2799915.7979
CILC-1G | 106708.8301 | 106708.8301 | 106708.8301 | 106708.8301 | 106708.8301 | 106708.8301 | 106708.8301 | 106708.8301 | 106708.8301 | 106708.8301 | 106708.8301 | 106708.8301 | 106708.8301 | 106708.8301 | 106708.8301 | 106708.8301 | 106708.8301
CILC-1T | 1534268.0957 | 1534268.0957 | 1534268.0957 | 1534268.0957 | 1534268.0957 | 1534268.0957 | 1534268.0957 | 1534268.0957 | 1534268.0957 | 1534268.0957 | 1534268.0957 | 1534268.0957 | 1534268.0957 | 1534268.0957 | 1534268.0957 | 1534268.0957 | 1534268.0957
GS(T)-1 | 6272597.8362 | 6272597.8362 | 6272597.8362 | 6272597.8362 | 6272597.8362 | 6272597.8362 | 6272597.8362 | 6272597.8362 | 6272597.8362 | 6272597.8362 | 6272597.8362 | 6272597.8362 | 6272597.8362 | 6272597.8362 | 6272597.8362 | 6272597.8362 | 6272597.8362
GSCU-1 | 73657.4916 | 73657.4916 | 73657.4916 | 73657.4916 | 73657.4916 | 73657.4916 | 73657.4916 | 73657.4916 | 73657.4916 | 73657.4916 | 73657.4916 | 73657.4916 | 73657.4916 | 73657.4916 | 73657.4916 | 73657.4916 | 73657.4916
GSD(T)-1 | 27138179.3734 | 27138179.3734 | 27138179.3734 | 27138179.3734 | 27138179.3734 | 27138179.3734 | 27138179.3734 | 27138179.3734 | 27138179.3734 | 27138179.3734 | 27138179.3734 | 27138179.3734 | 27138179.3734 | 27138179.3734 | 27138179.3734 | 27138179.3734 | 27138179.3734
GSLD(T)-1 | 11032836.2129 | 11032836.2129 | 11032836.2129 | 11032836.2129 | 11032836.2129 | 11032836.2129 | 11032836.2129 | 11032836.2129 | 11032836.2129 | 11032836.2129 | 11032836.2129 | 11032836.2129 | 11032836.2129 | 11032836.2129 | 11032836.2129 | 11032836.2129 | 11032836.2129
GSLD(T)-2 | 2624158.7543 | 2624158.7543 | 2624158.7543 | 2624158.7543 | 2624158.7543 | 2624158.7543 | 2624158.7543 | 2624158.7543 | 2624158.7543 | 2624158.7543 | 2624158.7543 | 2624158.7543 | 2624158.7543 | 2624158.7543 | 2624158.7543 | 2624158.7543 | 2624158.7543
GSLD(T)-3 | 175958.1595 | 175958.1595 | 175958.1595 | 175958.1595 | 175958.1595 | 175958.1595 | 175958.1595 | 175958.1595 | 175958.1595 | 175958.1595 | 175958.1595 | 175958.1595 | 175958.1595 | 175958.1595 | 175958.1595 | 175958.1595 | 175958.1595
MET | 93644.1416 | 93644.1416 | 93644.1416 | 93644.1416 | 93644.1416 | 93644.1416 | 93644.1416 | 93644.1416 | 93644.1416 | 93644.1416 | 93644.1416 | 93644.1416 | 93644.1416 | 93644.1416 | 93644.1416 | 93644.1416 | 93644.1416
OL-1 | 102660.601 | 102660.601 | 102660.601 | 102660.601 | 102660.601 | 102660.601 | 102660.601 | 102660.601 | 102660.601 | 102660.601 | 102660.601 | 102660.601 | 102660.601 | 102660.601 | 102660.601 | 102660.601 | 102660.601
OS-2 | 11081.5636 | 11081.5636 | 11081.5636 | 11081.5636 | 11081.5636 | 11081.5636 | 11081.5636 | 11081.5636 | 11081.5636 | 11081.5636 | 11081.5636 | 11081.5636 | 11081.5636 | 11081.5636 | 11081.5636 | 11081.5636 | 11081.5636
RS(T)-1 | 59911568.1068 | 59911568.1068 | 59911568.1068 | 59911568.1068 | 59911568.1068 | 59911568.1068 | 59911568.1068 | 59911568.1068 | 59911568.1068 | 59911568.1068 | 59911568.1068 | 59911568.1068 | 59911568.1068 | 59911568.1068 | 59911568.1068 | 59911568.1068 | 59911568.1068
SL-1 | 588312.1384 | 588312.1384 | 588312.1384 | 588312.1384 | 588312.1384 | 588312.1384 | 588312.1384 | 588312.1384 | 588312.1384 | 588312.1384 | 588312.1384 | 588312.1384 | 588312.1384 | 588312.1384 | 588312.1384 | 588312.1384 | 588312.1384
SL-2 | 34355.7857 | 34355.7857 | 34355.7857 | 34355.7857 | 34355.7857 | 34355.7857 | 34355.7857 | 34355.7857 | 34355.7857 | 34355.7857 | 34355.7857 | 34355.7857 | 34355.7857 | 34355.7857 | 34355.7857 | 34355.7857 | 34355.7857
SST-DST | 12173.5819 | 12173.5819 | 12173.5819 | 12173.5819 | 12173.5819 | 12173.5819 | 12173.5819 | 12173.5819 | 12173.5819 | 12173.5819 | 12173.5819 | 12173.5819 | 12173.5819 | 12173.5819 | 12173.5819 | 12173.5819 | 12173.5819
SST-TST | 91192.8103 | 91192.8103 | 91192.8103 | 91192.8103 | 91192.8103 | 91192.8103 | 91192.8103 | 91192.8103 | 91192.8103 | 91192.8103 | 91192.8103 | 91192.8103 | 91192.8103 | 91192.8103 | 91192.8103 | 91192.8103 | 91192.8103
BLOUNTSTOWN | [17 empty] | 2976.9081 | 2976.9081 | 2976.9081 | 2976.9081 | 2976.9081 | 2976.9081 | 2976.9081 | 2976.9081 | 2976.9081 | 2976.9081 | 2976.9081 | 2976.9081
FKEC | [17 empty] | 828021.0988 | 828021.0988 | 828021.0988 | 828021.0988 | 828021.0988 | 828021.0988 | 828021.0988 | 828021.0988 | 828021.0988 | 828021.0988 | 828021.0988 | 828021.0988
SEMINOLE | [17 empty] | 1121088.4408 | 1121088.4408 | 1121088.4408 | 1121088.4408 | 1121088.4408 | 1121088.4408 | 1121088.4408 | 1121088.4408 | 1121088.4408 | 1121088.4408 | 1121088.4408 | 1121088.4408
LCEC | [17 empty] | 4093660.6373 | 4093660.6373 | 4093660.6373 | 4093660.6373 | 4093660.6373 | 4093660.6373 | 4093660.6373 | 4093660.6373 | 4093660.6373 | 4093660.6373 | 4093660.6373 | 4093660.6373
WAUCHULA | [17 empty] | 4555.2212 | 4555.2212 | 4555.2212 | 4555.2212 | 4555.2212 | 4555.2212 | 4555.2212 | 4555.2212 | 4555.2212 | 4555.2212 | 4555.2212 | 4555.2212
WINTER PARK | [17 empty] | 19436.7086 | 19436.7086 | 19436.7086 | 19436.7086 | 19436.7086 | 19436.7086 | 19436.7086 | 19436.7086 | 19436.7086 | 19436.7086 | 19436.7086 | 19436.7086
NEW SMRYNA BEACH | [17 empty] | 19282.469 | 19282.469 | 19282.469 | 19282.469 | 19282.469 | 19282.469 | 19282.469 | 19282.469 | 19282.469 | 19282.469 | 19282.469 | 19282.469
HOMESTEAD | [17 empty] | 170.8573 | 170.8573 | 170.8573 | 170.8573 | 170.8573 | 170.8573 | 170.8573 | 170.8573 | 170.8573 | 170.8573 | 170.8573 | 170.8573
QUINCY | [17 empty] | 154.5852 | 154.5852 | 154.5852 | 154.5852 | 154.5852 | 154.5852 | 154.5852 | 154.5852 | 154.5852 | 154.5852 | 154.5852 | 154.5852
MM:[Total Retail/Wholesale] | 112603269.2809 | 112603269.2809 | 112603269.2809 | 112603269.2809 | 112603269.2809 | 112603269.2809 | 112603269.2809 | 112603269.2809 | 112603269.2809 | 112603269.2809 | 112603269.2809 | 112603269.2809 | 112603269.2809 | 112603269.2809 | 112603269.2809 | 112603269.2809 | 112603269.2809 | 6089346.9264 | 6089346.9264 | 6089346.9264 | 6089346.9264 | 6089346.9264 | 6089346.9264 | 6089346.9264 | 6089346.9264 | 6089346.9264 | 6089346.9264 | 6089346.9264 | 6089346.9264
CILC-1D | 2799915.7979 | 2799915.7979 | 2799915.7979 | 2799915.7979 | 2799915.7979 | 2799915.7979 | 2799915.7979 | 2799915.7979 | 2799915.7979 | 2799915.7979 | 2799915.7979 | 2799915.7979 | 2799915.7979 | 2799915.7979 | 2799915.7979 | 2799915.7979 | 2799915.7979 | 2799915.7979 | 2799915.7979 | 2799915.7979 | 2799915.7979 | 2799915.7979 | 2799915.7979 | 2799915.7979 | 2799915.7979 | 2799915.7979 | 2799915.7979 | 2799915.7979 | 2799915.7979
CILC-1G | 106708.8301 | 106708.8301 | 106708.8301 | 106708.8301 | 106708.8301 | 106708.8301 | 106708.8301 | 106708.8301 | 106708.8301 | 106708.8301 | 106708.8301 | 106708.8301 | 106708.8301 | 106708.8301 | 106708.8301 | 106708.8301 | 106708.8301 | 106708.8301 | 106708.8301 | 106708.8301 | 106708.8301 | 106708.8301 | 106708.8301 | 106708.8301 | 106708.8301 | 106708.8301 | 106708.8301 | 106708.8301 | 106708.8301
CILC-1T | 1534268.0957 | 1534268.0957 | 1534268.0957 | 1534268.0957 | 1534268.0957 | 1534268.0957 | 1534268.0957 | 1534268.0957 | 1534268.0957 | 1534268.0957 | 1534268.0957 | 1534268.0957 | 1534268.0957 | 1534268.0957 | 1534268.0957 | 1534268.0957 | 1534268.0957 | 1534268.0957 | 1534268.0957 | 1534268.0957 | 1534268.0957 | 1534268.0957 | 1534268.0957 | 1534268.0957 | 1534268.0957 | 1534268.0957 | 1534268.0957 | 1534268.0957 | 1534268.0957
GS(T)-1 | 6272597.8362 | 6272597.8362 | 6272597.8362 | 6272597.8362 | 6272597.8362 | 6272597.8362 | 6272597.8362 | 6272597.8362 | 6272597.8362 | 6272597.8362 | 6272597.8362 | 6272597.8362 | 6272597.8362 | 6272597.8362 | 6272597.8362 | 6272597.8362 | 6272597.8362 | 6272597.8362 | 6272597.8362 | 6272597.8362 | 6272597.8362 | 6272597.8362 | 6272597.8362 | 6272597.8362 | 6272597.8362 | 6272597.8362 | 6272597.8362 | 6272597.8362 | 6272597.8362
GSCU-1 | 73657.4916 | 73657.4916 | 73657.4916 | 73657.4916 | 73657.4916 | 73657.4916 | 73657.4916 | 73657.4916 | 73657.4916 | 73657.4916 | 73657.4916 | 73657.4916 | 73657.4916 | 73657.4916 | 73657.4916 | 73657.4916 | 73657.4916 | 73657.4916 | 73657.4916 | 73657.4916 | 73657.4916 | 73657.4916 | 73657.4916 | 73657.4916 | 73657.4916 | 73657.4916 | 73657.4916 | 73657.4916 | 73657.4916
GSD(T)-1 | 27138179.3734 | 27138179.3734 | 27138179.3734 | 27138179.3734 | 27138179.3734 | 27138179.3734 | 27138179.3734 | 27138179.3734 | 27138179.3734 | 27138179.3734 | 27138179.3734 | 27138179.3734 | 27138179.3734 | 27138179.3734 | 27138179.3734 | 27138179.3734 | 27138179.3734 | 27138179.3734 | 27138179.3734 | 27138179.3734 | 27138179.3734 | 27138179.3734 | 27138179.3734 | 27138179.3734 | 27138179.3734 | 27138179.3734 | 27138179.3734 | 27138179.3734 | 27138179.3734
GSLD(T)-1 | 11032836.2129 | 11032836.2129 | 11032836.2129 | 11032836.2129 | 11032836.2129 | 11032836.2129 | 11032836.2129 | 11032836.2129 | 11032836.2129 | 11032836.2129 | 11032836.2129 | 11032836.2129 | 11032836.2129 | 11032836.2129 | 11032836.2129 | 11032836.2129 | 11032836.2129 | 11032836.2129 | 11032836.2129 | 11032836.2129 | 11032836.2129 | 11032836.2129 | 11032836.2129 | 11032836.2129 | 11032836.2129 | 11032836.2129 | 11032836.2129 | 11032836.2129 | 11032836.2129
GSLD(T)-2 | 2624158.7543 | 2624158.7543 | 2624158.7543 | 2624158.7543 | 2624158.7543 | 2624158.7543 | 2624158.7543 | 2624158.7543 | 2624158.7543 | 2624158.7543 | 2624158.7543 | 2624158.7543 | 2624158.7543 | 2624158.7543 | 2624158.7543 | 2624158.7543 | 2624158.7543 | 2624158.7543 | 2624158.7543 | 2624158.7543 | 2624158.7543 | 2624158.7543 | 2624158.7543 | 2624158.7543 | 2624158.7543 | 2624158.7543 | 2624158.7543 | 2624158.7543 | 2624158.7543
GSLD(T)-3 | 175958.1595 | 175958.1595 | 175958.1595 | 175958.1595 | 175958.1595 | 175958.1595 | 175958.1595 | 175958.1595 | 175958.1595 | 175958.1595 | 175958.1595 | 175958.1595 | 175958.1595 | 175958.1595 | 175958.1595 | 175958.1595 | 175958.1595 | 175958.1595 | 175958.1595 | 175958.1595 | 175958.1595 | 175958.1595 | 175958.1595 | 175958.1595 | 175958.1595 | 175958.1595 | 175958.1595 | 175958.1595 | 175958.1595
MET | 93644.1416 | 93644.1416 | 93644.1416 | 93644.1416 | 93644.1416 | 93644.1416 | 93644.1416 | 93644.1416 | 93644.1416 | 93644.1416 | 93644.1416 | 93644.1416 | 93644.1416 | 93644.1416 | 93644.1416 | 93644.1416 | 93644.1416 | 93644.1416 | 93644.1416 | 93644.1416 | 93644.1416 | 93644.1416 | 93644.1416 | 93644.1416 | 93644.1416 | 93644.1416 | 93644.1416 | 93644.1416 | 93644.1416
OL-1 | 102660.601 | 102660.601 | 102660.601 | 102660.601 | 102660.601 | 102660.601 | 102660.601 | 102660.601 | 102660.601 | 102660.601 | 102660.601 | 102660.601 | 102660.601 | 102660.601 | 102660.601 | 102660.601 | 102660.601 | 102660.601 | 102660.601 | 102660.601 | 102660.601 | 102660.601 | 102660.601 | 102660.601 | 102660.601 | 102660.601 | 102660.601 | 102660.601 | 102660.601
OS-2 | 11081.5636 | 11081.5636 | 11081.5636 | 11081.5636 | 11081.5636 | 11081.5636 | 11081.5636 | 11081.5636 | 11081.5636 | 11081.5636 | 11081.5636 | 11081.5636 | 11081.5636 | 11081.5636 | 11081.5636 | 11081.5636 | 11081.5636 | 11081.5636 | 11081.5636 | 11081.5636 | 11081.5636 | 11081.5636 | 11081.5636 | 11081.5636 | 11081.5636 | 11081.5636 | 11081.5636 | 11081.5636 | 11081.5636
RS(T)-1 | 59911568.1068 | 59911568.1068 | 59911568.1068 | 59911568.1068 | 59911568.1068 | 59911568.1068 | 59911568.1068 | 59911568.1068 | 59911568.1068 | 59911568.1068 | 59911568.1068 | 59911568.1068 | 59911568.1068 | 59911568.1068 | 59911568.1068 | 59911568.1068 | 59911568.1068 | 59911568.1068 | 59911568.1068 | 59911568.1068 | 59911568.1068 | 59911568.1068 | 59911568.1068 | 59911568.1068 | 59911568.1068 | 59911568.1068 | 59911568.1068 | 59911568.1068 | 59911568.1068
SL-1 | 588312.1384 | 588312.1384 | 588312.1384 | 588312.1384 | 588312.1384 | 588312.1384 | 588312.1384 | 588312.1384 | 588312.1384 | 588312.1384 | 588312.1384 | 588312.1384 | 588312.1384 | 588312.1384 | 588312.1384 | 588312.1384 | 588312.1384 | 588312.1384 | 588312.1384 | 588312.1384 | 588312.1384 | 588312.1384 | 588312.1384 | 588312.1384 | 588312.1384 | 588312.1384 | 588312.1384 | 588312.1384 | 588312.1384
SL-2 | 34355.7857 | 34355.7857 | 34355.7857 | 34355.7857 | 34355.7857 | 34355.7857 | 34355.7857 | 34355.7857 | 34355.7857 | 34355.7857 | 34355.7857 | 34355.7857 | 34355.7857 | 34355.7857 | 34355.7857 | 34355.7857 | 34355.7857 | 34355.7857 | 34355.7857 | 34355.7857 | 34355.7857 | 34355.7857 | 34355.7857 | 34355.7857 | 34355.7857 | 34355.7857 | 34355.7857 | 34355.7857 | 34355.7857
SST-DST | 12173.5819 | 12173.5819 | 12173.5819 | 12173.5819 | 12173.5819 | 12173.5819 | 12173.5819 | 12173.5819 | 12173.5819 | 12173.5819 | 12173.5819 | 12173.5819 | 12173.5819 | 12173.5819 | 12173.5819 | 12173.5819 | 12173.5819 | 12173.5819 | 12173.5819 | 12173.5819 | 12173.5819 | 12173.5819 | 12173.5819 | 12173.5819 | 12173.5819 | 12173.5819 | 12173.5819 | 12173.5819 | 12173.5819
SST-TST | 91192.8103 | 91192.8103 | 91192.8103 | 91192.8103 | 91192.8103 | 91192.8103 | 91192.8103 | 91192.8103 | 91192.8103 | 91192.8103 | 91192.8103 | 91192.8103 | 91192.8103 | 91192.8103 | 91192.8103 | 91192.8103 | 91192.8103 | 91192.8103 | 91192.8103 | 91192.8103 | 91192.8103 | 91192.8103 | 91192.8103 | 91192.8103 | 91192.8103 | 91192.8103 | 91192.8103 | 91192.8103 | 91192.8103
BLOUNTSTOWN | 2976.9081 | 2976.9081 | 2976.9081 | 2976.9081 | 2976.9081 | 2976.9081 | 2976.9081 | 2976.9081 | 2976.9081 | 2976.9081 | 2976.9081 | 2976.9081 | 2976.9081 | 2976.9081 | 2976.9081 | 2976.9081 | 2976.9081 | 2976.9081 | 2976.9081 | 2976.9081 | 2976.9081 | 2976.9081 | 2976.9081 | 2976.9081 | 2976.9081 | 2976.9081 | 2976.9081 | 2976.9081 | 2976.9081
FKEC | 828021.0988 | 828021.0988 | 828021.0988 | 828021.0988 | 828021.0988 | 828021.0988 | 828021.0988 | 828021.0988 | 828021.0988 | 828021.0988 | 828021.0988 | 828021.0988 | 828021.0988 | 828021.0988 | 828021.0988 | 828021.0988 | 828021.0988 | 828021.0988 | 828021.0988 | 828021.0988 | 828021.0988 | 828021.0988 | 828021.0988 | 828021.0988 | 828021.0988 | 828021.0988 | 828021.0988 | 828021.0988 | 828021.0988
SEMINOLE | 1121088.4408 | 1121088.4408 | 1121088.4408 | 1121088.4408 | 1121088.4408 | 1121088.4408 | 1121088.4408 | 1121088.4408 | 1121088.4408 | 1121088.4408 | 1121088.4408 | 1121088.4408 | 1121088.4408 | 1121088.4408 | 1121088.4408 | 1121088.4408 | 1121088.4408 | 1121088.4408 | 1121088.4408 | 1121088.4408 | 1121088.4408 | 1121088.4408 | 1121088.4408 | 1121088.4408 | 1121088.4408 | 1121088.4408 | 1121088.4408 | 1121088.4408 | 1121088.4408
LCEC | 4093660.6373 | 4093660.6373 | 4093660.6373 | 4093660.6373 | 4093660.6373 | 4093660.6373 | 4093660.6373 | 4093660.6373 | 4093660.6373 | 4093660.6373 | 4093660.6373 | 4093660.6373 | 4093660.6373 | 4093660.6373 | 4093660.6373 | 4093660.6373 | 4093660.6373 | 4093660.6373 | 4093660.6373 | 4093660.6373 | 4093660.6373 | 4093660.6373 | 4093660.6373 | 4093660.6373 | 4093660.6373 | 4093660.6373 | 4093660.6373 | 4093660.6373 | 4093660.6373
WAUCHULA | 4555.2212 | 4555.2212 | 4555.2212 | 4555.2212 | 4555.2212 | 4555.2212 | 4555.2212 | 4555.2212 | 4555.2212 | 4555.2212 | 4555.2212 | 4555.2212 | 4555.2212 | 4555.2212 | 4555.2212 | 4555.2212 | 4555.2212 | 4555.2212 | 4555.2212 | 4555.2212 | 4555.2212 | 4555.2212 | 4555.2212 | 4555.2212 | 4555.2212 | 4555.2212 | 4555.2212 | 4555.2212 | 4555.2212
WINTER PARK | 19436.7086 | 19436.7086 | 19436.7086 | 19436.7086 | 19436.7086 | 19436.7086 | 19436.7086 | 19436.7086 | 19436.7086 | 19436.7086 | 19436.7086 | 19436.7086 | 19436.7086 | 19436.7086 | 19436.7086 | 19436.7086 | 19436.7086 | 19436.7086 | 19436.7086 | 19436.7086 | 19436.7086 | 19436.7086 | 19436.7086 | 19436.7086 | 19436.7086 | 19436.7086 | 19436.7086 | 19436.7086 | 19436.7086
NEW SMRYNA BEACH | 19282.469 | 19282.469 | 19282.469 | 19282.469 | 19282.469 | 19282.469 | 19282.469 | 19282.469 | 19282.469 | 19282.469 | 19282.469 | 19282.469 | 19282.469 | 19282.469 | 19282.469 | 19282.469 | 19282.469 | 19282.469 | 19282.469 | 19282.469 | 19282.469 | 19282.469 | 19282.469 | 19282.469 | 19282.469 | 19282.469 | 19282.469 | 19282.469 | 19282.469
HOMESTEAD | 170.8573 | 170.8573 | 170.8573 | 170.8573 | 170.8573 | 170.8573 | 170.8573 | 170.8573 | 170.8573 | 170.8573 | 170.8573 | 170.8573 | 170.8573 | 170.8573 | 170.8573 | 170.8573 | 170.8573 | 170.8573 | 170.8573 | 170.8573 | 170.8573 | 170.8573 | 170.8573 | 170.8573 | 170.8573 | 170.8573 | 170.8573 | 170.8573 | 170.8573
QUINCY | 154.5852 | 154.5852 | 154.5852 | 154.5852 | 154.5852 | 154.5852 | 154.5852 | 154.5852 | 154.5852 | 154.5852 | 154.5852 | 154.5852 | 154.5852 | 154.5852 | 154.5852 | 154.5852 | 154.5852 | 154.5852 | 154.5852 | 154.5852 | 154.5852 | 154.5852 | 154.5852 | 154.5852 | 154.5852 | 154.5852 | 154.5852 | 154.5852 | 154.5852
MN:[Total Company] | 118692616.2073 | 118692616.2073 | 118692616.2073 | 118692616.2073 | 118692616.2073 | 118692616.2073 | 118692616.2073 | 118692616.2073 | 118692616.2073 | 118692616.2073 | 118692616.2073 | 118692616.2073 | 118692616.2073 | 118692616.2073 | 118692616.2073 | 118692616.2073 | 118692616.2073 | 118692616.2073 | 118692616.2073 | 118692616.2073 | 118692616.2073 | 118692616.2073 | 118692616.2073 | 118692616.2073 | 118692616.2073 | 118692616.2073 | 118692616.2073 | 118692616.2073 | 118692616.2073
MO:[]
MP:[External Factor - FPL202] | 0.024865 | 0.00094765 | 0.013625 | 0.055705 | 0.00065413 | 0.24101 | 0.09798 | 0.023304 | 0.0015626 | 0.00083163 | 0.0009117 | 9.8412e-05 | 0.53206 | 0.0052246 | 0.0003051 | 0.00010811 | 0.00080986 | 0.00048887 | 0.13598 | 0 | 0 | 0.18411 | 0.67227 | 0.00074806 | 0.0031919 | 0.0031666 | 2.8058e-05 | 2.5386e-05 | 0
MQ:[% to Total System] | 0.02359 | 0.00089904 | 0.012926 | 0.052847 | 0.00062057 | 0.22864 | 0.092953 | 0.022109 | 0.0014825 | 0.00078896 | 0.00086493 | 9.3364e-05 | 0.50476 | 0.0049566 | 0.00028945 | 0.00010256 | 0.00076831 | 2.5081e-05 | 0.0069762 | 0 | 0 | 0.0094453 | 0.03449 | 3.8378e-05 | 0.00016376 | 0.00016246 | 1.4395e-06 | 1.3024e-06 | 0
MR:[]
MS:[FPL203]
MT:[MWH Sales] | 2691593.784 | 101789.064 | 1508609.875 | 5981722.51 | 70241.818 | 25881286.249 | 10529674.162 | 2520476.755 | 173015.536 | 91208.296 | 97899.984 | 10793.313 | 57133325.763 | 561030.701 | 32762.626 | 11856.926 | 89667.754 | 2927.124 | 814173.7483 | 0 | 0 | 1102340 | 4025200.602 | 4479.0423 | 19111.6603 | 18960 | 168 | 152 | 0
MU:[MWH Sales Adjustment] | 0 | 0 | 0 | 0 | 0 | 0 | 0 | 0 | 0 | 0 | 0 | 0 | 0 | 0 | 0 | 0 | 0 | 0 | 0 | 0 | 0 | 0 | 0 | 0 | 0 | 0 | 0 | 0 | 0
MV:[Adjusted MWH Sales] | 2691593.784 | 101789.064 | 1508609.875 | 5981722.51 | 70241.818 | 25881286.249 | 10529674.162 | 2520476.755 | 173015.536 | 91208.296 | 97899.984 | 10793.313 | 57133325.763 | 561030.701 | 32762.626 | 11856.926 | 89667.754 | 2927.124 | 814173.7483 | 0 | 0 | 1102340 | 4025200.602 | 4479.0423 | 19111.6603 | 18960 | 168 | 152 | 0
MW:[% Transmission - KWH (KWH_TRANS)] | 0 | 0 | 1 | 0 | 0 | 0 | 0 | 0 | 1 | 0 | 0 | 0 | 0 | 0 | 0 | 0 | 1 | 1 | 1 | 1 | 1 | 1 | 1 | 1 | 1 | 1 | 1 | 1 | 1
MX:[Energy Expansion Factor - Transmission] | 1.017 | 1.017 | 1.017 | 1.017 | 1.017 | 1.017 | 1.017 | 1.017 | 1.017 | 1.017 | 1.017 | 1.017 | 1.017 | 1.017 | 1.017 | 1.017 | 1.017 | 1.017 | 1.017 | 1.017 | 1.017 | 1.017 | 1.017 | 1.017 | 1.017 | 1.017 | 1.017 | 1.017 | 1.017
MY:[Transmission MWH Sales at Generator] | 0 | 0 | 1534268.0957 | 0 | 0 | 0 | 0 | 0 | 175958.1595 | 0 | 0 | 0 | 0 | 0 | 0 | 0 | 91192.8103 | 2976.9081 | 828021.0988 | 0 | 0 | 1121088.4408 | 4093660.6373 | 4555.2212 | 19436.7086 | 19282.469 | 170.8573 | 154.5852 | 0
MZ:[if] | 0 | 0 | 0 | 0 | 0 | 0 | 0 | 0 | 0 | 0 | 0 | 0 | 0 | 0 | 0 | 0 | 0 | 0 | 0 | 0 | 0 | 0 | 0 | 0 | 0 | 0 | 0 | 0 | 0
NA:[Contract Rate Class Summer CP] | 0 | 0 | 0 | 0 | 0 | 0 | 0 | 0 | 0 | 0 | 0 | 0 | 0 | 0 | 0 | 0 | 0 | 0 | 0 | 0 | 0 | 0 | 0 | 0 | 0 | 0 | 0 | 0 | 0
NB:[Non-Nuclear System Capacity Net of Reserve Margin]
NC:[Summer System Capacity (MWH)] | 0 | 0 | 0 | 0 | 0 | 0 | 0 | 0 | 0 | 0 | 0 | 0 | 0 | 0 | 0 | 0 | 0 | 0 | 0 | 0 | 0 | 0 | 0 | 0 | 0 | 0 | 0 | 0 | 0
ND:[Less: Summer Nuclear Capacity (MWH)] | 0 | 0 | 0 | 0 | 0 | 0 | 0 | 0 | 0 | 0 | 0 | 0 | 0 | 0 | 0 | 0 | 0 | 0 | 0 | 0 | 0 | 0 | 0 | 0 | 0 | 0 | 0 | 0 | 0
NE:[Non-Nuclear Summer Capacity (MWH)] | 0 | 0 | 0 | 0 | 0 | 0 | 0 | 0 | 0 | 0 | 0 | 0 | 0 | 0 | 0 | 0 | 0 | 0 | 0 | 0 | 0 | 0 | 0 | 0 | 0 | 0 | 0 | 0 | 0
NF:[Divide By: System Capacity Including Reserve Margin (100% + 25.2%)] | 0% | 0% | 0% | 0% | 0% | 0% | 0% | 0% | 0% | 0% | 0% | 0% | 0% | 0% | 0% | 0% | 0% | 0% | 0% | 0% | 0% | 0% | 0% | 0% | 0% | 0% | 0% | 0% | 0%
NG:[Non-Nuclear System Capacity Net of Reserve Margin] | 0 | 0 | 0 | 0 | 0 | 0 | 0 | 0 | 0 | 0 | 0 | 0 | 0 | 0 | 0 | 0 | 0 | 0 | 0 | 0 | 0 | 0 | 0 | 0 | 0 | 0 | 0 | 0 | 0
NH:[Contract Rate Class Contribution to Non-Nuclear Sys Capacity Net of Reserve Marg]
NI:[Contract Adjusted MWH Sales @ Generation]
NJ:[Total System MWH Sales @ Generation Excluding Contract] | 0 | 0 | 0 | 0 | 0 | 0 | 0 | 0 | 0 | 0 | 0 | 0 | 0 | 0 | 0 | 0 | 0 | 0 | 0 | 0 | 0 | 0 | 0 | 0 | 0 | 0 | 0 | 0 | 0
NK:[Contribution (Excluding Contract) to Non-Nuclear System Capacity Net of Reserve ] | 0% | 0% | 0% | 0% | 0% | 0% | 0% | 0% | 0% | 0% | 0% | 0% | 0% | 0% | 0% | 0% | 0% | 0% | 0% | 0% | 0% | 0% | 0% | 0% | 0% | 0% | 0% | 0% | 0%
NL:[Total System MWH Sales @ Generation Including Contract]
NM:[Contract Adjusted MWH Sales @ Generation] | 0 | 0 | 0 | 0 | 0 | 0 | 0 | 0 | 0 | 0 | 0 | 0 | 0 | 0 | 0 | 0 | 0 | 0 | 0 | 0 | 0 | 0 | 0 | 0 | 0 | 0 | 0 | 0 | 0
NN:[end if] | 0 | 0 | 0 | 0 | 0 | 0 | 0 | 0 | 0 | 0 | 0 | 0 | 0 | 0 | 0 | 0 | 0 | 0 | 0 | 0 | 0 | 0 | 0 | 0 | 0 | 0 | 0 | 0 | 0
NO:[]
NP:[MWH Sales] | 2691593.784 | 101789.064 | 1508609.875 | 5981722.51 | 70241.818 | 25881286.249 | 10529674.162 | 2520476.755 | 173015.536 | 91208.296 | 97899.984 | 10793.313 | 57133325.763 | 561030.701 | 32762.626 | 11856.926 | 89667.754 | 2927.124 | 814173.7483 | 0 | 0 | 1102340 | 4025200.602 | 4479.0423 | 19111.6603 | 18960 | 168 | 152 | 0
NQ:[MWH Sales Adjustment] | 0 | 0 | 0 | 0 | 0 | 0 | 0 | 0 | 0 | 0 | 0 | 0 | 0 | 0 | 0 | 0 | 0 | 0 | 0 | 0 | 0 | 0 | 0 | 0 | 0 | 0 | 0 | 0 | 0
NR:[Adjusted MWH] | 2691593.784 | 101789.064 | 1508609.875 | 5981722.51 | 70241.818 | 25881286.249 | 10529674.162 | 2520476.755 | 173015.536 | 91208.296 | 97899.984 | 10793.313 | 57133325.763 | 561030.701 | 32762.626 | 11856.926 | 89667.754 | 2927.124 | 814173.7483 | 0 | 0 | 1102340 | 4025200.602 | 4479.0423 | 19111.6603 | 18960 | 168 | 152 | 0
NS:[% Primary - KWH (KWH_PRI)] | 0.38241 | 0.01343 | 0 | 0 | 0 | 0.0029 | 0.03842 | 0.34175 | 0 | 1 | 0 | 1 | 0 | 0 | 0 | 1 | 0 | 0 | 0 | 0 | 0 | 0 | 0 | 0 | 0 | 0 | 0 | 0 | 0
NT:[Energy Expansion Factor - Primary] | 1.0267 | 1.0267 | 1.0267 | 1.0267 | 1.0267 | 1.0267 | 1.0267 | 1.0267 | 1.0267 | 1.0267 | 1.0267 | 1.0267 | 1.0267 | 1.0267 | 1.0267 | 1.0267 | 1.0267 | 1.0267 | 1.0267 | 1.0267 | 1.0267 | 1.0267 | 1.0267 | 1.0267 | 1.0267 | 1.0267 | 1.0267 | 1.0267 | 1.0267
NU:[Primary MWH Sales at Generator] | 1056781.0773 | 1403.5355 | 0 | 0 | 0 | 77060.1988 | 415354.1593 | 884377.1047 | 0 | 93644.1416 | 0 | 11081.5636 | 0 | 0 | 0 | 12173.5819 | 0 | 0 | 0 | 0 | 0 | 0 | 0 | 0 | 0 | 0 | 0 | 0 | 0
NV:[]
NW:[MWH Sales] | 2691593.784 | 101789.064 | 1508609.875 | 5981722.51 | 70241.818 | 25881286.249 | 10529674.162 | 2520476.755 | 173015.536 | 91208.296 | 97899.984 | 10793.313 | 57133325.763 | 561030.701 | 32762.626 | 11856.926 | 89667.754 | 2927.124 | 814173.7483 | 0 | 0 | 1102340 | 4025200.602 | 4479.0423 | 19111.6603 | 18960 | 168 | 152 | 0
NX:[MWH Sales Adjustment] | 0 | 0 | 0 | 0 | 0 | 0 | 0 | 0 | 0 | 0 | 0 | 0 | 0 | 0 | 0 | 0 | 0 | 0 | 0 | 0 | 0 | 0 | 0 | 0 | 0 | 0 | 0 | 0 | 0
NY:[Adjusted MWH Sales] | 2691593.784 | 101789.064 | 1508609.875 | 5981722.51 | 70241.818 | 25881286.249 | 10529674.162 | 2520476.755 | 173015.536 | 91208.296 | 97899.984 | 10793.313 | 57133325.763 | 561030.701 | 32762.626 | 11856.926 | 89667.754 | 2927.124 | 814173.7483 | 0 | 0 | 1102340 | 4025200.602 | 4479.0423 | 19111.6603 | 18960 | 168 | 152 | 0
NZ:[% Secondary - KWH (KWH_SEC)] | 0.61759 | 0.98657 | 0 | 1 | 1 | 0.9971 | 0.96158 | 0.65825 | 0 | 0 | 1 | 0 | 1 | 1 | 1 | 0 | 0 | 0 | 0 | 0 | 0 | 0 | 0 | 0 | 0 | 0 | 0 | 0 | 0
OA:[Energy Expansion Factor - Secondary] | 1.0486 | 1.0486 | 1.0486 | 1.0486 | 1.0486 | 1.0486 | 1.0486 | 1.0486 | 1.0486 | 1.0486 | 1.0486 | 1.0486 | 1.0486 | 1.0486 | 1.0486 | 1.0486 | 1.0486 | 1.0486 | 1.0486 | 1.0486 | 1.0486 | 1.0486 | 1.0486 | 1.0486 | 1.0486 | 1.0486 | 1.0486 | 1.0486 | 1.0486
OB:[Secondary MWH Sales at Generator] | 1743134.7206 | 105305.2946 | 0 | 6272597.8362 | 73657.4916 | 27061119.1746 | 10617482.0536 | 1739781.6497 | 0 | 0 | 102660.601 | 0 | 59911568.1068 | 588312.1384 | 34355.7857 | 0 | 0 | 0 | 0 | 0 | 0 | 0 | 0 | 0 | 0 | 0 | 0 | 0 | 0
OC:[MWH Sales @ Generation:]
OD:[Transmission MWH Sales @ Generation] | 0 | 0 | 1534268.0957 | 0 | 0 | 0 | 0 | 0 | 175958.1595 | 0 | 0 | 0 | 0 | 0 | 0 | 0 | 91192.8103 | 2976.9081 | 828021.0988 | 0 | 0 | 1121088.4408 | 4093660.6373 | 4555.2212 | 19436.7086 | 19282.469 | 170.8573 | 154.5852 | 0
OE:[Primary MWH Sales @ Generation] | 1056781.0773 | 1403.5355 | 0 | 0 | 0 | 77060.1988 | 415354.1593 | 884377.1047 | 0 | 93644.1416 | 0 | 11081.5636 | 0 | 0 | 0 | 12173.5819 | 0 | 0 | 0 | 0 | 0 | 0 | 0 | 0 | 0 | 0 | 0 | 0 | 0
OF:[Secondary MWH Sales @ Generation] | 1743134.7206 | 105305.2946 | 0 | 6272597.8362 | 73657.4916 | 27061119.1746 | 10617482.0536 | 1739781.6497 | 0 | 0 | 102660.601 | 0 | 59911568.1068 | 588312.1384 | 34355.7857 | 0 | 0 | 0 | 0 | 0 | 0 | 0 | 0 | 0 | 0 | 0 | 0 | 0 | 0
OG:[Total MWH Sales @ Generation] | 2799915.7979 | 106708.8301 | 1534268.0957 | 6272597.8362 | 73657.4916 | 27138179.3734 | 11032836.2129 | 2624158.7543 | 175958.1595 | 93644.1416 | 102660.601 | 11081.5636 | 59911568.1068 | 588312.1384 | 34355.7857 | 12173.5819 | 91192.8103 | 2976.9081 | 828021.0988 | 0 | 0 | 1121088.4408 | 4093660.6373 | 4555.2212 | 19436.7086 | 19282.469 | 170.8573 | 154.5852 | 0
CILC-1D | 2799915.7979 | 2799915.7979 | 2799915.7979 | 2799915.7979 | 2799915.7979 | 2799915.7979 | 2799915.7979 | 2799915.7979 | 2799915.7979 | 2799915.7979 | 2799915.7979 | 2799915.7979 | 2799915.7979 | 2799915.7979 | 2799915.7979 | 2799915.7979 | 2799915.7979
CILC-1G | 106708.8301 | 106708.8301 | 106708.8301 | 106708.8301 | 106708.8301 | 106708.8301 | 106708.8301 | 106708.8301 | 106708.8301 | 106708.8301 | 106708.8301 | 106708.8301 | 106708.8301 | 106708.8301 | 106708.8301 | 106708.8301 | 106708.8301
CILC-1T | 1534268.0957 | 1534268.0957 | 1534268.0957 | 1534268.0957 | 1534268.0957 | 1534268.0957 | 1534268.0957 | 1534268.0957 | 1534268.0957 | 1534268.0957 | 1534268.0957 | 1534268.0957 | 1534268.0957 | 1534268.0957 | 1534268.0957 | 1534268.0957 | 1534268.0957
GS(T)-1 | 6272597.8362 | 6272597.8362 | 6272597.8362 | 6272597.8362 | 6272597.8362 | 6272597.8362 | 6272597.8362 | 6272597.8362 | 6272597.8362 | 6272597.8362 | 6272597.8362 | 6272597.8362 | 6272597.8362 | 6272597.8362 | 6272597.8362 | 6272597.8362 | 6272597.8362
GSCU-1 | 73657.4916 | 73657.4916 | 73657.4916 | 73657.4916 | 73657.4916 | 73657.4916 | 73657.4916 | 73657.4916 | 73657.4916 | 73657.4916 | 73657.4916 | 73657.4916 | 73657.4916 | 73657.4916 | 73657.4916 | 73657.4916 | 73657.4916
GSD(T)-1 | 27138179.3734 | 27138179.3734 | 27138179.3734 | 27138179.3734 | 27138179.3734 | 27138179.3734 | 27138179.3734 | 27138179.3734 | 27138179.3734 | 27138179.3734 | 27138179.3734 | 27138179.3734 | 27138179.3734 | 27138179.3734 | 27138179.3734 | 27138179.3734 | 27138179.3734
GSLD(T)-1 | 11032836.2129 | 11032836.2129 | 11032836.2129 | 11032836.2129 | 11032836.2129 | 11032836.2129 | 11032836.2129 | 11032836.2129 | 11032836.2129 | 11032836.2129 | 11032836.2129 | 11032836.2129 | 11032836.2129 | 11032836.2129 | 11032836.2129 | 11032836.2129 | 11032836.2129
GSLD(T)-2 | 2624158.7543 | 2624158.7543 | 2624158.7543 | 2624158.7543 | 2624158.7543 | 2624158.7543 | 2624158.7543 | 2624158.7543 | 2624158.7543 | 2624158.7543 | 2624158.7543 | 2624158.7543 | 2624158.7543 | 2624158.7543 | 2624158.7543 | 2624158.7543 | 2624158.7543
GSLD(T)-3 | 175958.1595 | 175958.1595 | 175958.1595 | 175958.1595 | 175958.1595 | 175958.1595 | 175958.1595 | 175958.1595 | 175958.1595 | 175958.1595 | 175958.1595 | 175958.1595 | 175958.1595 | 175958.1595 | 175958.1595 | 175958.1595 | 175958.1595
MET | 93644.1416 | 93644.1416 | 93644.1416 | 93644.1416 | 93644.1416 | 93644.1416 | 93644.1416 | 93644.1416 | 93644.1416 | 93644.1416 | 93644.1416 | 93644.1416 | 93644.1416 | 93644.1416 | 93644.1416 | 93644.1416 | 93644.1416
OL-1 | 102660.601 | 102660.601 | 102660.601 | 102660.601 | 102660.601 | 102660.601 | 102660.601 | 102660.601 | 102660.601 | 102660.601 | 102660.601 | 102660.601 | 102660.601 | 102660.601 | 102660.601 | 102660.601 | 102660.601
OS-2 | 11081.5636 | 11081.5636 | 11081.5636 | 11081.5636 | 11081.5636 | 11081.5636 | 11081.5636 | 11081.5636 | 11081.5636 | 11081.5636 | 11081.5636 | 11081.5636 | 11081.5636 | 11081.5636 | 11081.5636 | 11081.5636 | 11081.5636
RS(T)-1 | 59911568.1068 | 59911568.1068 | 59911568.1068 | 59911568.1068 | 59911568.1068 | 59911568.1068 | 59911568.1068 | 59911568.1068 | 59911568.1068 | 59911568.1068 | 59911568.1068 | 59911568.1068 | 59911568.1068 | 59911568.1068 | 59911568.1068 | 59911568.1068 | 59911568.1068
SL-1 | 588312.1384 | 588312.1384 | 588312.1384 | 588312.1384 | 588312.1384 | 588312.1384 | 588312.1384 | 588312.1384 | 588312.1384 | 588312.1384 | 588312.1384 | 588312.1384 | 588312.1384 | 588312.1384 | 588312.1384 | 588312.1384 | 588312.1384
SL-2 | 34355.7857 | 34355.7857 | 34355.7857 | 34355.7857 | 34355.7857 | 34355.7857 | 34355.7857 | 34355.7857 | 34355.7857 | 34355.7857 | 34355.7857 | 34355.7857 | 34355.7857 | 34355.7857 | 34355.7857 | 34355.7857 | 34355.7857
SST-DST | 12173.5819 | 12173.5819 | 12173.5819 | 12173.5819 | 12173.5819 | 12173.5819 | 12173.5819 | 12173.5819 | 12173.5819 | 12173.5819 | 12173.5819 | 12173.5819 | 12173.5819 | 12173.5819 | 12173.5819 | 12173.5819 | 12173.5819
SST-TST | 91192.8103 | 91192.8103 | 91192.8103 | 91192.8103 | 91192.8103 | 91192.8103 | 91192.8103 | 91192.8103 | 91192.8103 | 91192.8103 | 91192.8103 | 91192.8103 | 91192.8103 | 91192.8103 | 91192.8103 | 91192.8103 | 91192.8103
BLOUNTSTOWN | [17 empty] | 2976.9081 | 2976.9081 | 2976.9081 | 2976.9081 | 2976.9081 | 2976.9081 | 2976.9081 | 2976.9081 | 2976.9081 | 2976.9081 | 2976.9081 | 2976.9081
FKEC | [17 empty] | 828021.0988 | 828021.0988 | 828021.0988 | 828021.0988 | 828021.0988 | 828021.0988 | 828021.0988 | 828021.0988 | 828021.0988 | 828021.0988 | 828021.0988 | 828021.0988
SEMINOLE | [17 empty] | 1121088.4408 | 1121088.4408 | 1121088.4408 | 1121088.4408 | 1121088.4408 | 1121088.4408 | 1121088.4408 | 1121088.4408 | 1121088.4408 | 1121088.4408 | 1121088.4408 | 1121088.4408
LCEC | [17 empty] | 4093660.6373 | 4093660.6373 | 4093660.6373 | 4093660.6373 | 4093660.6373 | 4093660.6373 | 4093660.6373 | 4093660.6373 | 4093660.6373 | 4093660.6373 | 4093660.6373 | 4093660.6373
WAUCHULA | [17 empty] | 4555.2212 | 4555.2212 | 4555.2212 | 4555.2212 | 4555.2212 | 4555.2212 | 4555.2212 | 4555.2212 | 4555.2212 | 4555.2212 | 4555.2212 | 4555.2212
WINTER PARK | [17 empty] | 19436.7086 | 19436.7086 | 19436.7086 | 19436.7086 | 19436.7086 | 19436.7086 | 19436.7086 | 19436.7086 | 19436.7086 | 19436.7086 | 19436.7086 | 19436.7086
NEW SMRYNA BEACH | [17 empty] | 19282.469 | 19282.469 | 19282.469 | 19282.469 | 19282.469 | 19282.469 | 19282.469 | 19282.469 | 19282.469 | 19282.469 | 19282.469 | 19282.469
HOMESTEAD | [17 empty] | 170.8573 | 170.8573 | 170.8573 | 170.8573 | 170.8573 | 170.8573 | 170.8573 | 170.8573 | 170.8573 | 170.8573 | 170.8573 | 170.8573
QUINCY | [17 empty] | 154.5852 | 154.5852 | 154.5852 | 154.5852 | 154.5852 | 154.5852 | 154.5852 | 154.5852 | 154.5852 | 154.5852 | 154.5852 | 154.5852
OH:[Total Retail/Wholesale] | 112603269.2809 | 112603269.2809 | 112603269.2809 | 112603269.2809 | 112603269.2809 | 112603269.2809 | 112603269.2809 | 112603269.2809 | 112603269.2809 | 112603269.2809 | 112603269.2809 | 112603269.2809 | 112603269.2809 | 112603269.2809 | 112603269.2809 | 112603269.2809 | 112603269.2809 | 6089346.9264 | 6089346.9264 | 6089346.9264 | 6089346.9264 | 6089346.9264 | 6089346.9264 | 6089346.9264 | 6089346.9264 | 6089346.9264 | 6089346.9264 | 6089346.9264 | 6089346.9264
CILC-1D | 2799915.7979 | 2799915.7979 | 2799915.7979 | 2799915.7979 | 2799915.7979 | 2799915.7979 | 2799915.7979 | 2799915.7979 | 2799915.7979 | 2799915.7979 | 2799915.7979 | 2799915.7979 | 2799915.7979 | 2799915.7979 | 2799915.7979 | 2799915.7979 | 2799915.7979 | 2799915.7979 | 2799915.7979 | 2799915.7979 | 2799915.7979 | 2799915.7979 | 2799915.7979 | 2799915.7979 | 2799915.7979 | 2799915.7979 | 2799915.7979 | 2799915.7979 | 2799915.7979
CILC-1G | 106708.8301 | 106708.8301 | 106708.8301 | 106708.8301 | 106708.8301 | 106708.8301 | 106708.8301 | 106708.8301 | 106708.8301 | 106708.8301 | 106708.8301 | 106708.8301 | 106708.8301 | 106708.8301 | 106708.8301 | 106708.8301 | 106708.8301 | 106708.8301 | 106708.8301 | 106708.8301 | 106708.8301 | 106708.8301 | 106708.8301 | 106708.8301 | 106708.8301 | 106708.8301 | 106708.8301 | 106708.8301 | 106708.8301
CILC-1T | 1534268.0957 | 1534268.0957 | 1534268.0957 | 1534268.0957 | 1534268.0957 | 1534268.0957 | 1534268.0957 | 1534268.0957 | 1534268.0957 | 1534268.0957 | 1534268.0957 | 1534268.0957 | 1534268.0957 | 1534268.0957 | 1534268.0957 | 1534268.0957 | 1534268.0957 | 1534268.0957 | 1534268.0957 | 1534268.0957 | 1534268.0957 | 1534268.0957 | 1534268.0957 | 1534268.0957 | 1534268.0957 | 1534268.0957 | 1534268.0957 | 1534268.0957 | 1534268.0957
GS(T)-1 | 6272597.8362 | 6272597.8362 | 6272597.8362 | 6272597.8362 | 6272597.8362 | 6272597.8362 | 6272597.8362 | 6272597.8362 | 6272597.8362 | 6272597.8362 | 6272597.8362 | 6272597.8362 | 6272597.8362 | 6272597.8362 | 6272597.8362 | 6272597.8362 | 6272597.8362 | 6272597.8362 | 6272597.8362 | 6272597.8362 | 6272597.8362 | 6272597.8362 | 6272597.8362 | 6272597.8362 | 6272597.8362 | 6272597.8362 | 6272597.8362 | 6272597.8362 | 6272597.8362
GSCU-1 | 73657.4916 | 73657.4916 | 73657.4916 | 73657.4916 | 73657.4916 | 73657.4916 | 73657.4916 | 73657.4916 | 73657.4916 | 73657.4916 | 73657.4916 | 73657.4916 | 73657.4916 | 73657.4916 | 73657.4916 | 73657.4916 | 73657.4916 | 73657.4916 | 73657.4916 | 73657.4916 | 73657.4916 | 73657.4916 | 73657.4916 | 73657.4916 | 73657.4916 | 73657.4916 | 73657.4916 | 73657.4916 | 73657.4916
GSD(T)-1 | 27138179.3734 | 27138179.3734 | 27138179.3734 | 27138179.3734 | 27138179.3734 | 27138179.3734 | 27138179.3734 | 27138179.3734 | 27138179.3734 | 27138179.3734 | 27138179.3734 | 27138179.3734 | 27138179.3734 | 27138179.3734 | 27138179.3734 | 27138179.3734 | 27138179.3734 | 27138179.3734 | 27138179.3734 | 27138179.3734 | 27138179.3734 | 27138179.3734 | 27138179.3734 | 27138179.3734 | 27138179.3734 | 27138179.3734 | 27138179.3734 | 27138179.3734 | 27138179.3734
GSLD(T)-1 | 11032836.2129 | 11032836.2129 | 11032836.2129 | 11032836.2129 | 11032836.2129 | 11032836.2129 | 11032836.2129 | 11032836.2129 | 11032836.2129 | 11032836.2129 | 11032836.2129 | 11032836.2129 | 11032836.2129 | 11032836.2129 | 11032836.2129 | 11032836.2129 | 11032836.2129 | 11032836.2129 | 11032836.2129 | 11032836.2129 | 11032836.2129 | 11032836.2129 | 11032836.2129 | 11032836.2129 | 11032836.2129 | 11032836.2129 | 11032836.2129 | 11032836.2129 | 11032836.2129
GSLD(T)-2 | 2624158.7543 | 2624158.7543 | 2624158.7543 | 2624158.7543 | 2624158.7543 | 2624158.7543 | 2624158.7543 | 2624158.7543 | 2624158.7543 | 2624158.7543 | 2624158.7543 | 2624158.7543 | 2624158.7543 | 2624158.7543 | 2624158.7543 | 2624158.7543 | 2624158.7543 | 2624158.7543 | 2624158.7543 | 2624158.7543 | 2624158.7543 | 2624158.7543 | 2624158.7543 | 2624158.7543 | 2624158.7543 | 2624158.7543 | 2624158.7543 | 2624158.7543 | 2624158.7543
GSLD(T)-3 | 175958.1595 | 175958.1595 | 175958.1595 | 175958.1595 | 175958.1595 | 175958.1595 | 175958.1595 | 175958.1595 | 175958.1595 | 175958.1595 | 175958.1595 | 175958.1595 | 175958.1595 | 175958.1595 | 175958.1595 | 175958.1595 | 175958.1595 | 175958.1595 | 175958.1595 | 175958.1595 | 175958.1595 | 175958.1595 | 175958.1595 | 175958.1595 | 175958.1595 | 175958.1595 | 175958.1595 | 175958.1595 | 175958.1595
MET | 93644.1416 | 93644.1416 | 93644.1416 | 93644.1416 | 93644.1416 | 93644.1416 | 93644.1416 | 93644.1416 | 93644.1416 | 93644.1416 | 93644.1416 | 93644.1416 | 93644.1416 | 93644.1416 | 93644.1416 | 93644.1416 | 93644.1416 | 93644.1416 | 93644.1416 | 93644.1416 | 93644.1416 | 93644.1416 | 93644.1416 | 93644.1416 | 93644.1416 | 93644.1416 | 93644.1416 | 93644.1416 | 93644.1416
OL-1 | 102660.601 | 102660.601 | 102660.601 | 102660.601 | 102660.601 | 102660.601 | 102660.601 | 102660.601 | 102660.601 | 102660.601 | 102660.601 | 102660.601 | 102660.601 | 102660.601 | 102660.601 | 102660.601 | 102660.601 | 102660.601 | 102660.601 | 102660.601 | 102660.601 | 102660.601 | 102660.601 | 102660.601 | 102660.601 | 102660.601 | 102660.601 | 102660.601 | 102660.601
OS-2 | 11081.5636 | 11081.5636 | 11081.5636 | 11081.5636 | 11081.5636 | 11081.5636 | 11081.5636 | 11081.5636 | 11081.5636 | 11081.5636 | 11081.5636 | 11081.5636 | 11081.5636 | 11081.5636 | 11081.5636 | 11081.5636 | 11081.5636 | 11081.5636 | 11081.5636 | 11081.5636 | 11081.5636 | 11081.5636 | 11081.5636 | 11081.5636 | 11081.5636 | 11081.5636 | 11081.5636 | 11081.5636 | 11081.5636
RS(T)-1 | 59911568.1068 | 59911568.1068 | 59911568.1068 | 59911568.1068 | 59911568.1068 | 59911568.1068 | 59911568.1068 | 59911568.1068 | 59911568.1068 | 59911568.1068 | 59911568.1068 | 59911568.1068 | 59911568.1068 | 59911568.1068 | 59911568.1068 | 59911568.1068 | 59911568.1068 | 59911568.1068 | 59911568.1068 | 59911568.1068 | 59911568.1068 | 59911568.1068 | 59911568.1068 | 59911568.1068 | 59911568.1068 | 59911568.1068 | 59911568.1068 | 59911568.1068 | 59911568.1068
SL-1 | 588312.1384 | 588312.1384 | 588312.1384 | 588312.1384 | 588312.1384 | 588312.1384 | 588312.1384 | 588312.1384 | 588312.1384 | 588312.1384 | 588312.1384 | 588312.1384 | 588312.1384 | 588312.1384 | 588312.1384 | 588312.1384 | 588312.1384 | 588312.1384 | 588312.1384 | 588312.1384 | 588312.1384 | 588312.1384 | 588312.1384 | 588312.1384 | 588312.1384 | 588312.1384 | 588312.1384 | 588312.1384 | 588312.1384
SL-2 | 34355.7857 | 34355.7857 | 34355.7857 | 34355.7857 | 34355.7857 | 34355.7857 | 34355.7857 | 34355.7857 | 34355.7857 | 34355.7857 | 34355.7857 | 34355.7857 | 34355.7857 | 34355.7857 | 34355.7857 | 34355.7857 | 34355.7857 | 34355.7857 | 34355.7857 | 34355.7857 | 34355.7857 | 34355.7857 | 34355.7857 | 34355.7857 | 34355.7857 | 34355.7857 | 34355.7857 | 34355.7857 | 34355.7857
SST-DST | 12173.5819 | 12173.5819 | 12173.5819 | 12173.5819 | 12173.5819 | 12173.5819 | 12173.5819 | 12173.5819 | 12173.5819 | 12173.5819 | 12173.5819 | 12173.5819 | 12173.5819 | 12173.5819 | 12173.5819 | 12173.5819 | 12173.5819 | 12173.5819 | 12173.5819 | 12173.5819 | 12173.5819 | 12173.5819 | 12173.5819 | 12173.5819 | 12173.5819 | 12173.5819 | 12173.5819 | 12173.5819 | 12173.5819
SST-TST | 91192.8103 | 91192.8103 | 91192.8103 | 91192.8103 | 91192.8103 | 91192.8103 | 91192.8103 | 91192.8103 | 91192.8103 | 91192.8103 | 91192.8103 | 91192.8103 | 91192.8103 | 91192.8103 | 91192.8103 | 91192.8103 | 91192.8103 | 91192.8103 | 91192.8103 | 91192.8103 | 91192.8103 | 91192.8103 | 91192.8103 | 91192.8103 | 91192.8103 | 91192.8103 | 91192.8103 | 91192.8103 | 91192.8103
BLOUNTSTOWN | 2976.9081 | 2976.9081 | 2976.9081 | 2976.9081 | 2976.9081 | 2976.9081 | 2976.9081 | 2976.9081 | 2976.9081 | 2976.9081 | 2976.9081 | 2976.9081 | 2976.9081 | 2976.9081 | 2976.9081 | 2976.9081 | 2976.9081 | 2976.9081 | 2976.9081 | 2976.9081 | 2976.9081 | 2976.9081 | 2976.9081 | 2976.9081 | 2976.9081 | 2976.9081 | 2976.9081 | 2976.9081 | 2976.9081
FKEC | 828021.0988 | 828021.0988 | 828021.0988 | 828021.0988 | 828021.0988 | 828021.0988 | 828021.0988 | 828021.0988 | 828021.0988 | 828021.0988 | 828021.0988 | 828021.0988 | 828021.0988 | 828021.0988 | 828021.0988 | 828021.0988 | 828021.0988 | 828021.0988 | 828021.0988 | 828021.0988 | 828021.0988 | 828021.0988 | 828021.0988 | 828021.0988 | 828021.0988 | 828021.0988 | 828021.0988 | 828021.0988 | 828021.0988
SEMINOLE | 1121088.4408 | 1121088.4408 | 1121088.4408 | 1121088.4408 | 1121088.4408 | 1121088.4408 | 1121088.4408 | 1121088.4408 | 1121088.4408 | 1121088.4408 | 1121088.4408 | 1121088.4408 | 1121088.4408 | 1121088.4408 | 1121088.4408 | 1121088.4408 | 1121088.4408 | 1121088.4408 | 1121088.4408 | 1121088.4408 | 1121088.4408 | 1121088.4408 | 1121088.4408 | 1121088.4408 | 1121088.4408 | 1121088.4408 | 1121088.4408 | 1121088.4408 | 1121088.4408
LCEC | 4093660.6373 | 4093660.6373 | 4093660.6373 | 4093660.6373 | 4093660.6373 | 4093660.6373 | 4093660.6373 | 4093660.6373 | 4093660.6373 | 4093660.6373 | 4093660.6373 | 4093660.6373 | 4093660.6373 | 4093660.6373 | 4093660.6373 | 4093660.6373 | 4093660.6373 | 4093660.6373 | 4093660.6373 | 4093660.6373 | 4093660.6373 | 4093660.6373 | 4093660.6373 | 4093660.6373 | 4093660.6373 | 4093660.6373 | 4093660.6373 | 4093660.6373 | 4093660.6373
WAUCHULA | 4555.2212 | 4555.2212 | 4555.2212 | 4555.2212 | 4555.2212 | 4555.2212 | 4555.2212 | 4555.2212 | 4555.2212 | 4555.2212 | 4555.2212 | 4555.2212 | 4555.2212 | 4555.2212 | 4555.2212 | 4555.2212 | 4555.2212 | 4555.2212 | 4555.2212 | 4555.2212 | 4555.2212 | 4555.2212 | 4555.2212 | 4555.2212 | 4555.2212 | 4555.2212 | 4555.2212 | 4555.2212 | 4555.2212
WINTER PARK | 19436.7086 | 19436.7086 | 19436.7086 | 19436.7086 | 19436.7086 | 19436.7086 | 19436.7086 | 19436.7086 | 19436.7086 | 19436.7086 | 19436.7086 | 19436.7086 | 19436.7086 | 19436.7086 | 19436.7086 | 19436.7086 | 19436.7086 | 19436.7086 | 19436.7086 | 19436.7086 | 19436.7086 | 19436.7086 | 19436.7086 | 19436.7086 | 19436.7086 | 19436.7086 | 19436.7086 | 19436.7086 | 19436.7086
NEW SMRYNA BEACH | 19282.469 | 19282.469 | 19282.469 | 19282.469 | 19282.469 | 19282.469 | 19282.469 | 19282.469 | 19282.469 | 19282.469 | 19282.469 | 19282.469 | 19282.469 | 19282.469 | 19282.469 | 19282.469 | 19282.469 | 19282.469 | 19282.469 | 19282.469 | 19282.469 | 19282.469 | 19282.469 | 19282.469 | 19282.469 | 19282.469 | 19282.469 | 19282.469 | 19282.469
HOMESTEAD | 170.8573 | 170.8573 | 170.8573 | 170.8573 | 170.8573 | 170.8573 | 170.8573 | 170.8573 | 170.8573 | 170.8573 | 170.8573 | 170.8573 | 170.8573 | 170.8573 | 170.8573 | 170.8573 | 170.8573 | 170.8573 | 170.8573 | 170.8573 | 170.8573 | 170.8573 | 170.8573 | 170.8573 | 170.8573 | 170.8573 | 170.8573 | 170.8573 | 170.8573
QUINCY | 154.5852 | 154.5852 | 154.5852 | 154.5852 | 154.5852 | 154.5852 | 154.5852 | 154.5852 | 154.5852 | 154.5852 | 154.5852 | 154.5852 | 154.5852 | 154.5852 | 154.5852 | 154.5852 | 154.5852 | 154.5852 | 154.5852 | 154.5852 | 154.5852 | 154.5852 | 154.5852 | 154.5852 | 154.5852 | 154.5852 | 154.5852 | 154.5852 | 154.5852
OI:[Total Company] | 118692616.2073 | 118692616.2073 | 118692616.2073 | 118692616.2073 | 118692616.2073 | 118692616.2073 | 118692616.2073 | 118692616.2073 | 118692616.2073 | 118692616.2073 | 118692616.2073 | 118692616.2073 | 118692616.2073 | 118692616.2073 | 118692616.2073 | 118692616.2073 | 118692616.2073 | 118692616.2073 | 118692616.2073 | 118692616.2073 | 118692616.2073 | 118692616.2073 | 118692616.2073 | 118692616.2073 | 118692616.2073 | 118692616.2073 | 118692616.2073 | 118692616.2073 | 118692616.2073
OJ:[Adjusted MWH Sales @ Generation:]
OK:[if] | 0 | 0 | 0 | 0 | 0 | 0 | 0 | 0 | 0 | 0 | 0 | 0 | 0 | 0 | 0 | 0 | 0 | 0 | 0 | 0 | 0 | 0 | 0 | 0 | 0 | 0 | 0 | 0 | 0
OL:[Contract Adjusted MWH Sales @ Generation] | 0 | 0 | 0 | 0 | 0 | 0 | 0 | 0 | 0 | 0 | 0 | 0 | 0 | 0 | 0 | 0 | 0 | 0 | 0 | 0 | 0 | 0 | 0 | 0 | 0 | 0 | 0 | 0 | 0
OM:[else] | 1 | 1 | 1 | 1 | 1 | 1 | 1 | 1 | 1 | 1 | 1 | 1 | 1 | 1 | 1 | 1 | 1 | 1 | 1 | 1 | 1 | 1 | 1 | 1 | 1 | 1 | 1 | 1 | 1
ON:[Transmission MWH Sales @ Generation] | 0 | 0 | 1534268.0957 | 0 | 0 | 0 | 0 | 0 | 175958.1595 | 0 | 0 | 0 | 0 | 0 | 0 | 0 | 91192.8103 | 2976.9081 | 828021.0988 | 0 | 0 | 1121088.4408 | 4093660.6373 | 4555.2212 | 19436.7086 | 19282.469 | 170.8573 | 154.5852 | 0
OO:[end if] | 0 | 0 | 0 | 0 | 0 | 0 | 0 | 0 | 0 | 0 | 0 | 0 | 0 | 0 | 0 | 0 | 0 | 0 | 0 | 0 | 0 | 0 | 0 | 0 | 0 | 0 | 0 | 0 | 0
OP:[Primary MWH Sales @ Generation] | 1056781.0773 | 1403.5355 | 0 | 0 | 0 | 77060.1988 | 415354.1593 | 884377.1047 | 0 | 93644.1416 | 0 | 11081.5636 | 0 | 0 | 0 | 12173.5819 | 0 | 0 | 0 | 0 | 0 | 0 | 0 | 0 | 0 | 0 | 0 | 0 | 0
OQ:[Secondary MWH Sales @ Generation] | 1743134.7206 | 105305.2946 | 0 | 6272597.8362 | 73657.4916 | 27061119.1746 | 10617482.0536 | 1739781.6497 | 0 | 0 | 102660.601 | 0 | 59911568.1068 | 588312.1384 | 34355.7857 | 0 | 0 | 0 | 0 | 0 | 0 | 0 | 0 | 0 | 0 | 0 | 0 | 0 | 0
OS:[MWH Sales Adjusted for Certain Contracts] | 2799915.7979 | 106708.8301 | 1534268.0957 | 6272597.8362 | 73657.4916 | 27138179.3734 | 11032836.2129 | 2624158.7543 | 175958.1595 | 93644.1416 | 102660.601 | 11081.5636 | 59911568.1068 | 588312.1384 | 34355.7857 | 12173.5819 | 91192.8103 | 2976.9081 | 828021.0988 | 0 | 0 | 1121088.4408 | 4093660.6373 | 4555.2212 | 19436.7086 | 19282.469 | 170.8573 | 154.5852 | 0
CILC-1D | 2799915.7979 | 2799915.7979 | 2799915.7979 | 2799915.7979 | 2799915.7979 | 2799915.7979 | 2799915.7979 | 2799915.7979 | 2799915.7979 | 2799915.7979 | 2799915.7979 | 2799915.7979 | 2799915.7979 | 2799915.7979 | 2799915.7979 | 2799915.7979 | 2799915.7979
CILC-1G | 106708.8301 | 106708.8301 | 106708.8301 | 106708.8301 | 106708.8301 | 106708.8301 | 106708.8301 | 106708.8301 | 106708.8301 | 106708.8301 | 106708.8301 | 106708.8301 | 106708.8301 | 106708.8301 | 106708.8301 | 106708.8301 | 106708.8301
CILC-1T | 1534268.0957 | 1534268.0957 | 1534268.0957 | 1534268.0957 | 1534268.0957 | 1534268.0957 | 1534268.0957 | 1534268.0957 | 1534268.0957 | 1534268.0957 | 1534268.0957 | 1534268.0957 | 1534268.0957 | 1534268.0957 | 1534268.0957 | 1534268.0957 | 1534268.0957
GS(T)-1 | 6272597.8362 | 6272597.8362 | 6272597.8362 | 6272597.8362 | 6272597.8362 | 6272597.8362 | 6272597.8362 | 6272597.8362 | 6272597.8362 | 6272597.8362 | 6272597.8362 | 6272597.8362 | 6272597.8362 | 6272597.8362 | 6272597.8362 | 6272597.8362 | 6272597.8362
GSCU-1 | 73657.4916 | 73657.4916 | 73657.4916 | 73657.4916 | 73657.4916 | 73657.4916 | 73657.4916 | 73657.4916 | 73657.4916 | 73657.4916 | 73657.4916 | 73657.4916 | 73657.4916 | 73657.4916 | 73657.4916 | 73657.4916 | 73657.4916
GSD(T)-1 | 27138179.3734 | 27138179.3734 | 27138179.3734 | 27138179.3734 | 27138179.3734 | 27138179.3734 | 27138179.3734 | 27138179.3734 | 27138179.3734 | 27138179.3734 | 27138179.3734 | 27138179.3734 | 27138179.3734 | 27138179.3734 | 27138179.3734 | 27138179.3734 | 27138179.3734
GSLD(T)-1 | 11032836.2129 | 11032836.2129 | 11032836.2129 | 11032836.2129 | 11032836.2129 | 11032836.2129 | 11032836.2129 | 11032836.2129 | 11032836.2129 | 11032836.2129 | 11032836.2129 | 11032836.2129 | 11032836.2129 | 11032836.2129 | 11032836.2129 | 11032836.2129 | 11032836.2129
GSLD(T)-2 | 2624158.7543 | 2624158.7543 | 2624158.7543 | 2624158.7543 | 2624158.7543 | 2624158.7543 | 2624158.7543 | 2624158.7543 | 2624158.7543 | 2624158.7543 | 2624158.7543 | 2624158.7543 | 2624158.7543 | 2624158.7543 | 2624158.7543 | 2624158.7543 | 2624158.7543
GSLD(T)-3 | 175958.1595 | 175958.1595 | 175958.1595 | 175958.1595 | 175958.1595 | 175958.1595 | 175958.1595 | 175958.1595 | 175958.1595 | 175958.1595 | 175958.1595 | 175958.1595 | 175958.1595 | 175958.1595 | 175958.1595 | 175958.1595 | 175958.1595
MET | 93644.1416 | 93644.1416 | 93644.1416 | 93644.1416 | 93644.1416 | 93644.1416 | 93644.1416 | 93644.1416 | 93644.1416 | 93644.1416 | 93644.1416 | 93644.1416 | 93644.1416 | 93644.1416 | 93644.1416 | 93644.1416 | 93644.1416
OL-1 | 102660.601 | 102660.601 | 102660.601 | 102660.601 | 102660.601 | 102660.601 | 102660.601 | 102660.601 | 102660.601 | 102660.601 | 102660.601 | 102660.601 | 102660.601 | 102660.601 | 102660.601 | 102660.601 | 102660.601
OS-2 | 11081.5636 | 11081.5636 | 11081.5636 | 11081.5636 | 11081.5636 | 11081.5636 | 11081.5636 | 11081.5636 | 11081.5636 | 11081.5636 | 11081.5636 | 11081.5636 | 11081.5636 | 11081.5636 | 11081.5636 | 11081.5636 | 11081.5636
RS(T)-1 | 59911568.1068 | 59911568.1068 | 59911568.1068 | 59911568.1068 | 59911568.1068 | 59911568.1068 | 59911568.1068 | 59911568.1068 | 59911568.1068 | 59911568.1068 | 59911568.1068 | 59911568.1068 | 59911568.1068 | 59911568.1068 | 59911568.1068 | 59911568.1068 | 59911568.1068
SL-1 | 588312.1384 | 588312.1384 | 588312.1384 | 588312.1384 | 588312.1384 | 588312.1384 | 588312.1384 | 588312.1384 | 588312.1384 | 588312.1384 | 588312.1384 | 588312.1384 | 588312.1384 | 588312.1384 | 588312.1384 | 588312.1384 | 588312.1384
SL-2 | 34355.7857 | 34355.7857 | 34355.7857 | 34355.7857 | 34355.7857 | 34355.7857 | 34355.7857 | 34355.7857 | 34355.7857 | 34355.7857 | 34355.7857 | 34355.7857 | 34355.7857 | 34355.7857 | 34355.7857 | 34355.7857 | 34355.7857
SST-DST | 12173.5819 | 12173.5819 | 12173.5819 | 12173.5819 | 12173.5819 | 12173.5819 | 12173.5819 | 12173.5819 | 12173.5819 | 12173.5819 | 12173.5819 | 12173.5819 | 12173.5819 | 12173.5819 | 12173.5819 | 12173.5819 | 12173.5819
SST-TST | 91192.8103 | 91192.8103 | 91192.8103 | 91192.8103 | 91192.8103 | 91192.8103 | 91192.8103 | 91192.8103 | 91192.8103 | 91192.8103 | 91192.8103 | 91192.8103 | 91192.8103 | 91192.8103 | 91192.8103 | 91192.8103 | 91192.8103
BLOUNTSTOWN | [17 empty] | 2976.9081 | 2976.9081 | 2976.9081 | 2976.9081 | 2976.9081 | 2976.9081 | 2976.9081 | 2976.9081 | 2976.9081 | 2976.9081 | 2976.9081 | 2976.9081
FKEC | [17 empty] | 828021.0988 | 828021.0988 | 828021.0988 | 828021.0988 | 828021.0988 | 828021.0988 | 828021.0988 | 828021.0988 | 828021.0988 | 828021.0988 | 828021.0988 | 828021.0988
SEMINOLE | [17 empty] | 1121088.4408 | 1121088.4408 | 1121088.4408 | 1121088.4408 | 1121088.4408 | 1121088.4408 | 1121088.4408 | 1121088.4408 | 1121088.4408 | 1121088.4408 | 1121088.4408 | 1121088.4408
LCEC | [17 empty] | 4093660.6373 | 4093660.6373 | 4093660.6373 | 4093660.6373 | 4093660.6373 | 4093660.6373 | 4093660.6373 | 4093660.6373 | 4093660.6373 | 4093660.6373 | 4093660.6373 | 4093660.6373
WAUCHULA | [17 empty] | 4555.2212 | 4555.2212 | 4555.2212 | 4555.2212 | 4555.2212 | 4555.2212 | 4555.2212 | 4555.2212 | 4555.2212 | 4555.2212 | 4555.2212 | 4555.2212
WINTER PARK | [17 empty] | 19436.7086 | 19436.7086 | 19436.7086 | 19436.7086 | 19436.7086 | 19436.7086 | 19436.7086 | 19436.7086 | 19436.7086 | 19436.7086 | 19436.7086 | 19436.7086
NEW SMRYNA BEACH | [17 empty] | 19282.469 | 19282.469 | 19282.469 | 19282.469 | 19282.469 | 19282.469 | 19282.469 | 19282.469 | 19282.469 | 19282.469 | 19282.469 | 19282.469
HOMESTEAD | [17 empty] | 170.8573 | 170.8573 | 170.8573 | 170.8573 | 170.8573 | 170.8573 | 170.8573 | 170.8573 | 170.8573 | 170.8573 | 170.8573 | 170.8573
QUINCY | [17 empty] | 154.5852 | 154.5852 | 154.5852 | 154.5852 | 154.5852 | 154.5852 | 154.5852 | 154.5852 | 154.5852 | 154.5852 | 154.5852 | 154.5852
OT:[Total Retail/Wholesale] | 112603269.2809 | 112603269.2809 | 112603269.2809 | 112603269.2809 | 112603269.2809 | 112603269.2809 | 112603269.2809 | 112603269.2809 | 112603269.2809 | 112603269.2809 | 112603269.2809 | 112603269.2809 | 112603269.2809 | 112603269.2809 | 112603269.2809 | 112603269.2809 | 112603269.2809 | 6089346.9264 | 6089346.9264 | 6089346.9264 | 6089346.9264 | 6089346.9264 | 6089346.9264 | 6089346.9264 | 6089346.9264 | 6089346.9264 | 6089346.9264 | 6089346.9264 | 6089346.9264
CILC-1D | 2799915.7979 | 2799915.7979 | 2799915.7979 | 2799915.7979 | 2799915.7979 | 2799915.7979 | 2799915.7979 | 2799915.7979 | 2799915.7979 | 2799915.7979 | 2799915.7979 | 2799915.7979 | 2799915.7979 | 2799915.7979 | 2799915.7979 | 2799915.7979 | 2799915.7979 | 2799915.7979 | 2799915.7979 | 2799915.7979 | 2799915.7979 | 2799915.7979 | 2799915.7979 | 2799915.7979 | 2799915.7979 | 2799915.7979 | 2799915.7979 | 2799915.7979 | 2799915.7979
CILC-1G | 106708.8301 | 106708.8301 | 106708.8301 | 106708.8301 | 106708.8301 | 106708.8301 | 106708.8301 | 106708.8301 | 106708.8301 | 106708.8301 | 106708.8301 | 106708.8301 | 106708.8301 | 106708.8301 | 106708.8301 | 106708.8301 | 106708.8301 | 106708.8301 | 106708.8301 | 106708.8301 | 106708.8301 | 106708.8301 | 106708.8301 | 106708.8301 | 106708.8301 | 106708.8301 | 106708.8301 | 106708.8301 | 106708.8301
CILC-1T | 1534268.0957 | 1534268.0957 | 1534268.0957 | 1534268.0957 | 1534268.0957 | 1534268.0957 | 1534268.0957 | 1534268.0957 | 1534268.0957 | 1534268.0957 | 1534268.0957 | 1534268.0957 | 1534268.0957 | 1534268.0957 | 1534268.0957 | 1534268.0957 | 1534268.0957 | 1534268.0957 | 1534268.0957 | 1534268.0957 | 1534268.0957 | 1534268.0957 | 1534268.0957 | 1534268.0957 | 1534268.0957 | 1534268.0957 | 1534268.0957 | 1534268.0957 | 1534268.0957
GS(T)-1 | 6272597.8362 | 6272597.8362 | 6272597.8362 | 6272597.8362 | 6272597.8362 | 6272597.8362 | 6272597.8362 | 6272597.8362 | 6272597.8362 | 6272597.8362 | 6272597.8362 | 6272597.8362 | 6272597.8362 | 6272597.8362 | 6272597.8362 | 6272597.8362 | 6272597.8362 | 6272597.8362 | 6272597.8362 | 6272597.8362 | 6272597.8362 | 6272597.8362 | 6272597.8362 | 6272597.8362 | 6272597.8362 | 6272597.8362 | 6272597.8362 | 6272597.8362 | 6272597.8362
GSCU-1 | 73657.4916 | 73657.4916 | 73657.4916 | 73657.4916 | 73657.4916 | 73657.4916 | 73657.4916 | 73657.4916 | 73657.4916 | 73657.4916 | 73657.4916 | 73657.4916 | 73657.4916 | 73657.4916 | 73657.4916 | 73657.4916 | 73657.4916 | 73657.4916 | 73657.4916 | 73657.4916 | 73657.4916 | 73657.4916 | 73657.4916 | 73657.4916 | 73657.4916 | 73657.4916 | 73657.4916 | 73657.4916 | 73657.4916
GSD(T)-1 | 27138179.3734 | 27138179.3734 | 27138179.3734 | 27138179.3734 | 27138179.3734 | 27138179.3734 | 27138179.3734 | 27138179.3734 | 27138179.3734 | 27138179.3734 | 27138179.3734 | 27138179.3734 | 27138179.3734 | 27138179.3734 | 27138179.3734 | 27138179.3734 | 27138179.3734 | 27138179.3734 | 27138179.3734 | 27138179.3734 | 27138179.3734 | 27138179.3734 | 27138179.3734 | 27138179.3734 | 27138179.3734 | 27138179.3734 | 27138179.3734 | 27138179.3734 | 27138179.3734
GSLD(T)-1 | 11032836.2129 | 11032836.2129 | 11032836.2129 | 11032836.2129 | 11032836.2129 | 11032836.2129 | 11032836.2129 | 11032836.2129 | 11032836.2129 | 11032836.2129 | 11032836.2129 | 11032836.2129 | 11032836.2129 | 11032836.2129 | 11032836.2129 | 11032836.2129 | 11032836.2129 | 11032836.2129 | 11032836.2129 | 11032836.2129 | 11032836.2129 | 11032836.2129 | 11032836.2129 | 11032836.2129 | 11032836.2129 | 11032836.2129 | 11032836.2129 | 11032836.2129 | 11032836.2129
GSLD(T)-2 | 2624158.7543 | 2624158.7543 | 2624158.7543 | 2624158.7543 | 2624158.7543 | 2624158.7543 | 2624158.7543 | 2624158.7543 | 2624158.7543 | 2624158.7543 | 2624158.7543 | 2624158.7543 | 2624158.7543 | 2624158.7543 | 2624158.7543 | 2624158.7543 | 2624158.7543 | 2624158.7543 | 2624158.7543 | 2624158.7543 | 2624158.7543 | 2624158.7543 | 2624158.7543 | 2624158.7543 | 2624158.7543 | 2624158.7543 | 2624158.7543 | 2624158.7543 | 2624158.7543
GSLD(T)-3 | 175958.1595 | 175958.1595 | 175958.1595 | 175958.1595 | 175958.1595 | 175958.1595 | 175958.1595 | 175958.1595 | 175958.1595 | 175958.1595 | 175958.1595 | 175958.1595 | 175958.1595 | 175958.1595 | 175958.1595 | 175958.1595 | 175958.1595 | 175958.1595 | 175958.1595 | 175958.1595 | 175958.1595 | 175958.1595 | 175958.1595 | 175958.1595 | 175958.1595 | 175958.1595 | 175958.1595 | 175958.1595 | 175958.1595
MET | 93644.1416 | 93644.1416 | 93644.1416 | 93644.1416 | 93644.1416 | 93644.1416 | 93644.1416 | 93644.1416 | 93644.1416 | 93644.1416 | 93644.1416 | 93644.1416 | 93644.1416 | 93644.1416 | 93644.1416 | 93644.1416 | 93644.1416 | 93644.1416 | 93644.1416 | 93644.1416 | 93644.1416 | 93644.1416 | 93644.1416 | 93644.1416 | 93644.1416 | 93644.1416 | 93644.1416 | 93644.1416 | 93644.1416
OL-1 | 102660.601 | 102660.601 | 102660.601 | 102660.601 | 102660.601 | 102660.601 | 102660.601 | 102660.601 | 102660.601 | 102660.601 | 102660.601 | 102660.601 | 102660.601 | 102660.601 | 102660.601 | 102660.601 | 102660.601 | 102660.601 | 102660.601 | 102660.601 | 102660.601 | 102660.601 | 102660.601 | 102660.601 | 102660.601 | 102660.601 | 102660.601 | 102660.601 | 102660.601
OS-2 | 11081.5636 | 11081.5636 | 11081.5636 | 11081.5636 | 11081.5636 | 11081.5636 | 11081.5636 | 11081.5636 | 11081.5636 | 11081.5636 | 11081.5636 | 11081.5636 | 11081.5636 | 11081.5636 | 11081.5636 | 11081.5636 | 11081.5636 | 11081.5636 | 11081.5636 | 11081.5636 | 11081.5636 | 11081.5636 | 11081.5636 | 11081.5636 | 11081.5636 | 11081.5636 | 11081.5636 | 11081.5636 | 11081.5636
RS(T)-1 | 59911568.1068 | 59911568.1068 | 59911568.1068 | 59911568.1068 | 59911568.1068 | 59911568.1068 | 59911568.1068 | 59911568.1068 | 59911568.1068 | 59911568.1068 | 59911568.1068 | 59911568.1068 | 59911568.1068 | 59911568.1068 | 59911568.1068 | 59911568.1068 | 59911568.1068 | 59911568.1068 | 59911568.1068 | 59911568.1068 | 59911568.1068 | 59911568.1068 | 59911568.1068 | 59911568.1068 | 59911568.1068 | 59911568.1068 | 59911568.1068 | 59911568.1068 | 59911568.1068
SL-1 | 588312.1384 | 588312.1384 | 588312.1384 | 588312.1384 | 588312.1384 | 588312.1384 | 588312.1384 | 588312.1384 | 588312.1384 | 588312.1384 | 588312.1384 | 588312.1384 | 588312.1384 | 588312.1384 | 588312.1384 | 588312.1384 | 588312.1384 | 588312.1384 | 588312.1384 | 588312.1384 | 588312.1384 | 588312.1384 | 588312.1384 | 588312.1384 | 588312.1384 | 588312.1384 | 588312.1384 | 588312.1384 | 588312.1384
SL-2 | 34355.7857 | 34355.7857 | 34355.7857 | 34355.7857 | 34355.7857 | 34355.7857 | 34355.7857 | 34355.7857 | 34355.7857 | 34355.7857 | 34355.7857 | 34355.7857 | 34355.7857 | 34355.7857 | 34355.7857 | 34355.7857 | 34355.7857 | 34355.7857 | 34355.7857 | 34355.7857 | 34355.7857 | 34355.7857 | 34355.7857 | 34355.7857 | 34355.7857 | 34355.7857 | 34355.7857 | 34355.7857 | 34355.7857
SST-DST | 12173.5819 | 12173.5819 | 12173.5819 | 12173.5819 | 12173.5819 | 12173.5819 | 12173.5819 | 12173.5819 | 12173.5819 | 12173.5819 | 12173.5819 | 12173.5819 | 12173.5819 | 12173.5819 | 12173.5819 | 12173.5819 | 12173.5819 | 12173.5819 | 12173.5819 | 12173.5819 | 12173.5819 | 12173.5819 | 12173.5819 | 12173.5819 | 12173.5819 | 12173.5819 | 12173.5819 | 12173.5819 | 12173.5819
SST-TST | 91192.8103 | 91192.8103 | 91192.8103 | 91192.8103 | 91192.8103 | 91192.8103 | 91192.8103 | 91192.8103 | 91192.8103 | 91192.8103 | 91192.8103 | 91192.8103 | 91192.8103 | 91192.8103 | 91192.8103 | 91192.8103 | 91192.8103 | 91192.8103 | 91192.8103 | 91192.8103 | 91192.8103 | 91192.8103 | 91192.8103 | 91192.8103 | 91192.8103 | 91192.8103 | 91192.8103 | 91192.8103 | 91192.8103
BLOUNTSTOWN | 2976.9081 | 2976.9081 | 2976.9081 | 2976.9081 | 2976.9081 | 2976.9081 | 2976.9081 | 2976.9081 | 2976.9081 | 2976.9081 | 2976.9081 | 2976.9081 | 2976.9081 | 2976.9081 | 2976.9081 | 2976.9081 | 2976.9081 | 2976.9081 | 2976.9081 | 2976.9081 | 2976.9081 | 2976.9081 | 2976.9081 | 2976.9081 | 2976.9081 | 2976.9081 | 2976.9081 | 2976.9081 | 2976.9081
FKEC | 828021.0988 | 828021.0988 | 828021.0988 | 828021.0988 | 828021.0988 | 828021.0988 | 828021.0988 | 828021.0988 | 828021.0988 | 828021.0988 | 828021.0988 | 828021.0988 | 828021.0988 | 828021.0988 | 828021.0988 | 828021.0988 | 828021.0988 | 828021.0988 | 828021.0988 | 828021.0988 | 828021.0988 | 828021.0988 | 828021.0988 | 828021.0988 | 828021.0988 | 828021.0988 | 828021.0988 | 828021.0988 | 828021.0988
SEMINOLE | 1121088.4408 | 1121088.4408 | 1121088.4408 | 1121088.4408 | 1121088.4408 | 1121088.4408 | 1121088.4408 | 1121088.4408 | 1121088.4408 | 1121088.4408 | 1121088.4408 | 1121088.4408 | 1121088.4408 | 1121088.4408 | 1121088.4408 | 1121088.4408 | 1121088.4408 | 1121088.4408 | 1121088.4408 | 1121088.4408 | 1121088.4408 | 1121088.4408 | 1121088.4408 | 1121088.4408 | 1121088.4408 | 1121088.4408 | 1121088.4408 | 1121088.4408 | 1121088.4408
LCEC | 4093660.6373 | 4093660.6373 | 4093660.6373 | 4093660.6373 | 4093660.6373 | 4093660.6373 | 4093660.6373 | 4093660.6373 | 4093660.6373 | 4093660.6373 | 4093660.6373 | 4093660.6373 | 4093660.6373 | 4093660.6373 | 4093660.6373 | 4093660.6373 | 4093660.6373 | 4093660.6373 | 4093660.6373 | 4093660.6373 | 4093660.6373 | 4093660.6373 | 4093660.6373 | 4093660.6373 | 4093660.6373 | 4093660.6373 | 4093660.6373 | 4093660.6373 | 4093660.6373
WAUCHULA | 4555.2212 | 4555.2212 | 4555.2212 | 4555.2212 | 4555.2212 | 4555.2212 | 4555.2212 | 4555.2212 | 4555.2212 | 4555.2212 | 4555.2212 | 4555.2212 | 4555.2212 | 4555.2212 | 4555.2212 | 4555.2212 | 4555.2212 | 4555.2212 | 4555.2212 | 4555.2212 | 4555.2212 | 4555.2212 | 4555.2212 | 4555.2212 | 4555.2212 | 4555.2212 | 4555.2212 | 4555.2212 | 4555.2212
WINTER PARK | 19436.7086 | 19436.7086 | 19436.7086 | 19436.7086 | 19436.7086 | 19436.7086 | 19436.7086 | 19436.7086 | 19436.7086 | 19436.7086 | 19436.7086 | 19436.7086 | 19436.7086 | 19436.7086 | 19436.7086 | 19436.7086 | 19436.7086 | 19436.7086 | 19436.7086 | 19436.7086 | 19436.7086 | 19436.7086 | 19436.7086 | 19436.7086 | 19436.7086 | 19436.7086 | 19436.7086 | 19436.7086 | 19436.7086
NEW SMRYNA BEACH | 19282.469 | 19282.469 | 19282.469 | 19282.469 | 19282.469 | 19282.469 | 19282.469 | 19282.469 | 19282.469 | 19282.469 | 19282.469 | 19282.469 | 19282.469 | 19282.469 | 19282.469 | 19282.469 | 19282.469 | 19282.469 | 19282.469 | 19282.469 | 19282.469 | 19282.469 | 19282.469 | 19282.469 | 19282.469 | 19282.469 | 19282.469 | 19282.469 | 19282.469
HOMESTEAD | 170.8573 | 170.8573 | 170.8573 | 170.8573 | 170.8573 | 170.8573 | 170.8573 | 170.8573 | 170.8573 | 170.8573 | 170.8573 | 170.8573 | 170.8573 | 170.8573 | 170.8573 | 170.8573 | 170.8573 | 170.8573 | 170.8573 | 170.8573 | 170.8573 | 170.8573 | 170.8573 | 170.8573 | 170.8573 | 170.8573 | 170.8573 | 170.8573 | 170.8573
QUINCY | 154.5852 | 154.5852 | 154.5852 | 154.5852 | 154.5852 | 154.5852 | 154.5852 | 154.5852 | 154.5852 | 154.5852 | 154.5852 | 154.5852 | 154.5852 | 154.5852 | 154.5852 | 154.5852 | 154.5852 | 154.5852 | 154.5852 | 154.5852 | 154.5852 | 154.5852 | 154.5852 | 154.5852 | 154.5852 | 154.5852 | 154.5852 | 154.5852 | 154.5852
OU:[Total Company] | 118692616.2073 | 118692616.2073 | 118692616.2073 | 118692616.2073 | 118692616.2073 | 118692616.2073 | 118692616.2073 | 118692616.2073 | 118692616.2073 | 118692616.2073 | 118692616.2073 | 118692616.2073 | 118692616.2073 | 118692616.2073 | 118692616.2073 | 118692616.2073 | 118692616.2073 | 118692616.2073 | 118692616.2073 | 118692616.2073 | 118692616.2073 | 118692616.2073 | 118692616.2073 | 118692616.2073 | 118692616.2073 | 118692616.2073 | 118692616.2073 | 118692616.2073 | 118692616.2073
OV:[]
OW:[External Factor - FPL203] | 0.024865 | 0.00094765 | 0.013625 | 0.055705 | 0.00065413 | 0.24101 | 0.09798 | 0.023304 | 0.0015626 | 0.00083163 | 0.0009117 | 9.8412e-05 | 0.53206 | 0.0052246 | 0.0003051 | 0.00010811 | 0.00080986 | 0.00048887 | 0.13598 | 0 | 0 | 0.18411 | 0.67227 | 0.00074806 | 0.0031919 | 0.0031666 | 2.8058e-05 | 2.5386e-05 | 0
OX:[% to Total System] | 0.02359 | 0.00089904 | 0.012926 | 0.052847 | 0.00062057 | 0.22864 | 0.092953 | 0.022109 | 0.0014825 | 0.00078896 | 0.00086493 | 9.3364e-05 | 0.50476 | 0.0049566 | 0.00028945 | 0.00010256 | 0.00076831 | 2.5081e-05 | 0.0069762 | 0 | 0 | 0.0094453 | 0.03449 | 3.8378e-05 | 0.00016376 | 0.00016246 | 1.4395e-06 | 1.3024e-06 | 0
OY:[]
OZ:[FPL205]
PA:[Net Uncollectibles] | 0 | 0 | 0 | 880334.4901 | 0 | 839608.1119 | 45918.0773 | 0 | 0 | 0 | 59119.7685 | 0 | 7679105.1038 | 248631.1283 | 0 | 0 | 0 | 0 | 0 | 0 | 0 | 0 | 0 | 0 | 0 | 0 | 0 | 0 | 0
GS(T)-1 | 880334.4901 | 880334.4901 | 880334.4901 | 880334.4901 | 880334.4901 | 880334.4901 | 880334.4901 | 880334.4901 | 880334.4901 | 880334.4901 | 880334.4901 | 880334.4901 | 880334.4901 | 880334.4901 | 880334.4901 | 880334.4901 | 880334.4901
GSD(T)-1 | 839608.1119 | 839608.1119 | 839608.1119 | 839608.1119 | 839608.1119 | 839608.1119 | 839608.1119 | 839608.1119 | 839608.1119 | 839608.1119 | 839608.1119 | 839608.1119 | 839608.1119 | 839608.1119 | 839608.1119 | 839608.1119 | 839608.1119
GSLD(T)-1 | 45918.0773 | 45918.0773 | 45918.0773 | 45918.0773 | 45918.0773 | 45918.0773 | 45918.0773 | 45918.0773 | 45918.0773 | 45918.0773 | 45918.0773 | 45918.0773 | 45918.0773 | 45918.0773 | 45918.0773 | 45918.0773 | 45918.0773
OL-1 | 59119.7685 | 59119.7685 | 59119.7685 | 59119.7685 | 59119.7685 | 59119.7685 | 59119.7685 | 59119.7685 | 59119.7685 | 59119.7685 | 59119.7685 | 59119.7685 | 59119.7685 | 59119.7685 | 59119.7685 | 59119.7685 | 59119.7685
RS(T)-1 | 7679105.1038 | 7679105.1038 | 7679105.1038 | 7679105.1038 | 7679105.1038 | 7679105.1038 | 7679105.1038 | 7679105.1038 | 7679105.1038 | 7679105.1038 | 7679105.1038 | 7679105.1038 | 7679105.1038 | 7679105.1038 | 7679105.1038 | 7679105.1038 | 7679105.1038
SL-1 | 248631.1283 | 248631.1283 | 248631.1283 | 248631.1283 | 248631.1283 | 248631.1283 | 248631.1283 | 248631.1283 | 248631.1283 | 248631.1283 | 248631.1283 | 248631.1283 | 248631.1283 | 248631.1283 | 248631.1283 | 248631.1283 | 248631.1283
PB:[Total Retail/Wholesale] | 9752716.6799 | 9752716.6799 | 9752716.6799 | 9752716.6799 | 9752716.6799 | 9752716.6799 | 9752716.6799 | 9752716.6799 | 9752716.6799 | 9752716.6799 | 9752716.6799 | 9752716.6799 | 9752716.6799 | 9752716.6799 | 9752716.6799 | 9752716.6799 | 9752716.6799 | 0 | 0 | 0 | 0 | 0 | 0 | 0 | 0 | 0 | 0 | 0 | 0
PC:[]
PD:[External Factor - FPL205] | 0 | 0 | 0 | 0.090266 | 0 | 0.08609 | 0.0047082 | 0 | 0 | 0 | 0.0060619 | 0 | 0.78738 | 0.025494 | 0 | 0 | 0 | 0 | 0 | 0 | 0 | 0 | 0 | 0 | 0 | 0 | 0 | 0 | 0
PE:[% to Total System] | 0 | 0 | 0 | 0.090266 | 0 | 0.08609 | 0.0047082 | 0 | 0 | 0 | 0.0060619 | 0 | 0.78738 | 0.025494 | 0 | 0 | 0 | 0 | 0 | 0 | 0 | 0 | 0 | 0 | 0 | 0 | 0 | 0 | 0
PF:[]
PG:[FPL206]
PH:[Retail/Wholesale Factor] | 1 | 1 | 1 | 1 | 1 | 1 | 1 | 1 | 1 | 1 | 1 | 1 | 1 | 1 | 1 | 1 | 1 | 0 | 0 | 0 | 0 | 0 | 0 | 0 | 0 | 0 | 0 | 0 | 0
PI:[]
PJ:[MWH Sales] | 2691593.784 | 101789.064 | 1508609.875 | 5981722.51 | 70241.818 | 25881286.249 | 10529674.162 | 2520476.755 | 173015.536 | 91208.296 | 97899.984 | 10793.313 | 57133325.763 | 561030.701 | 32762.626 | 11856.926 | 89667.754 | 2927.124 | 814173.7483 | 0 | 0 | 1102340 | 4025200.602 | 4479.0423 | 19111.6603 | 18960 | 168 | 152 | 0
PK:[MWH Sales Adjustment] | 0 | 0 | 0 | 0 | 0 | 0 | 0 | 0 | 0 | 0 | 0 | 0 | 0 | 0 | 0 | 0 | 0 | 0 | 0 | 0 | 0 | 0 | 0 | 0 | 0 | 0 | 0 | 0 | 0
PL:[Adjusted MWH Sales] | 2691593.784 | 101789.064 | 1508609.875 | 5981722.51 | 70241.818 | 25881286.249 | 10529674.162 | 2520476.755 | 173015.536 | 91208.296 | 97899.984 | 10793.313 | 57133325.763 | 561030.701 | 32762.626 | 11856.926 | 89667.754 | 2927.124 | 814173.7483 | 0 | 0 | 1102340 | 4025200.602 | 4479.0423 | 19111.6603 | 18960 | 168 | 152 | 0
PM:[MWH Sales Adjustment - MFR E-10] | 0 | 0 | 0 | 0 | 0 | 0 | 0 | 0 | 0 | 0 | 0 | 0 | 0 | 0 | 0 | 0 | 0 | -2927.124 | -814173.7483 | 0 | 0 | -1102340 | -4025200.602 | -4479.0423 | -19111.6603 | -18960 | -168 | -152 | 0
PN:[MWH Sales at Meter (Retail Only)] | 2691593.784 | 101789.064 | 1508609.875 | 5981722.51 | 70241.818 | 25881286.249 | 10529674.162 | 2520476.755 | 173015.536 | 91208.296 | 97899.984 | 10793.313 | 57133325.763 | 561030.701 | 32762.626 | 11856.926 | 89667.754 | 0 | 0 | 0 | 0 | 0 | 0 | 0 | 0 | 0 | 0 | 0 | 0
CILC-1D | 2691593.784 | 2691593.784 | 2691593.784 | 2691593.784 | 2691593.784 | 2691593.784 | 2691593.784 | 2691593.784 | 2691593.784 | 2691593.784 | 2691593.784 | 2691593.784 | 2691593.784 | 2691593.784 | 2691593.784 | 2691593.784 | 2691593.784
CILC-1G | 101789.064 | 101789.064 | 101789.064 | 101789.064 | 101789.064 | 101789.064 | 101789.064 | 101789.064 | 101789.064 | 101789.064 | 101789.064 | 101789.064 | 101789.064 | 101789.064 | 101789.064 | 101789.064 | 101789.064
CILC-1T | 1508609.875 | 1508609.875 | 1508609.875 | 1508609.875 | 1508609.875 | 1508609.875 | 1508609.875 | 1508609.875 | 1508609.875 | 1508609.875 | 1508609.875 | 1508609.875 | 1508609.875 | 1508609.875 | 1508609.875 | 1508609.875 | 1508609.875
GS(T)-1 | 5981722.51 | 5981722.51 | 5981722.51 | 5981722.51 | 5981722.51 | 5981722.51 | 5981722.51 | 5981722.51 | 5981722.51 | 5981722.51 | 5981722.51 | 5981722.51 | 5981722.51 | 5981722.51 | 5981722.51 | 5981722.51 | 5981722.51
GSCU-1 | 70241.818 | 70241.818 | 70241.818 | 70241.818 | 70241.818 | 70241.818 | 70241.818 | 70241.818 | 70241.818 | 70241.818 | 70241.818 | 70241.818 | 70241.818 | 70241.818 | 70241.818 | 70241.818 | 70241.818
GSD(T)-1 | 25881286.249 | 25881286.249 | 25881286.249 | 25881286.249 | 25881286.249 | 25881286.249 | 25881286.249 | 25881286.249 | 25881286.249 | 25881286.249 | 25881286.249 | 25881286.249 | 25881286.249 | 25881286.249 | 25881286.249 | 25881286.249 | 25881286.249
GSLD(T)-1 | 10529674.162 | 10529674.162 | 10529674.162 | 10529674.162 | 10529674.162 | 10529674.162 | 10529674.162 | 10529674.162 | 10529674.162 | 10529674.162 | 10529674.162 | 10529674.162 | 10529674.162 | 10529674.162 | 10529674.162 | 10529674.162 | 10529674.162
GSLD(T)-2 | 2520476.755 | 2520476.755 | 2520476.755 | 2520476.755 | 2520476.755 | 2520476.755 | 2520476.755 | 2520476.755 | 2520476.755 | 2520476.755 | 2520476.755 | 2520476.755 | 2520476.755 | 2520476.755 | 2520476.755 | 2520476.755 | 2520476.755
GSLD(T)-3 | 173015.536 | 173015.536 | 173015.536 | 173015.536 | 173015.536 | 173015.536 | 173015.536 | 173015.536 | 173015.536 | 173015.536 | 173015.536 | 173015.536 | 173015.536 | 173015.536 | 173015.536 | 173015.536 | 173015.536
MET | 91208.296 | 91208.296 | 91208.296 | 91208.296 | 91208.296 | 91208.296 | 91208.296 | 91208.296 | 91208.296 | 91208.296 | 91208.296 | 91208.296 | 91208.296 | 91208.296 | 91208.296 | 91208.296 | 91208.296
OL-1 | 97899.984 | 97899.984 | 97899.984 | 97899.984 | 97899.984 | 97899.984 | 97899.984 | 97899.984 | 97899.984 | 97899.984 | 97899.984 | 97899.984 | 97899.984 | 97899.984 | 97899.984 | 97899.984 | 97899.984
OS-2 | 10793.313 | 10793.313 | 10793.313 | 10793.313 | 10793.313 | 10793.313 | 10793.313 | 10793.313 | 10793.313 | 10793.313 | 10793.313 | 10793.313 | 10793.313 | 10793.313 | 10793.313 | 10793.313 | 10793.313
RS(T)-1 | 57133325.763 | 57133325.763 | 57133325.763 | 57133325.763 | 57133325.763 | 57133325.763 | 57133325.763 | 57133325.763 | 57133325.763 | 57133325.763 | 57133325.763 | 57133325.763 | 57133325.763 | 57133325.763 | 57133325.763 | 57133325.763 | 57133325.763
SL-1 | 561030.701 | 561030.701 | 561030.701 | 561030.701 | 561030.701 | 561030.701 | 561030.701 | 561030.701 | 561030.701 | 561030.701 | 561030.701 | 561030.701 | 561030.701 | 561030.701 | 561030.701 | 561030.701 | 561030.701
SL-2 | 32762.626 | 32762.626 | 32762.626 | 32762.626 | 32762.626 | 32762.626 | 32762.626 | 32762.626 | 32762.626 | 32762.626 | 32762.626 | 32762.626 | 32762.626 | 32762.626 | 32762.626 | 32762.626 | 32762.626
SST-DST | 11856.926 | 11856.926 | 11856.926 | 11856.926 | 11856.926 | 11856.926 | 11856.926 | 11856.926 | 11856.926 | 11856.926 | 11856.926 | 11856.926 | 11856.926 | 11856.926 | 11856.926 | 11856.926 | 11856.926
SST-TST | 89667.754 | 89667.754 | 89667.754 | 89667.754 | 89667.754 | 89667.754 | 89667.754 | 89667.754 | 89667.754 | 89667.754 | 89667.754 | 89667.754 | 89667.754 | 89667.754 | 89667.754 | 89667.754 | 89667.754
PO:[Total Retail/Wholesale] | 107486955.116 | 107486955.116 | 107486955.116 | 107486955.116 | 107486955.116 | 107486955.116 | 107486955.116 | 107486955.116 | 107486955.116 | 107486955.116 | 107486955.116 | 107486955.116 | 107486955.116 | 107486955.116 | 107486955.116 | 107486955.116 | 107486955.116 | 0 | 0 | 0 | 0 | 0 | 0 | 0 | 0 | 0 | 0 | 0 | 0
PP:[]
PQ:[External Factor - FPL206] | 0.025041 | 0.00094699 | 0.014035 | 0.055651 | 0.00065349 | 0.24079 | 0.097962 | 0.023449 | 0.0016096 | 0.00084855 | 0.00091081 | 0.00010042 | 0.53154 | 0.0052195 | 0.00030481 | 0.00011031 | 0.00083422 | 0 | 0 | 0 | 0 | 0 | 0 | 0 | 0 | 0 | 0 | 0 | 0
PR:[% to Total System] | 0.025041 | 0.00094699 | 0.014035 | 0.055651 | 0.00065349 | 0.24079 | 0.097962 | 0.023449 | 0.0016096 | 0.00084855 | 0.00091081 | 0.00010042 | 0.53154 | 0.0052195 | 0.00030481 | 0.00011031 | 0.00083422 | 0 | 0 | 0 | 0 | 0 | 0 | 0 | 0 | 0 | 0 | 0 | 0
PS:[]
PT:[FPL207]
PU:[Retail/Wholesale Factor] | 1 | 1 | 1 | 1 | 1 | 1 | 1 | 1 | 1 | 1 | 1 | 1 | 1 | 1 | 1 | 1 | 1 | 0 | 0 | 0 | 0 | 0 | 0 | 0 | 0 | 0 | 0 | 0 | 0
PV:[]
PW:[MWH Sales] | 2691593.784 | 101789.064 | 1508609.875 | 5981722.51 | 70241.818 | 25881286.249 | 10529674.162 | 2520476.755 | 173015.536 | 91208.296 | 97899.984 | 10793.313 | 57133325.763 | 561030.701 | 32762.626 | 11856.926 | 89667.754 | 2927.124 | 814173.7483 | 0 | 0 | 1102340 | 4025200.602 | 4479.0423 | 19111.6603 | 18960 | 168 | 152 | 0
PX:[MWH Sales Adjustment] | 0 | 0 | 0 | 0 | 0 | 0 | 0 | 0 | 0 | 0 | 0 | 0 | 0 | 0 | 0 | 0 | 0 | 0 | 0 | 0 | 0 | 0 | 0 | 0 | 0 | 0 | 0 | 0 | 0
PY:[Adjusted MWH Sales] | 2691593.784 | 101789.064 | 1508609.875 | 5981722.51 | 70241.818 | 25881286.249 | 10529674.162 | 2520476.755 | 173015.536 | 91208.296 | 97899.984 | 10793.313 | 57133325.763 | 561030.701 | 32762.626 | 11856.926 | 89667.754 | 2927.124 | 814173.7483 | 0 | 0 | 1102340 | 4025200.602 | 4479.0423 | 19111.6603 | 18960 | 168 | 152 | 0
PZ:[% Transmission - KWH (KWH_TRANS)] | 0 | 0 | 1 | 0 | 0 | 0 | 0 | 0 | 1 | 0 | 0 | 0 | 0 | 0 | 0 | 0 | 1 | 1 | 1 | 1 | 1 | 1 | 1 | 1 | 1 | 1 | 1 | 1 | 1
QA:[Energy Expansion Factor - Transmission] | 1.017 | 1.017 | 1.017 | 1.017 | 1.017 | 1.017 | 1.017 | 1.017 | 1.017 | 1.017 | 1.017 | 1.017 | 1.017 | 1.017 | 1.017 | 1.017 | 1.017 | 1.017 | 1.017 | 1.017 | 1.017 | 1.017 | 1.017 | 1.017 | 1.017 | 1.017 | 1.017 | 1.017 | 1.017
QB:[Transmission MWH Sales at Generator] | 0 | 0 | 1534268.0957 | 0 | 0 | 0 | 0 | 0 | 175958.1595 | 0 | 0 | 0 | 0 | 0 | 0 | 0 | 91192.8103 | 0 | 0 | 0 | 0 | 0 | 0 | 0 | 0 | 0 | 0 | 0 | 0
QC:[]
QD:[MWH Sales] | 2691593.784 | 101789.064 | 1508609.875 | 5981722.51 | 70241.818 | 25881286.249 | 10529674.162 | 2520476.755 | 173015.536 | 91208.296 | 97899.984 | 10793.313 | 57133325.763 | 561030.701 | 32762.626 | 11856.926 | 89667.754 | 2927.124 | 814173.7483 | 0 | 0 | 1102340 | 4025200.602 | 4479.0423 | 19111.6603 | 18960 | 168 | 152 | 0
QE:[MWH Sales Adjustment] | 0 | 0 | 0 | 0 | 0 | 0 | 0 | 0 | 0 | 0 | 0 | 0 | 0 | 0 | 0 | 0 | 0 | 0 | 0 | 0 | 0 | 0 | 0 | 0 | 0 | 0 | 0 | 0 | 0
QF:[Adjusted MWH Sales] | 2691593.784 | 101789.064 | 1508609.875 | 5981722.51 | 70241.818 | 25881286.249 | 10529674.162 | 2520476.755 | 173015.536 | 91208.296 | 97899.984 | 10793.313 | 57133325.763 | 561030.701 | 32762.626 | 11856.926 | 89667.754 | 2927.124 | 814173.7483 | 0 | 0 | 1102340 | 4025200.602 | 4479.0423 | 19111.6603 | 18960 | 168 | 152 | 0
QG:[% Primary - KWH (KWH_PRI)] | 0.38241 | 0.01343 | 0 | 0 | 0 | 0.0029 | 0.03842 | 0.34175 | 0 | 1 | 0 | 1 | 0 | 0 | 0 | 1 | 0 | 0 | 0 | 0 | 0 | 0 | 0 | 0 | 0 | 0 | 0 | 0 | 0
QH:[Energy Expansion Factor - Primary] | 1.0267 | 1.0267 | 1.0267 | 1.0267 | 1.0267 | 1.0267 | 1.0267 | 1.0267 | 1.0267 | 1.0267 | 1.0267 | 1.0267 | 1.0267 | 1.0267 | 1.0267 | 1.0267 | 1.0267 | 1.0267 | 1.0267 | 1.0267 | 1.0267 | 1.0267 | 1.0267 | 1.0267 | 1.0267 | 1.0267 | 1.0267 | 1.0267 | 1.0267
QI:[Primary MWH Sales at Generator] | 1056781.0773 | 1403.5355 | 0 | 0 | 0 | 77060.1988 | 415354.1593 | 884377.1047 | 0 | 93644.1416 | 0 | 11081.5636 | 0 | 0 | 0 | 12173.5819 | 0 | 0 | 0 | 0 | 0 | 0 | 0 | 0 | 0 | 0 | 0 | 0 | 0
QJ:[]
QK:[MWH Sales] | 2691593.784 | 101789.064 | 1508609.875 | 5981722.51 | 70241.818 | 25881286.249 | 10529674.162 | 2520476.755 | 173015.536 | 91208.296 | 97899.984 | 10793.313 | 57133325.763 | 561030.701 | 32762.626 | 11856.926 | 89667.754 | 2927.124 | 814173.7483 | 0 | 0 | 1102340 | 4025200.602 | 4479.0423 | 19111.6603 | 18960 | 168 | 152 | 0
QL:[MWH Sales Adjustment] | 0 | 0 | 0 | 0 | 0 | 0 | 0 | 0 | 0 | 0 | 0 | 0 | 0 | 0 | 0 | 0 | 0 | 0 | 0 | 0 | 0 | 0 | 0 | 0 | 0 | 0 | 0 | 0 | 0
QM:[Adjusted MWH Sales] | 2691593.784 | 101789.064 | 1508609.875 | 5981722.51 | 70241.818 | 25881286.249 | 10529674.162 | 2520476.755 | 173015.536 | 91208.296 | 97899.984 | 10793.313 | 57133325.763 | 561030.701 | 32762.626 | 11856.926 | 89667.754 | 2927.124 | 814173.7483 | 0 | 0 | 1102340 | 4025200.602 | 4479.0423 | 19111.6603 | 18960 | 168 | 152 | 0
QN:[% Secondary - KWH (KWH_SEC)] | 0.61759 | 0.98657 | 0 | 1 | 1 | 0.9971 | 0.96158 | 0.65825 | 0 | 0 | 1 | 0 | 1 | 1 | 1 | 0 | 0 | 0 | 0 | 0 | 0 | 0 | 0 | 0 | 0 | 0 | 0 | 0 | 0
QO:[Energy Expansion Factor - Secondary] | 1.0486 | 1.0486 | 1.0486 | 1.0486 | 1.0486 | 1.0486 | 1.0486 | 1.0486 | 1.0486 | 1.0486 | 1.0486 | 1.0486 | 1.0486 | 1.0486 | 1.0486 | 1.0486 | 1.0486 | 1.0486 | 1.0486 | 1.0486 | 1.0486 | 1.0486 | 1.0486 | 1.0486 | 1.0486 | 1.0486 | 1.0486 | 1.0486 | 1.0486
QP:[Secondary MWH Sales at Generator] | 1743134.7206 | 105305.2946 | 0 | 6272597.8362 | 73657.4916 | 27061119.1746 | 10617482.0536 | 1739781.6497 | 0 | 0 | 102660.601 | 0 | 59911568.1068 | 588312.1384 | 34355.7857 | 0 | 0 | 0 | 0 | 0 | 0 | 0 | 0 | 0 | 0 | 0 | 0 | 0 | 0
QQ:[]
QR:[Transmission MWH Sales at Generator] | 0 | 0 | 1534268.0957 | 0 | 0 | 0 | 0 | 0 | 175958.1595 | 0 | 0 | 0 | 0 | 0 | 0 | 0 | 91192.8103 | 0 | 0 | 0 | 0 | 0 | 0 | 0 | 0 | 0 | 0 | 0 | 0
QS:[Primary MWH Sales at Generator] | 1056781.0773 | 1403.5355 | 0 | 0 | 0 | 77060.1988 | 415354.1593 | 884377.1047 | 0 | 93644.1416 | 0 | 11081.5636 | 0 | 0 | 0 | 12173.5819 | 0 | 0 | 0 | 0 | 0 | 0 | 0 | 0 | 0 | 0 | 0 | 0 | 0
QT:[Secondary MWH Sales at Generator] | 1743134.7206 | 105305.2946 | 0 | 6272597.8362 | 73657.4916 | 27061119.1746 | 10617482.0536 | 1739781.6497 | 0 | 0 | 102660.601 | 0 | 59911568.1068 | 588312.1384 | 34355.7857 | 0 | 0 | 0 | 0 | 0 | 0 | 0 | 0 | 0 | 0 | 0 | 0 | 0 | 0
QU:[MWH Sales at Generation (Retail Only)] | 2799915.7979 | 106708.8301 | 1534268.0957 | 6272597.8362 | 73657.4916 | 27138179.3734 | 11032836.2129 | 2624158.7543 | 175958.1595 | 93644.1416 | 102660.601 | 11081.5636 | 59911568.1068 | 588312.1384 | 34355.7857 | 12173.5819 | 91192.8103 | 0 | 0 | 0 | 0 | 0 | 0 | 0 | 0 | 0 | 0 | 0 | 0
CILC-1D | 2799915.7979 | 2799915.7979 | 2799915.7979 | 2799915.7979 | 2799915.7979 | 2799915.7979 | 2799915.7979 | 2799915.7979 | 2799915.7979 | 2799915.7979 | 2799915.7979 | 2799915.7979 | 2799915.7979 | 2799915.7979 | 2799915.7979 | 2799915.7979 | 2799915.7979
CILC-1G | 106708.8301 | 106708.8301 | 106708.8301 | 106708.8301 | 106708.8301 | 106708.8301 | 106708.8301 | 106708.8301 | 106708.8301 | 106708.8301 | 106708.8301 | 106708.8301 | 106708.8301 | 106708.8301 | 106708.8301 | 106708.8301 | 106708.8301
CILC-1T | 1534268.0957 | 1534268.0957 | 1534268.0957 | 1534268.0957 | 1534268.0957 | 1534268.0957 | 1534268.0957 | 1534268.0957 | 1534268.0957 | 1534268.0957 | 1534268.0957 | 1534268.0957 | 1534268.0957 | 1534268.0957 | 1534268.0957 | 1534268.0957 | 1534268.0957
GS(T)-1 | 6272597.8362 | 6272597.8362 | 6272597.8362 | 6272597.8362 | 6272597.8362 | 6272597.8362 | 6272597.8362 | 6272597.8362 | 6272597.8362 | 6272597.8362 | 6272597.8362 | 6272597.8362 | 6272597.8362 | 6272597.8362 | 6272597.8362 | 6272597.8362 | 6272597.8362
GSCU-1 | 73657.4916 | 73657.4916 | 73657.4916 | 73657.4916 | 73657.4916 | 73657.4916 | 73657.4916 | 73657.4916 | 73657.4916 | 73657.4916 | 73657.4916 | 73657.4916 | 73657.4916 | 73657.4916 | 73657.4916 | 73657.4916 | 73657.4916
GSD(T)-1 | 27138179.3734 | 27138179.3734 | 27138179.3734 | 27138179.3734 | 27138179.3734 | 27138179.3734 | 27138179.3734 | 27138179.3734 | 27138179.3734 | 27138179.3734 | 27138179.3734 | 27138179.3734 | 27138179.3734 | 27138179.3734 | 27138179.3734 | 27138179.3734 | 27138179.3734
GSLD(T)-1 | 11032836.2129 | 11032836.2129 | 11032836.2129 | 11032836.2129 | 11032836.2129 | 11032836.2129 | 11032836.2129 | 11032836.2129 | 11032836.2129 | 11032836.2129 | 11032836.2129 | 11032836.2129 | 11032836.2129 | 11032836.2129 | 11032836.2129 | 11032836.2129 | 11032836.2129
GSLD(T)-2 | 2624158.7543 | 2624158.7543 | 2624158.7543 | 2624158.7543 | 2624158.7543 | 2624158.7543 | 2624158.7543 | 2624158.7543 | 2624158.7543 | 2624158.7543 | 2624158.7543 | 2624158.7543 | 2624158.7543 | 2624158.7543 | 2624158.7543 | 2624158.7543 | 2624158.7543
GSLD(T)-3 | 175958.1595 | 175958.1595 | 175958.1595 | 175958.1595 | 175958.1595 | 175958.1595 | 175958.1595 | 175958.1595 | 175958.1595 | 175958.1595 | 175958.1595 | 175958.1595 | 175958.1595 | 175958.1595 | 175958.1595 | 175958.1595 | 175958.1595
MET | 93644.1416 | 93644.1416 | 93644.1416 | 93644.1416 | 93644.1416 | 93644.1416 | 93644.1416 | 93644.1416 | 93644.1416 | 93644.1416 | 93644.1416 | 93644.1416 | 93644.1416 | 93644.1416 | 93644.1416 | 93644.1416 | 93644.1416
OL-1 | 102660.601 | 102660.601 | 102660.601 | 102660.601 | 102660.601 | 102660.601 | 102660.601 | 102660.601 | 102660.601 | 102660.601 | 102660.601 | 102660.601 | 102660.601 | 102660.601 | 102660.601 | 102660.601 | 102660.601
OS-2 | 11081.5636 | 11081.5636 | 11081.5636 | 11081.5636 | 11081.5636 | 11081.5636 | 11081.5636 | 11081.5636 | 11081.5636 | 11081.5636 | 11081.5636 | 11081.5636 | 11081.5636 | 11081.5636 | 11081.5636 | 11081.5636 | 11081.5636
RS(T)-1 | 59911568.1068 | 59911568.1068 | 59911568.1068 | 59911568.1068 | 59911568.1068 | 59911568.1068 | 59911568.1068 | 59911568.1068 | 59911568.1068 | 59911568.1068 | 59911568.1068 | 59911568.1068 | 59911568.1068 | 59911568.1068 | 59911568.1068 | 59911568.1068 | 59911568.1068
SL-1 | 588312.1384 | 588312.1384 | 588312.1384 | 588312.1384 | 588312.1384 | 588312.1384 | 588312.1384 | 588312.1384 | 588312.1384 | 588312.1384 | 588312.1384 | 588312.1384 | 588312.1384 | 588312.1384 | 588312.1384 | 588312.1384 | 588312.1384
SL-2 | 34355.7857 | 34355.7857 | 34355.7857 | 34355.7857 | 34355.7857 | 34355.7857 | 34355.7857 | 34355.7857 | 34355.7857 | 34355.7857 | 34355.7857 | 34355.7857 | 34355.7857 | 34355.7857 | 34355.7857 | 34355.7857 | 34355.7857
SST-DST | 12173.5819 | 12173.5819 | 12173.5819 | 12173.5819 | 12173.5819 | 12173.5819 | 12173.5819 | 12173.5819 | 12173.5819 | 12173.5819 | 12173.5819 | 12173.5819 | 12173.5819 | 12173.5819 | 12173.5819 | 12173.5819 | 12173.5819
SST-TST | 91192.8103 | 91192.8103 | 91192.8103 | 91192.8103 | 91192.8103 | 91192.8103 | 91192.8103 | 91192.8103 | 91192.8103 | 91192.8103 | 91192.8103 | 91192.8103 | 91192.8103 | 91192.8103 | 91192.8103 | 91192.8103 | 91192.8103
QV:[Total Retail/Wholesale] | 112603269.2809 | 112603269.2809 | 112603269.2809 | 112603269.2809 | 112603269.2809 | 112603269.2809 | 112603269.2809 | 112603269.2809 | 112603269.2809 | 112603269.2809 | 112603269.2809 | 112603269.2809 | 112603269.2809 | 112603269.2809 | 112603269.2809 | 112603269.2809 | 112603269.2809 | 0 | 0 | 0 | 0 | 0 | 0 | 0 | 0 | 0 | 0 | 0 | 0
QW:[]
QX:[External Factor - FPL207] | 0.024865 | 0.00094765 | 0.013625 | 0.055705 | 0.00065413 | 0.24101 | 0.09798 | 0.023304 | 0.0015626 | 0.00083163 | 0.0009117 | 9.8412e-05 | 0.53206 | 0.0052246 | 0.0003051 | 0.00010811 | 0.00080986 | 0 | 0 | 0 | 0 | 0 | 0 | 0 | 0 | 0 | 0 | 0 | 0
QY:[% to Total System] | 0.024865 | 0.00094765 | 0.013625 | 0.055705 | 0.00065413 | 0.24101 | 0.09798 | 0.023304 | 0.0015626 | 0.00083163 | 0.0009117 | 9.8412e-05 | 0.53206 | 0.0052246 | 0.0003051 | 0.00010811 | 0.00080986 | 0 | 0 | 0 | 0 | 0 | 0 | 0 | 0 | 0 | 0 | 0 | 0
QZ:[]
RA:[FPL210]
RB:[Retail/Wholesale Factor] | 1 | 1 | 1 | 1 | 1 | 1 | 1 | 1 | 1 | 1 | 1 | 1 | 1 | 1 | 1 | 1 | 1 | 0 | 0 | 0 | 0 | 0 | 0 | 0 | 0 | 0 | 0 | 0 | 0
RC:[]
RD:[MWH Sales] | 2691593.784 | 101789.064 | 1508609.875 | 5981722.51 | 70241.818 | 25881286.249 | 10529674.162 | 2520476.755 | 173015.536 | 91208.296 | 97899.984 | 10793.313 | 57133325.763 | 561030.701 | 32762.626 | 11856.926 | 89667.754 | 2927.124 | 814173.7483 | 0 | 0 | 1102340 | 4025200.602 | 4479.0423 | 19111.6603 | 18960 | 168 | 152 | 0
RE:[MWH Sales Adjustment] | 0 | 0 | 0 | 0 | 0 | 0 | 0 | 0 | 0 | 0 | 0 | 0 | 0 | 0 | 0 | 0 | 0 | 0 | 0 | 0 | 0 | 0 | 0 | 0 | 0 | 0 | 0 | 0 | 0
RF:[Adjusted MWH Sales] | 2691593.784 | 101789.064 | 1508609.875 | 5981722.51 | 70241.818 | 25881286.249 | 10529674.162 | 2520476.755 | 173015.536 | 91208.296 | 97899.984 | 10793.313 | 57133325.763 | 561030.701 | 32762.626 | 11856.926 | 89667.754 | 2927.124 | 814173.7483 | 0 | 0 | 1102340 | 4025200.602 | 4479.0423 | 19111.6603 | 18960 | 168 | 152 | 0
RG:[MWH Sales Adjustment - MFR] | 0 | 0 | 0 | 0 | 0 | 0 | 0 | 0 | 0 | 0 | 0 | 0 | 0 | 0 | 0 | 0 | 0 | -2927.124 | -814173.7483 | 0 | 0 | -1102340 | -4025200.602 | -4479.0423 | -19111.6603 | -18960 | -168 | -152 | 0
RH:[Exclude from Calc (1=Yes)] | 0 | 0 | 0 | 0 | 0 | 0 | 0 | 0 | 0 | 0 | 0 | 0 | 0 | 0 | 0 | 0 | 0 | 0 | 0 | 0 | 0 | 0 | 0 | 0 | 0 | 0 | 0 | 0 | 0
RI:[MWH Sales at Meter (Clauses)] | 2691593.784 | 101789.064 | 1508609.875 | 5981722.51 | 70241.818 | 25881286.249 | 10529674.162 | 2520476.755 | 173015.536 | 91208.296 | 97899.984 | 10793.313 | 57133325.763 | 561030.701 | 32762.626 | 11856.926 | 89667.754 | 0 | 0 | 0 | 0 | 0 | 0 | 0 | 0 | 0 | 0 | 0 | 0
CILC-1D | 2691593.784 | 2691593.784 | 2691593.784 | 2691593.784 | 2691593.784 | 2691593.784 | 2691593.784 | 2691593.784 | 2691593.784 | 2691593.784 | 2691593.784 | 2691593.784 | 2691593.784 | 2691593.784 | 2691593.784 | 2691593.784 | 2691593.784
CILC-1G | 101789.064 | 101789.064 | 101789.064 | 101789.064 | 101789.064 | 101789.064 | 101789.064 | 101789.064 | 101789.064 | 101789.064 | 101789.064 | 101789.064 | 101789.064 | 101789.064 | 101789.064 | 101789.064 | 101789.064
CILC-1T | 1508609.875 | 1508609.875 | 1508609.875 | 1508609.875 | 1508609.875 | 1508609.875 | 1508609.875 | 1508609.875 | 1508609.875 | 1508609.875 | 1508609.875 | 1508609.875 | 1508609.875 | 1508609.875 | 1508609.875 | 1508609.875 | 1508609.875
GS(T)-1 | 5981722.51 | 5981722.51 | 5981722.51 | 5981722.51 | 5981722.51 | 5981722.51 | 5981722.51 | 5981722.51 | 5981722.51 | 5981722.51 | 5981722.51 | 5981722.51 | 5981722.51 | 5981722.51 | 5981722.51 | 5981722.51 | 5981722.51
GSCU-1 | 70241.818 | 70241.818 | 70241.818 | 70241.818 | 70241.818 | 70241.818 | 70241.818 | 70241.818 | 70241.818 | 70241.818 | 70241.818 | 70241.818 | 70241.818 | 70241.818 | 70241.818 | 70241.818 | 70241.818
GSD(T)-1 | 25881286.249 | 25881286.249 | 25881286.249 | 25881286.249 | 25881286.249 | 25881286.249 | 25881286.249 | 25881286.249 | 25881286.249 | 25881286.249 | 25881286.249 | 25881286.249 | 25881286.249 | 25881286.249 | 25881286.249 | 25881286.249 | 25881286.249
GSLD(T)-1 | 10529674.162 | 10529674.162 | 10529674.162 | 10529674.162 | 10529674.162 | 10529674.162 | 10529674.162 | 10529674.162 | 10529674.162 | 10529674.162 | 10529674.162 | 10529674.162 | 10529674.162 | 10529674.162 | 10529674.162 | 10529674.162 | 10529674.162
GSLD(T)-2 | 2520476.755 | 2520476.755 | 2520476.755 | 2520476.755 | 2520476.755 | 2520476.755 | 2520476.755 | 2520476.755 | 2520476.755 | 2520476.755 | 2520476.755 | 2520476.755 | 2520476.755 | 2520476.755 | 2520476.755 | 2520476.755 | 2520476.755
GSLD(T)-3 | 173015.536 | 173015.536 | 173015.536 | 173015.536 | 173015.536 | 173015.536 | 173015.536 | 173015.536 | 173015.536 | 173015.536 | 173015.536 | 173015.536 | 173015.536 | 173015.536 | 173015.536 | 173015.536 | 173015.536
MET | 91208.296 | 91208.296 | 91208.296 | 91208.296 | 91208.296 | 91208.296 | 91208.296 | 91208.296 | 91208.296 | 91208.296 | 91208.296 | 91208.296 | 91208.296 | 91208.296 | 91208.296 | 91208.296 | 91208.296
OL-1 | 97899.984 | 97899.984 | 97899.984 | 97899.984 | 97899.984 | 97899.984 | 97899.984 | 97899.984 | 97899.984 | 97899.984 | 97899.984 | 97899.984 | 97899.984 | 97899.984 | 97899.984 | 97899.984 | 97899.984
OS-2 | 10793.313 | 10793.313 | 10793.313 | 10793.313 | 10793.313 | 10793.313 | 10793.313 | 10793.313 | 10793.313 | 10793.313 | 10793.313 | 10793.313 | 10793.313 | 10793.313 | 10793.313 | 10793.313 | 10793.313
RS(T)-1 | 57133325.763 | 57133325.763 | 57133325.763 | 57133325.763 | 57133325.763 | 57133325.763 | 57133325.763 | 57133325.763 | 57133325.763 | 57133325.763 | 57133325.763 | 57133325.763 | 57133325.763 | 57133325.763 | 57133325.763 | 57133325.763 | 57133325.763
SL-1 | 561030.701 | 561030.701 | 561030.701 | 561030.701 | 561030.701 | 561030.701 | 561030.701 | 561030.701 | 561030.701 | 561030.701 | 561030.701 | 561030.701 | 561030.701 | 561030.701 | 561030.701 | 561030.701 | 561030.701
SL-2 | 32762.626 | 32762.626 | 32762.626 | 32762.626 | 32762.626 | 32762.626 | 32762.626 | 32762.626 | 32762.626 | 32762.626 | 32762.626 | 32762.626 | 32762.626 | 32762.626 | 32762.626 | 32762.626 | 32762.626
SST-DST | 11856.926 | 11856.926 | 11856.926 | 11856.926 | 11856.926 | 11856.926 | 11856.926 | 11856.926 | 11856.926 | 11856.926 | 11856.926 | 11856.926 | 11856.926 | 11856.926 | 11856.926 | 11856.926 | 11856.926
SST-TST | 89667.754 | 89667.754 | 89667.754 | 89667.754 | 89667.754 | 89667.754 | 89667.754 | 89667.754 | 89667.754 | 89667.754 | 89667.754 | 89667.754 | 89667.754 | 89667.754 | 89667.754 | 89667.754 | 89667.754
RJ:[Total Retail/Wholesale] | 107486955.116 | 107486955.116 | 107486955.116 | 107486955.116 | 107486955.116 | 107486955.116 | 107486955.116 | 107486955.116 | 107486955.116 | 107486955.116 | 107486955.116 | 107486955.116 | 107486955.116 | 107486955.116 | 107486955.116 | 107486955.116 | 107486955.116 | 0 | 0 | 0 | 0 | 0 | 0 | 0 | 0 | 0 | 0 | 0 | 0
RK:[]
RL:[External Factor - FPL210] | 0.025041 | 0.00094699 | 0.014035 | 0.055651 | 0.00065349 | 0.24079 | 0.097962 | 0.023449 | 0.0016096 | 0.00084855 | 0.00091081 | 0.00010042 | 0.53154 | 0.0052195 | 0.00030481 | 0.00011031 | 0.00083422 | 0 | 0 | 0 | 0 | 0 | 0 | 0 | 0 | 0 | 0 | 0 | 0
RM:[% to Total System] | 0.025041 | 0.00094699 | 0.014035 | 0.055651 | 0.00065349 | 0.24079 | 0.097962 | 0.023449 | 0.0016096 | 0.00084855 | 0.00091081 | 0.00010042 | 0.53154 | 0.0052195 | 0.00030481 | 0.00011031 | 0.00083422 | 0 | 0 | 0 | 0 | 0 | 0 | 0 | 0 | 0 | 0 | 0 | 0
RN:[]
RO:[FPL301]
RP:[Retail/Wholesale Factor] | 1 | 1 | 1 | 1 | 1 | 1 | 1 | 1 | 1 | 1 | 1 | 1 | 1 | 1 | 1 | 1 | 1 | 0 | 0 | 0 | 0 | 0 | 0 | 0 | 0 | 0 | 0 | 0 | 0
RQ:[]
CILC-1D | 278
CILC-1G |  | 62
CILC-1T |  |  | 17
GS(T)-1 |  |  |  | 430456.3333
GSCU-1 |  |  |  |  | 10880.0833
GSD(T)-1 | [5 empty] | 106794.25
GSLD(T)-1 | [6 empty] | 3093.8333
GSLD(T)-2 | [7 empty] | 157.5
GSLD(T)-3 | [8 empty] | 7
MET | [9 empty] | 27
OL-1 | [10 empty] | 5407.5
OS-2 | [11 empty] | 181.9167
RS(T)-1 | [12 empty] | 4349628
SL-1 | [13 empty] | 9104.0833
SL-2 | [14 empty] | 914.8333
SST-DST | [15 empty] | 6
SST-TST | [16 empty] | 14
RR:[12 Mo Avg No of Customers] | 278 | 62 | 17 | 430456.3333 | 10880.0833 | 106794.25 | 3093.8333 | 157.5 | 7 | 27 | 5407.5 | 181.9167 | 4349628 | 9104.0833 | 914.8333 | 6 | 14 | 0 | 0 | 0 | 0 | 0 | 0 | 0 | 0 | 0 | 0 | 0 | 0
RS:[% Transmission - KW (KW_TRANS)] | 0 | 0 | 1 | 0 | 0 | 0 | 0 | 0 | 1 | 0 | 0 | 0 | 0 | 0 | 0 | 0 | 1 | 1 | 1 | 1 | 1 | 1 | 1 | 1 | 1 | 1 | 1 | 1 | 1
RT:[Pull-offs - Transmission] | 273879 | 273879 | 273879 | 273879 | 273879 | 273879 | 273879 | 273879 | 273879 | 273879 | 273879 | 273879 | 273879 | 273879 | 273879 | 273879 | 273879 | 0 | 0 | 0 | 0 | 0 | 0 | 0 | 0 | 0 | 0 | 0 | 0
RU:[Transmission Customer Pull-offs] | 0 | 0 | 4655943 | 0 | 0 | 0 | 0 | 0 | 1917153 | 0 | 0 | 0 | 0 | 0 | 0 | 0 | 3834306 | 0 | 0 | 0 | 0 | 0 | 0 | 0 | 0 | 0 | 0 | 0 | 0
CILC-1T | 4655943 | 4655943 | 4655943 | 4655943 | 4655943 | 4655943 | 4655943 | 4655943 | 4655943 | 4655943 | 4655943 | 4655943 | 4655943 | 4655943 | 4655943 | 4655943 | 4655943
GSLD(T)-3 | 1917153 | 1917153 | 1917153 | 1917153 | 1917153 | 1917153 | 1917153 | 1917153 | 1917153 | 1917153 | 1917153 | 1917153 | 1917153 | 1917153 | 1917153 | 1917153 | 1917153
SST-TST | 3834306 | 3834306 | 3834306 | 3834306 | 3834306 | 3834306 | 3834306 | 3834306 | 3834306 | 3834306 | 3834306 | 3834306 | 3834306 | 3834306 | 3834306 | 3834306 | 3834306
RV:[Total Retail/Wholesale] | 10407402 | 10407402 | 10407402 | 10407402 | 10407402 | 10407402 | 10407402 | 10407402 | 10407402 | 10407402 | 10407402 | 10407402 | 10407402 | 10407402 | 10407402 | 10407402 | 10407402 | 0 | 0 | 0 | 0 | 0 | 0 | 0 | 0 | 0 | 0 | 0 | 0
RW:[]
RX:[External Factor - FPL301] | 0 | 0 | 0.44737 | 0 | 0 | 0 | 0 | 0 | 0.18421 | 0 | 0 | 0 | 0 | 0 | 0 | 0 | 0.36842 | 0 | 0 | 0 | 0 | 0 | 0 | 0 | 0 | 0 | 0 | 0 | 0
RY:[% to Total System] | 0 | 0 | 0.44737 | 0 | 0 | 0 | 0 | 0 | 0.18421 | 0 | 0 | 0 | 0 | 0 | 0 | 0 | 0.36842 | 0 | 0 | 0 | 0 | 0 | 0 | 0 | 0 | 0 | 0 | 0 | 0
RZ:[]
SA:[FPL302]
SB:[Retail/Wholesale Factor] | 1 | 1 | 1 | 1 | 1 | 1 | 1 | 1 | 1 | 1 | 1 | 1 | 1 | 1 | 1 | 1 | 1 | 0 | 0 | 0 | 0 | 0 | 0 | 0 | 0 | 0 | 0 | 0 | 0
SC:[]
CILC-1D | 278
CILC-1G |  | 62
CILC-1T |  |  | 17
GS(T)-1 |  |  |  | 430456.3333
GSCU-1 |  |  |  |  | 10880.0833
GSD(T)-1 | [5 empty] | 106794.25
GSLD(T)-1 | [6 empty] | 3093.8333
GSLD(T)-2 | [7 empty] | 157.5
GSLD(T)-3 | [8 empty] | 7
MET | [9 empty] | 27
OL-1 | [10 empty] | 5407.5
OS-2 | [11 empty] | 181.9167
RS(T)-1 | [12 empty] | 4349628
SL-1 | [13 empty] | 9104.0833
SL-2 | [14 empty] | 914.8333
SST-DST | [15 empty] | 6
SST-TST | [16 empty] | 14
SD:[12 Mo Avg No of Customers] | 278 | 62 | 17 | 430456.3333 | 10880.0833 | 106794.25 | 3093.8333 | 157.5 | 7 | 27 | 5407.5 | 181.9167 | 4349628 | 9104.0833 | 914.8333 | 6 | 14 | 0 | 0 | 0 | 0 | 0 | 0 | 0 | 0 | 0 | 0 | 0 | 0
SE:[% Primary - Meter Count (CUST_PRI)] | 0.21497 | 0.011342 | 0 | 0 | 0 | 0.0011088 | 0.02434 | 0.25381 | 0 | 1 | 0 | 0.30635 | 0 | 0 | 0 | 1 | 0 | 0 | 0 | 0 | 0 | 0 | 0 | 0 | 0 | 0 | 0 | 0 | 0
SF:[Pull-offs - Primary] | 13753 | 13753 | 13753 | 13753 | 13753 | 13753 | 13753 | 13753 | 13753 | 13753 | 13753 | 13753 | 13753 | 13753 | 13753 | 13753 | 13753 | 0 | 0 | 0 | 0 | 0 | 0 | 0 | 0 | 0 | 0 | 0 | 0
SG:[Primary Customer Pull-offs] | 821913.1513 | 9671.2968 | 0 | 0 | 0 | 1628487.443 | 1035653.4185 | 549781.5504 | 0 | 371331 | 0 | 766453.3618 | 0 | 0 | 0 | 82518 | 0 | 0 | 0 | 0 | 0 | 0 | 0 | 0 | 0 | 0 | 0 | 0 | 0
CILC-1D | 821913.1513 | 821913.1513 | 821913.1513 | 821913.1513 | 821913.1513 | 821913.1513 | 821913.1513 | 821913.1513 | 821913.1513 | 821913.1513 | 821913.1513 | 821913.1513 | 821913.1513 | 821913.1513 | 821913.1513 | 821913.1513 | 821913.1513
CILC-1G | 9671.2968 | 9671.2968 | 9671.2968 | 9671.2968 | 9671.2968 | 9671.2968 | 9671.2968 | 9671.2968 | 9671.2968 | 9671.2968 | 9671.2968 | 9671.2968 | 9671.2968 | 9671.2968 | 9671.2968 | 9671.2968 | 9671.2968
GSD(T)-1 | 1628487.443 | 1628487.443 | 1628487.443 | 1628487.443 | 1628487.443 | 1628487.443 | 1628487.443 | 1628487.443 | 1628487.443 | 1628487.443 | 1628487.443 | 1628487.443 | 1628487.443 | 1628487.443 | 1628487.443 | 1628487.443 | 1628487.443
GSLD(T)-1 | 1035653.4185 | 1035653.4185 | 1035653.4185 | 1035653.4185 | 1035653.4185 | 1035653.4185 | 1035653.4185 | 1035653.4185 | 1035653.4185 | 1035653.4185 | 1035653.4185 | 1035653.4185 | 1035653.4185 | 1035653.4185 | 1035653.4185 | 1035653.4185 | 1035653.4185
GSLD(T)-2 | 549781.5504 | 549781.5504 | 549781.5504 | 549781.5504 | 549781.5504 | 549781.5504 | 549781.5504 | 549781.5504 | 549781.5504 | 549781.5504 | 549781.5504 | 549781.5504 | 549781.5504 | 549781.5504 | 549781.5504 | 549781.5504 | 549781.5504
MET | 371331 | 371331 | 371331 | 371331 | 371331 | 371331 | 371331 | 371331 | 371331 | 371331 | 371331 | 371331 | 371331 | 371331 | 371331 | 371331 | 371331
OS-2 | 766453.3618 | 766453.3618 | 766453.3618 | 766453.3618 | 766453.3618 | 766453.3618 | 766453.3618 | 766453.3618 | 766453.3618 | 766453.3618 | 766453.3618 | 766453.3618 | 766453.3618 | 766453.3618 | 766453.3618 | 766453.3618 | 766453.3618
SST-DST | 82518 | 82518 | 82518 | 82518 | 82518 | 82518 | 82518 | 82518 | 82518 | 82518 | 82518 | 82518 | 82518 | 82518 | 82518 | 82518 | 82518
SH:[Total Retail/Wholesale] | 5265809.2218 | 5265809.2218 | 5265809.2218 | 5265809.2218 | 5265809.2218 | 5265809.2218 | 5265809.2218 | 5265809.2218 | 5265809.2218 | 5265809.2218 | 5265809.2218 | 5265809.2218 | 5265809.2218 | 5265809.2218 | 5265809.2218 | 5265809.2218 | 5265809.2218 | 0 | 0 | 0 | 0 | 0 | 0 | 0 | 0 | 0 | 0 | 0 | 0
SI:[]
SJ:[External Factor - FPL302] | 0.15608 | 0.0018366 | 0 | 0 | 0 | 0.30926 | 0.19668 | 0.10441 | 0 | 0.070517 | 0 | 0.14555 | 0 | 0 | 0 | 0.015671 | 0 | 0 | 0 | 0 | 0 | 0 | 0 | 0 | 0 | 0 | 0 | 0 | 0
SK:[% to Total System] | 0.15608 | 0.0018366 | 0 | 0 | 0 | 0.30926 | 0.19668 | 0.10441 | 0 | 0.070517 | 0 | 0.14555 | 0 | 0 | 0 | 0.015671 | 0 | 0 | 0 | 0 | 0 | 0 | 0 | 0 | 0 | 0 | 0 | 0 | 0
SL:[]
SM:[FPL303]
CILC-1D | 278
CILC-1G |  | 62
CILC-1T |  |  | 17
GS(T)-1 |  |  |  | 430456.3333
GSCU-1 |  |  |  |  | 10880.0833
GSD(T)-1 | [5 empty] | 106794.25
GSLD(T)-1 | [6 empty] | 3093.8333
GSLD(T)-2 | [7 empty] | 157.5
GSLD(T)-3 | [8 empty] | 7
MET | [9 empty] | 27
OL-1 | [10 empty] | 5407.5
OS-2 | [11 empty] | 181.9167
RS(T)-1 | [12 empty] | 4349628
SL-1 | [13 empty] | 9104.0833
SL-2 | [14 empty] | 914.8333
SST-DST | [15 empty] | 6
SST-TST | [16 empty] | 14
SN:[12 Mo Avg No of Customers] | 278 | 62 | 17 | 430456.3333 | 10880.0833 | 106794.25 | 3093.8333 | 157.5 | 7 | 27 | 5407.5 | 181.9167 | 4349628 | 9104.0833 | 914.8333 | 6 | 14 | 0 | 0 | 0 | 0 | 0 | 0 | 0 | 0 | 0 | 0 | 0 | 0
SO:[% Secondary - Meter Count (CUST_SEC)] | 0.78503 | 0.98866 | 0 | 1 | 1 | 0.99889 | 0.97566 | 0.74619 | 0 | 0 | 0 | 0.69365 | 1 | 0 | 0 | 0 | 0 | 0 | 0 | 0 | 0 | 0 | 0 | 0 | 0 | 0 | 0 | 0 | 0
SP:[Average Secondary Customers] | 218.2375 | 61.2968 | 0 | 430456.3333 | 10880.0833 | 106675.8404 | 3018.5295 | 117.5246 | 0 | 0 | 0 | 126.1868 | 4349628 | 0 | 0 | 0 | 0 | 0 | 0 | 0 | 0 | 0 | 0 | 0 | 0 | 0 | 0 | 0 | 0
CILC-1D | 218.2375 | 218.2375 | 218.2375 | 218.2375 | 218.2375 | 218.2375 | 218.2375 | 218.2375 | 218.2375 | 218.2375 | 218.2375 | 218.2375 | 218.2375 | 218.2375 | 218.2375 | 218.2375 | 218.2375
CILC-1G | 61.2968 | 61.2968 | 61.2968 | 61.2968 | 61.2968 | 61.2968 | 61.2968 | 61.2968 | 61.2968 | 61.2968 | 61.2968 | 61.2968 | 61.2968 | 61.2968 | 61.2968 | 61.2968 | 61.2968
GS(T)-1 | 430456.3333 | 430456.3333 | 430456.3333 | 430456.3333 | 430456.3333 | 430456.3333 | 430456.3333 | 430456.3333 | 430456.3333 | 430456.3333 | 430456.3333 | 430456.3333 | 430456.3333 | 430456.3333 | 430456.3333 | 430456.3333 | 430456.3333
GSCU-1 | 10880.0833 | 10880.0833 | 10880.0833 | 10880.0833 | 10880.0833 | 10880.0833 | 10880.0833 | 10880.0833 | 10880.0833 | 10880.0833 | 10880.0833 | 10880.0833 | 10880.0833 | 10880.0833 | 10880.0833 | 10880.0833 | 10880.0833
GSD(T)-1 | 106675.8404 | 106675.8404 | 106675.8404 | 106675.8404 | 106675.8404 | 106675.8404 | 106675.8404 | 106675.8404 | 106675.8404 | 106675.8404 | 106675.8404 | 106675.8404 | 106675.8404 | 106675.8404 | 106675.8404 | 106675.8404 | 106675.8404
GSLD(T)-1 | 3018.5295 | 3018.5295 | 3018.5295 | 3018.5295 | 3018.5295 | 3018.5295 | 3018.5295 | 3018.5295 | 3018.5295 | 3018.5295 | 3018.5295 | 3018.5295 | 3018.5295 | 3018.5295 | 3018.5295 | 3018.5295 | 3018.5295
GSLD(T)-2 | 117.5246 | 117.5246 | 117.5246 | 117.5246 | 117.5246 | 117.5246 | 117.5246 | 117.5246 | 117.5246 | 117.5246 | 117.5246 | 117.5246 | 117.5246 | 117.5246 | 117.5246 | 117.5246 | 117.5246
OS-2 | 126.1868 | 126.1868 | 126.1868 | 126.1868 | 126.1868 | 126.1868 | 126.1868 | 126.1868 | 126.1868 | 126.1868 | 126.1868 | 126.1868 | 126.1868 | 126.1868 | 126.1868 | 126.1868 | 126.1868
RS(T)-1 | 4349628 | 4349628 | 4349628 | 4349628 | 4349628 | 4349628 | 4349628 | 4349628 | 4349628 | 4349628 | 4349628 | 4349628 | 4349628 | 4349628 | 4349628 | 4349628 | 4349628
SQ:[Total Retail/Wholesale] | 4901182.0323 | 4901182.0323 | 4901182.0323 | 4901182.0323 | 4901182.0323 | 4901182.0323 | 4901182.0323 | 4901182.0323 | 4901182.0323 | 4901182.0323 | 4901182.0323 | 4901182.0323 | 4901182.0323 | 4901182.0323 | 4901182.0323 | 4901182.0323 | 4901182.0323 | 0 | 0 | 0 | 0 | 0 | 0 | 0 | 0 | 0 | 0 | 0 | 0
SR:[]
SS:[External Factor - FPL303] | 4.4528e-05 | 1.2507e-05 | 0 | 0.087827 | 0.0022199 | 0.021765 | 0.00061588 | 2.3979e-05 | 0 | 0 | 0 | 2.5746e-05 | 0.88747 | 0 | 0 | 0 | 0 | 0 | 0 | 0 | 0 | 0 | 0 | 0 | 0 | 0 | 0 | 0 | 0
ST:[% to Total System] | 4.4528e-05 | 1.2507e-05 | 0 | 0.087827 | 0.0022199 | 0.021765 | 0.00061588 | 2.3979e-05 | 0 | 0 | 0 | 2.5746e-05 | 0.88747 | 0 | 0 | 0 | 0 | 0 | 0 | 0 | 0 | 0 | 0 | 0 | 0 | 0 | 0 | 0 | 0
SU:[]
SV:[FPL304]
SW:[12 Mo Avg No of Customers] | 278 | 62 | 17 | 430456.3333 | 10880.0833 | 106794.25 | 3093.8333 | 157.5 | 7 | 27 | 5407.5 | 181.9167 | 4349628 | 9104.0833 | 914.8333 | 6 | 14 | 0 | 1 | 0 | 0 | 1 | 1 | 0 | 1 | 1 | 1 | 1 | 0
SX:[TOTAL (Loaded Costs + Labor) Cost / Unit - Adjusted] | 7172.2849 | 4060.5201 | 16950.9148 | 175.2997 | 134.0945 | 624.9214 | 1732.7357 | 4844.8578 | 15219.6371 | 15217.3614 | 0 | 3598.5352 | 130.3431 | 0 | 0 | 15071.7236 | 14993.4123 | 0 | 162150.1698 | 0 | 0 | 0 | 162150.1698 | 0 | 0 | 0 | 0 | 0 | 0
SY:[Total Meter Costs] | 1993895.2146 | 251752.2465 | 288165.5516 | 75458867.3121 | 1458959.4467 | 66738008.8548 | 5360795.3216 | 763065.1095 | 106537.4595 | 410868.7578 | 0 | 654633.5196 | 566943816.8914 | 0 | 0 | 90430.3414 | 209907.7715 | 0 | 162150.1698 | 0 | 0 | 0 | 162150.1698 | 0 | 0 | 0 | 0 | 0 | 0
SZ:[Energy Smart Florida Grant] | 0 | 0 | 0 | 0 | 0 | 0 | 0 | 0 | 0 | 0 | 0 | 0 | 0 | 0 | 0 | 0 | 0 | 0 | 0 | 0 | 0 | 0 | 0 | 0 | 0 | 0 | 0 | 0 | 0
TA:[Total Meter Costs - adjusted] | 1993895.2146 | 251752.2465 | 288165.5516 | 75458867.3121 | 1458959.4467 | 66738008.8548 | 5360795.3216 | 763065.1095 | 106537.4595 | 410868.7578 | 0 | 654633.5196 | 566943816.8914 | 0 | 0 | 90430.3414 | 209907.7715 | 0 | 162150.1698 | 0 | 0 | 0 | 162150.1698 | 0 | 0 | 0 | 0 | 0 | 0
CILC-1D | 1993895.2146 | 1993895.2146 | 1993895.2146 | 1993895.2146 | 1993895.2146 | 1993895.2146 | 1993895.2146 | 1993895.2146 | 1993895.2146 | 1993895.2146 | 1993895.2146 | 1993895.2146 | 1993895.2146 | 1993895.2146 | 1993895.2146 | 1993895.2146 | 1993895.2146
CILC-1G | 251752.2465 | 251752.2465 | 251752.2465 | 251752.2465 | 251752.2465 | 251752.2465 | 251752.2465 | 251752.2465 | 251752.2465 | 251752.2465 | 251752.2465 | 251752.2465 | 251752.2465 | 251752.2465 | 251752.2465 | 251752.2465 | 251752.2465
CILC-1T | 288165.5516 | 288165.5516 | 288165.5516 | 288165.5516 | 288165.5516 | 288165.5516 | 288165.5516 | 288165.5516 | 288165.5516 | 288165.5516 | 288165.5516 | 288165.5516 | 288165.5516 | 288165.5516 | 288165.5516 | 288165.5516 | 288165.5516
GS(T)-1 | 75458867.3121 | 75458867.3121 | 75458867.3121 | 75458867.3121 | 75458867.3121 | 75458867.3121 | 75458867.3121 | 75458867.3121 | 75458867.3121 | 75458867.3121 | 75458867.3121 | 75458867.3121 | 75458867.3121 | 75458867.3121 | 75458867.3121 | 75458867.3121 | 75458867.3121
GSCU-1 | 1458959.4467 | 1458959.4467 | 1458959.4467 | 1458959.4467 | 1458959.4467 | 1458959.4467 | 1458959.4467 | 1458959.4467 | 1458959.4467 | 1458959.4467 | 1458959.4467 | 1458959.4467 | 1458959.4467 | 1458959.4467 | 1458959.4467 | 1458959.4467 | 1458959.4467
GSD(T)-1 | 66738008.8548 | 66738008.8548 | 66738008.8548 | 66738008.8548 | 66738008.8548 | 66738008.8548 | 66738008.8548 | 66738008.8548 | 66738008.8548 | 66738008.8548 | 66738008.8548 | 66738008.8548 | 66738008.8548 | 66738008.8548 | 66738008.8548 | 66738008.8548 | 66738008.8548
GSLD(T)-1 | 5360795.3216 | 5360795.3216 | 5360795.3216 | 5360795.3216 | 5360795.3216 | 5360795.3216 | 5360795.3216 | 5360795.3216 | 5360795.3216 | 5360795.3216 | 5360795.3216 | 5360795.3216 | 5360795.3216 | 5360795.3216 | 5360795.3216 | 5360795.3216 | 5360795.3216
GSLD(T)-2 | 763065.1095 | 763065.1095 | 763065.1095 | 763065.1095 | 763065.1095 | 763065.1095 | 763065.1095 | 763065.1095 | 763065.1095 | 763065.1095 | 763065.1095 | 763065.1095 | 763065.1095 | 763065.1095 | 763065.1095 | 763065.1095 | 763065.1095
GSLD(T)-3 | 106537.4595 | 106537.4595 | 106537.4595 | 106537.4595 | 106537.4595 | 106537.4595 | 106537.4595 | 106537.4595 | 106537.4595 | 106537.4595 | 106537.4595 | 106537.4595 | 106537.4595 | 106537.4595 | 106537.4595 | 106537.4595 | 106537.4595
MET | 410868.7578 | 410868.7578 | 410868.7578 | 410868.7578 | 410868.7578 | 410868.7578 | 410868.7578 | 410868.7578 | 410868.7578 | 410868.7578 | 410868.7578 | 410868.7578 | 410868.7578 | 410868.7578 | 410868.7578 | 410868.7578 | 410868.7578
OS-2 | 654633.5196 | 654633.5196 | 654633.5196 | 654633.5196 | 654633.5196 | 654633.5196 | 654633.5196 | 654633.5196 | 654633.5196 | 654633.5196 | 654633.5196 | 654633.5196 | 654633.5196 | 654633.5196 | 654633.5196 | 654633.5196 | 654633.5196
RS(T)-1 | 566943816.8914 | 566943816.8914 | 566943816.8914 | 566943816.8914 | 566943816.8914 | 566943816.8914 | 566943816.8914 | 566943816.8914 | 566943816.8914 | 566943816.8914 | 566943816.8914 | 566943816.8914 | 566943816.8914 | 566943816.8914 | 566943816.8914 | 566943816.8914 | 566943816.8914
SST-DST | 90430.3414 | 90430.3414 | 90430.3414 | 90430.3414 | 90430.3414 | 90430.3414 | 90430.3414 | 90430.3414 | 90430.3414 | 90430.3414 | 90430.3414 | 90430.3414 | 90430.3414 | 90430.3414 | 90430.3414 | 90430.3414 | 90430.3414
SST-TST | 209907.7715 | 209907.7715 | 209907.7715 | 209907.7715 | 209907.7715 | 209907.7715 | 209907.7715 | 209907.7715 | 209907.7715 | 209907.7715 | 209907.7715 | 209907.7715 | 209907.7715 | 209907.7715 | 209907.7715 | 209907.7715 | 209907.7715
FKEC | [17 empty] | 162150.1698 | 162150.1698 | 162150.1698 | 162150.1698 | 162150.1698 | 162150.1698 | 162150.1698 | 162150.1698 | 162150.1698 | 162150.1698 | 162150.1698 | 162150.1698
LCEC | [17 empty] | 162150.1698 | 162150.1698 | 162150.1698 | 162150.1698 | 162150.1698 | 162150.1698 | 162150.1698 | 162150.1698 | 162150.1698 | 162150.1698 | 162150.1698 | 162150.1698
TB:[Total Retail/Wholesale] | 720729703.7986 | 720729703.7986 | 720729703.7986 | 720729703.7986 | 720729703.7986 | 720729703.7986 | 720729703.7986 | 720729703.7986 | 720729703.7986 | 720729703.7986 | 720729703.7986 | 720729703.7986 | 720729703.7986 | 720729703.7986 | 720729703.7986 | 720729703.7986 | 720729703.7986 | 324300.3396 | 324300.3396 | 324300.3396 | 324300.3396 | 324300.3396 | 324300.3396 | 324300.3396 | 324300.3396 | 324300.3396 | 324300.3396 | 324300.3396 | 324300.3396
CILC-1D | 1993895.2146 | 1993895.2146 | 1993895.2146 | 1993895.2146 | 1993895.2146 | 1993895.2146 | 1993895.2146 | 1993895.2146 | 1993895.2146 | 1993895.2146 | 1993895.2146 | 1993895.2146 | 1993895.2146 | 1993895.2146 | 1993895.2146 | 1993895.2146 | 1993895.2146 | 1993895.2146 | 1993895.2146 | 1993895.2146 | 1993895.2146 | 1993895.2146 | 1993895.2146 | 1993895.2146 | 1993895.2146 | 1993895.2146 | 1993895.2146 | 1993895.2146 | 1993895.2146
CILC-1G | 251752.2465 | 251752.2465 | 251752.2465 | 251752.2465 | 251752.2465 | 251752.2465 | 251752.2465 | 251752.2465 | 251752.2465 | 251752.2465 | 251752.2465 | 251752.2465 | 251752.2465 | 251752.2465 | 251752.2465 | 251752.2465 | 251752.2465 | 251752.2465 | 251752.2465 | 251752.2465 | 251752.2465 | 251752.2465 | 251752.2465 | 251752.2465 | 251752.2465 | 251752.2465 | 251752.2465 | 251752.2465 | 251752.2465
CILC-1T | 288165.5516 | 288165.5516 | 288165.5516 | 288165.5516 | 288165.5516 | 288165.5516 | 288165.5516 | 288165.5516 | 288165.5516 | 288165.5516 | 288165.5516 | 288165.5516 | 288165.5516 | 288165.5516 | 288165.5516 | 288165.5516 | 288165.5516 | 288165.5516 | 288165.5516 | 288165.5516 | 288165.5516 | 288165.5516 | 288165.5516 | 288165.5516 | 288165.5516 | 288165.5516 | 288165.5516 | 288165.5516 | 288165.5516
GS(T)-1 | 75458867.3121 | 75458867.3121 | 75458867.3121 | 75458867.3121 | 75458867.3121 | 75458867.3121 | 75458867.3121 | 75458867.3121 | 75458867.3121 | 75458867.3121 | 75458867.3121 | 75458867.3121 | 75458867.3121 | 75458867.3121 | 75458867.3121 | 75458867.3121 | 75458867.3121 | 75458867.3121 | 75458867.3121 | 75458867.3121 | 75458867.3121 | 75458867.3121 | 75458867.3121 | 75458867.3121 | 75458867.3121 | 75458867.3121 | 75458867.3121 | 75458867.3121 | 75458867.3121
GSCU-1 | 1458959.4467 | 1458959.4467 | 1458959.4467 | 1458959.4467 | 1458959.4467 | 1458959.4467 | 1458959.4467 | 1458959.4467 | 1458959.4467 | 1458959.4467 | 1458959.4467 | 1458959.4467 | 1458959.4467 | 1458959.4467 | 1458959.4467 | 1458959.4467 | 1458959.4467 | 1458959.4467 | 1458959.4467 | 1458959.4467 | 1458959.4467 | 1458959.4467 | 1458959.4467 | 1458959.4467 | 1458959.4467 | 1458959.4467 | 1458959.4467 | 1458959.4467 | 1458959.4467
GSD(T)-1 | 66738008.8548 | 66738008.8548 | 66738008.8548 | 66738008.8548 | 66738008.8548 | 66738008.8548 | 66738008.8548 | 66738008.8548 | 66738008.8548 | 66738008.8548 | 66738008.8548 | 66738008.8548 | 66738008.8548 | 66738008.8548 | 66738008.8548 | 66738008.8548 | 66738008.8548 | 66738008.8548 | 66738008.8548 | 66738008.8548 | 66738008.8548 | 66738008.8548 | 66738008.8548 | 66738008.8548 | 66738008.8548 | 66738008.8548 | 66738008.8548 | 66738008.8548 | 66738008.8548
GSLD(T)-1 | 5360795.3216 | 5360795.3216 | 5360795.3216 | 5360795.3216 | 5360795.3216 | 5360795.3216 | 5360795.3216 | 5360795.3216 | 5360795.3216 | 5360795.3216 | 5360795.3216 | 5360795.3216 | 5360795.3216 | 5360795.3216 | 5360795.3216 | 5360795.3216 | 5360795.3216 | 5360795.3216 | 5360795.3216 | 5360795.3216 | 5360795.3216 | 5360795.3216 | 5360795.3216 | 5360795.3216 | 5360795.3216 | 5360795.3216 | 5360795.3216 | 5360795.3216 | 5360795.3216
GSLD(T)-2 | 763065.1095 | 763065.1095 | 763065.1095 | 763065.1095 | 763065.1095 | 763065.1095 | 763065.1095 | 763065.1095 | 763065.1095 | 763065.1095 | 763065.1095 | 763065.1095 | 763065.1095 | 763065.1095 | 763065.1095 | 763065.1095 | 763065.1095 | 763065.1095 | 763065.1095 | 763065.1095 | 763065.1095 | 763065.1095 | 763065.1095 | 763065.1095 | 763065.1095 | 763065.1095 | 763065.1095 | 763065.1095 | 763065.1095
GSLD(T)-3 | 106537.4595 | 106537.4595 | 106537.4595 | 106537.4595 | 106537.4595 | 106537.4595 | 106537.4595 | 106537.4595 | 106537.4595 | 106537.4595 | 106537.4595 | 106537.4595 | 106537.4595 | 106537.4595 | 106537.4595 | 106537.4595 | 106537.4595 | 106537.4595 | 106537.4595 | 106537.4595 | 106537.4595 | 106537.4595 | 106537.4595 | 106537.4595 | 106537.4595 | 106537.4595 | 106537.4595 | 106537.4595 | 106537.4595
MET | 410868.7578 | 410868.7578 | 410868.7578 | 410868.7578 | 410868.7578 | 410868.7578 | 410868.7578 | 410868.7578 | 410868.7578 | 410868.7578 | 410868.7578 | 410868.7578 | 410868.7578 | 410868.7578 | 410868.7578 | 410868.7578 | 410868.7578 | 410868.7578 | 410868.7578 | 410868.7578 | 410868.7578 | 410868.7578 | 410868.7578 | 410868.7578 | 410868.7578 | 410868.7578 | 410868.7578 | 410868.7578 | 410868.7578
OS-2 | 654633.5196 | 654633.5196 | 654633.5196 | 654633.5196 | 654633.5196 | 654633.5196 | 654633.5196 | 654633.5196 | 654633.5196 | 654633.5196 | 654633.5196 | 654633.5196 | 654633.5196 | 654633.5196 | 654633.5196 | 654633.5196 | 654633.5196 | 654633.5196 | 654633.5196 | 654633.5196 | 654633.5196 | 654633.5196 | 654633.5196 | 654633.5196 | 654633.5196 | 654633.5196 | 654633.5196 | 654633.5196 | 654633.5196
RS(T)-1 | 566943816.8914 | 566943816.8914 | 566943816.8914 | 566943816.8914 | 566943816.8914 | 566943816.8914 | 566943816.8914 | 566943816.8914 | 566943816.8914 | 566943816.8914 | 566943816.8914 | 566943816.8914 | 566943816.8914 | 566943816.8914 | 566943816.8914 | 566943816.8914 | 566943816.8914 | 566943816.8914 | 566943816.8914 | 566943816.8914 | 566943816.8914 | 566943816.8914 | 566943816.8914 | 566943816.8914 | 566943816.8914 | 566943816.8914 | 566943816.8914 | 566943816.8914 | 566943816.8914
SST-DST | 90430.3414 | 90430.3414 | 90430.3414 | 90430.3414 | 90430.3414 | 90430.3414 | 90430.3414 | 90430.3414 | 90430.3414 | 90430.3414 | 90430.3414 | 90430.3414 | 90430.3414 | 90430.3414 | 90430.3414 | 90430.3414 | 90430.3414 | 90430.3414 | 90430.3414 | 90430.3414 | 90430.3414 | 90430.3414 | 90430.3414 | 90430.3414 | 90430.3414 | 90430.3414 | 90430.3414 | 90430.3414 | 90430.3414
SST-TST | 209907.7715 | 209907.7715 | 209907.7715 | 209907.7715 | 209907.7715 | 209907.7715 | 209907.7715 | 209907.7715 | 209907.7715 | 209907.7715 | 209907.7715 | 209907.7715 | 209907.7715 | 209907.7715 | 209907.7715 | 209907.7715 | 209907.7715 | 209907.7715 | 209907.7715 | 209907.7715 | 209907.7715 | 209907.7715 | 209907.7715 | 209907.7715 | 209907.7715 | 209907.7715 | 209907.7715 | 209907.7715 | 209907.7715
FKEC | 162150.1698 | 162150.1698 | 162150.1698 | 162150.1698 | 162150.1698 | 162150.1698 | 162150.1698 | 162150.1698 | 162150.1698 | 162150.1698 | 162150.1698 | 162150.1698 | 162150.1698 | 162150.1698 | 162150.1698 | 162150.1698 | 162150.1698 | 162150.1698 | 162150.1698 | 162150.1698 | 162150.1698 | 162150.1698 | 162150.1698 | 162150.1698 | 162150.1698 | 162150.1698 | 162150.1698 | 162150.1698 | 162150.1698
LCEC | 162150.1698 | 162150.1698 | 162150.1698 | 162150.1698 | 162150.1698 | 162150.1698 | 162150.1698 | 162150.1698 | 162150.1698 | 162150.1698 | 162150.1698 | 162150.1698 | 162150.1698 | 162150.1698 | 162150.1698 | 162150.1698 | 162150.1698 | 162150.1698 | 162150.1698 | 162150.1698 | 162150.1698 | 162150.1698 | 162150.1698 | 162150.1698 | 162150.1698 | 162150.1698 | 162150.1698 | 162150.1698 | 162150.1698
TC:[Total Company] | 721054004.1382 | 721054004.1382 | 721054004.1382 | 721054004.1382 | 721054004.1382 | 721054004.1382 | 721054004.1382 | 721054004.1382 | 721054004.1382 | 721054004.1382 | 721054004.1382 | 721054004.1382 | 721054004.1382 | 721054004.1382 | 721054004.1382 | 721054004.1382 | 721054004.1382 | 721054004.1382 | 721054004.1382 | 721054004.1382 | 721054004.1382 | 721054004.1382 | 721054004.1382 | 721054004.1382 | 721054004.1382 | 721054004.1382 | 721054004.1382 | 721054004.1382 | 721054004.1382
TD:[]
TE:[External Factor - FPL304] | 0.0027665 | 0.0003493 | 0.00039982 | 0.1047 | 0.0020243 | 0.092598 | 0.007438 | 0.0010587 | 0.00014782 | 0.00057007 | 0 | 0.00090829 | 0.78662 | 0 | 0 | 0.00012547 | 0.00029124 | 0 | 0.5 | 0 | 0 | 0 | 0.5 | 0 | 0 | 0 | 0 | 0 | 0
TF:[% to Total System] | 0.0027653 | 0.00034914 | 0.00039964 | 0.10465 | 0.0020234 | 0.092556 | 0.0074347 | 0.0010583 | 0.00014775 | 0.00056982 | 0 | 0.00090788 | 0.78627 | 0 | 0 | 0.00012541 | 0.00029111 | 0 | 0.00022488 | 0 | 0 | 0 | 0.00022488 | 0 | 0 | 0 | 0 | 0 | 0
TG:[]
TH:[FPL309]
TI:[Remove SL-1 - Street Lights] | 0 | 0 | 0 | 0 | 0 | 0 | 0 | 0 | 0 | 0 | 0 | 0 | 0 | -1 | 0 | 0 | 0 | 0 | 0 | 0 | 0 | 0 | 0 | 0 | 0 | 0 | 0 | 0 | 0
TJ:[Remove SL-2 - Traffic Signals] | 0 | 0 | 0 | 0 | 0 | 0 | 0 | 0 | 0 | 0 | 0 | 0 | 0 | 0 | -1 | 0 | 0 | 0 | 0 | 0 | 0 | 0 | 0 | 0 | 0 | 0 | 0 | 0 | 0
TK:[Remove OL-1 - Outdoor Lighting] | 0 | 0 | 0 | 0 | 0 | 0 | 0 | 0 | 0 | 0 | -1 | 0 | 0 | 0 | 0 | 0 | 0 | 0 | 0 | 0 | 0 | 0 | 0 | 0 | 0 | 0 | 0 | 0 | 0
TL:[]
TM:[% Primary - KW (KW_PRI)] | 0.39212 | 0.01428 | 0 | 0 | 0 | 0.00288 | 0.03935 | 0.32521 | 0 | 1 | 0 | 0.25134 | 0 | 0 | 0 | 1 | 0 | 0 | 0 | 0 | 0 | 0 | 0 | 0 | 0 | 0 | 0 | 0 | 0
TN:[% Secondary - KW (KW_SEC)] | 0.60788 | 0.98572 | 0 | 1 | 1 | 0.99712 | 0.96065 | 0.67479 | 0 | 0 | 1 | 0.74866 | 1 | 1 | 1 | 0 | 0 | 0 | 0 | 0 | 0 | 0 | 0 | 0 | 0 | 0 | 0 | 0 | 0
TO:[]
CILC-1D | 278
CILC-1G |  | 62
CILC-1T |  |  | 17
GS(T)-1 |  |  |  | 430456.3333
GSCU-1 |  |  |  |  | 10880.0833
GSD(T)-1 | [5 empty] | 106794.25
GSLD(T)-1 | [6 empty] | 3093.8333
GSLD(T)-2 | [7 empty] | 157.5
GSLD(T)-3 | [8 empty] | 7
MET | [9 empty] | 27
OL-1 | [10 empty] | 5407.5
OS-2 | [11 empty] | 181.9167
RS(T)-1 | [12 empty] | 4349628
SL-1 | [13 empty] | 9104.0833
SL-2 | [14 empty] | 914.8333
SST-DST | [15 empty] | 6
SST-TST | [16 empty] | 14
TP:[12 Mo Avg No of Customers] | 278 | 62 | 17 | 430456.3333 | 10880.0833 | 106794.25 | 3093.8333 | 157.5 | 7 | 27 | 5407.5 | 181.9167 | 4349628 | 9104.0833 | 914.8333 | 6 | 14 | 0 | 0 | 0 | 0 | 0 | 0 | 0 | 0 | 0 | 0 | 0 | 0
TQ:[Adjustment] | 0 | 0 | -17 | 0 | 0 | 0 | 0 | 0 | -7 | 0 | -5407.5 | 0 | 0 | -9104.0833 | -914.8333 | 0 | -14 | 0 | 0 | 0 | 0 | 0 | 0 | 0 | 0 | 0 | 0 | 0 | 0
TR:[Average Distribution Customers (Retail Only)] | 278 | 62 | 0 | 430456.3333 | 10880.0833 | 106794.25 | 3093.8333 | 157.5 | 0 | 27 | 0 | 181.9167 | 4349628 | 0 | 0 | 6 | 0 | 0 | 0 | 0 | 0 | 0 | 0 | 0 | 0 | 0 | 0 | 0 | 0
CILC-1D | 278 | 278 | 278 | 278 | 278 | 278 | 278 | 278 | 278 | 278 | 278 | 278 | 278 | 278 | 278 | 278 | 278
CILC-1G | 62 | 62 | 62 | 62 | 62 | 62 | 62 | 62 | 62 | 62 | 62 | 62 | 62 | 62 | 62 | 62 | 62
GS(T)-1 | 430456.3333 | 430456.3333 | 430456.3333 | 430456.3333 | 430456.3333 | 430456.3333 | 430456.3333 | 430456.3333 | 430456.3333 | 430456.3333 | 430456.3333 | 430456.3333 | 430456.3333 | 430456.3333 | 430456.3333 | 430456.3333 | 430456.3333
GSCU-1 | 10880.0833 | 10880.0833 | 10880.0833 | 10880.0833 | 10880.0833 | 10880.0833 | 10880.0833 | 10880.0833 | 10880.0833 | 10880.0833 | 10880.0833 | 10880.0833 | 10880.0833 | 10880.0833 | 10880.0833 | 10880.0833 | 10880.0833
GSD(T)-1 | 106794.25 | 106794.25 | 106794.25 | 106794.25 | 106794.25 | 106794.25 | 106794.25 | 106794.25 | 106794.25 | 106794.25 | 106794.25 | 106794.25 | 106794.25 | 106794.25 | 106794.25 | 106794.25 | 106794.25
GSLD(T)-1 | 3093.8333 | 3093.8333 | 3093.8333 | 3093.8333 | 3093.8333 | 3093.8333 | 3093.8333 | 3093.8333 | 3093.8333 | 3093.8333 | 3093.8333 | 3093.8333 | 3093.8333 | 3093.8333 | 3093.8333 | 3093.8333 | 3093.8333
GSLD(T)-2 | 157.5 | 157.5 | 157.5 | 157.5 | 157.5 | 157.5 | 157.5 | 157.5 | 157.5 | 157.5 | 157.5 | 157.5 | 157.5 | 157.5 | 157.5 | 157.5 | 157.5
MET | 27 | 27 | 27 | 27 | 27 | 27 | 27 | 27 | 27 | 27 | 27 | 27 | 27 | 27 | 27 | 27 | 27
OS-2 | 181.9167 | 181.9167 | 181.9167 | 181.9167 | 181.9167 | 181.9167 | 181.9167 | 181.9167 | 181.9167 | 181.9167 | 181.9167 | 181.9167 | 181.9167 | 181.9167 | 181.9167 | 181.9167 | 181.9167
RS(T)-1 | 4349628 | 4349628 | 4349628 | 4349628 | 4349628 | 4349628 | 4349628 | 4349628 | 4349628 | 4349628 | 4349628 | 4349628 | 4349628 | 4349628 | 4349628 | 4349628 | 4349628
SST-DST | 6 | 6 | 6 | 6 | 6 | 6 | 6 | 6 | 6 | 6 | 6 | 6 | 6 | 6 | 6 | 6 | 6
TS:[Total Retail/Wholesale] | 4901564.9167 | 4901564.9167 | 4901564.9167 | 4901564.9167 | 4901564.9167 | 4901564.9167 | 4901564.9167 | 4901564.9167 | 4901564.9167 | 4901564.9167 | 4901564.9167 | 4901564.9167 | 4901564.9167 | 4901564.9167 | 4901564.9167 | 4901564.9167 | 4901564.9167 | 0 | 0 | 0 | 0 | 0 | 0 | 0 | 0 | 0 | 0 | 0 | 0
TT:[]
TU:[External Factor - FPL309] | 5.6717e-05 | 1.2649e-05 | 0 | 0.08782 | 0.0022197 | 0.021788 | 0.00063119 | 3.2133e-05 | 0 | 5.5084e-06 | 0 | 3.7114e-05 | 0.8874 | 0 | 0 | 1.2241e-06 | 0 | 0 | 0 | 0 | 0 | 0 | 0 | 0 | 0 | 0 | 0 | 0 | 0
TV:[% to Total System] | 5.6717e-05 | 1.2649e-05 | 0 | 0.08782 | 0.0022197 | 0.021788 | 0.00063119 | 3.2133e-05 | 0 | 5.5084e-06 | 0 | 3.7114e-05 | 0.8874 | 0 | 0 | 1.2241e-06 | 0 | 0 | 0 | 0 | 0 | 0 | 0 | 0 | 0 | 0 | 0 | 0 | 0
TW:[]
TX:[FPL310]
TY:[Remove SL-1 - Street Lights] | 0 | 0 | 0 | 0 | 0 | 0 | 0 | 0 | 0 | 0 | 0 | 0 | 0 | -1 | 0 | 0 | 0 | 0 | 0 | 0 | 0 | 0 | 0 | 0 | 0 | 0 | 0 | 0 | 0
TZ:[Remove SL-2 - Traffic Signals] | 0 | 0 | 0 | 0 | 0 | 0 | 0 | 0 | 0 | 0 | 0 | 0 | 0 | 0 | -1 | 0 | 0 | 0 | 0 | 0 | 0 | 0 | 0 | 0 | 0 | 0 | 0 | 0 | 0
UA:[]
CILC-1D | 278
CILC-1G |  | 62
CILC-1T |  |  | 17
GS(T)-1 |  |  |  | 430456.3333
GSCU-1 |  |  |  |  | 10880.0833
GSD(T)-1 | [5 empty] | 106794.25
GSLD(T)-1 | [6 empty] | 3093.8333
GSLD(T)-2 | [7 empty] | 157.5
GSLD(T)-3 | [8 empty] | 7
MET | [9 empty] | 27
OL-1 | [10 empty] | 57376.3575
OS-2 | [11 empty] | 181.9167
RS(T)-1 | [12 empty] | 4349628
SL-1 | [13 empty] | 9104.0833
SL-2 | [14 empty] | 914.8333
SST-DST | [15 empty] | 6
SST-TST | [16 empty] | 14
UB:[12 Mo Avg No of Customers] | 278 | 62 | 17 | 430456.3333 | 10880.0833 | 106794.25 | 3093.8333 | 157.5 | 7 | 27 | 57376.3575 | 181.9167 | 4349628 | 9104.0833 | 914.8333 | 6 | 14 | 0 | 0 | 0 | 0 | 0 | 0 | 0 | 0 | 0 | 0 | 0 | 0
UC:[Adjustment] | 0 | 0 | -17 | 0 | 0 | 0 | 0 | 0 | -7 | 0 | 0 | 0 | 0 | -9104.0833 | -914.8333 | 0 | -14 | 0 | 0 | 0 | 0 | 0 | 0 | 0 | 0 | 0 | 0 | 0 | 0
UD:[Adjusted Avg No of Customers] | 278 | 62 | 0 | 430456.3333 | 10880.0833 | 106794.25 | 3093.8333 | 157.5 | 0 | 27 | 57376.3575 | 181.9167 | 4349628 | 0 | 0 | 6 | 0 | 0 | 0 | 0 | 0 | 0 | 0 | 0 | 0 | 0 | 0 | 0 | 0
UE:[% Primary - KW (KW_PRI)] | 0.39212 | 0.01428 | 0 | 0 | 0 | 0.00288 | 0.03935 | 0.32521 | 0 | 1 | 0 | 0.25134 | 0 | 0 | 0 | 1 | 0 | 0 | 0 | 0 | 0 | 0 | 0 | 0 | 0 | 0 | 0 | 0 | 0
UF:[Primary Average Distribution Customers (Retail Only)] | 109.0094 | 0.88536 | 0 | 0 | 0 | 307.5674 | 121.7423 | 51.2206 | 0 | 27 | 0 | 45.7229 | 0 | 0 | 0 | 6 | 0 | 0 | 0 | 0 | 0 | 0 | 0 | 0 | 0 | 0 | 0 | 0 | 0
UG:[]
CILC-1D | 278
CILC-1G |  | 62
CILC-1T |  |  | 17
GS(T)-1 |  |  |  | 430456.3333
GSCU-1 |  |  |  |  | 10880.0833
GSD(T)-1 | [5 empty] | 106794.25
GSLD(T)-1 | [6 empty] | 3093.8333
GSLD(T)-2 | [7 empty] | 157.5
GSLD(T)-3 | [8 empty] | 7
MET | [9 empty] | 27
OL-1 | [10 empty] | 57376.3575
OS-2 | [11 empty] | 181.9167
RS(T)-1 | [12 empty] | 4349628
SL-1 | [13 empty] | 9104.0833
SL-2 | [14 empty] | 914.8333
SST-DST | [15 empty] | 6
SST-TST | [16 empty] | 14
UH:[12 Mo Avg No of Customers] | 278 | 62 | 17 | 430456.3333 | 10880.0833 | 106794.25 | 3093.8333 | 157.5 | 7 | 27 | 57376.3575 | 181.9167 | 4349628 | 9104.0833 | 914.8333 | 6 | 14 | 0 | 0 | 0 | 0 | 0 | 0 | 0 | 0 | 0 | 0 | 0 | 0
UI:[Adjustment] | 0 | 0 | -17 | 0 | 0 | 0 | 0 | 0 | -7 | 0 | 0 | 0 | 0 | -9104.0833 | -914.8333 | 0 | -14 | 0 | 0 | 0 | 0 | 0 | 0 | 0 | 0 | 0 | 0 | 0 | 0
UJ:[Adjusted Avg No of Customers] | 278 | 62 | 0 | 430456.3333 | 10880.0833 | 106794.25 | 3093.8333 | 157.5 | 0 | 27 | 57376.3575 | 181.9167 | 4349628 | 0 | 0 | 6 | 0 | 0 | 0 | 0 | 0 | 0 | 0 | 0 | 0 | 0 | 0 | 0 | 0
UK:[% Secondary - KW (KW_SEC)] | 0.60788 | 0.98572 | 0 | 1 | 1 | 0.99712 | 0.96065 | 0.67479 | 0 | 0 | 1 | 0.74866 | 1 | 1 | 1 | 0 | 0 | 0 | 0 | 0 | 0 | 0 | 0 | 0 | 0 | 0 | 0 | 0 | 0
UL:[Secondary Average Distribution Customers (Retail Only)] | 168.9906 | 61.1146 | 0 | 430456.3333 | 10880.0833 | 106486.6826 | 2972.091 | 106.2794 | 0 | 0 | 57376.3575 | 136.1937 | 4349628 | 0 | 0 | 0 | 0 | 0 | 0 | 0 | 0 | 0 | 0 | 0 | 0 | 0 | 0 | 0 | 0
UM:[]
UN:[Primary Average Distribution Customers (Retail Only)] | 109.0094 | 0.88536 | 0 | 0 | 0 | 307.5674 | 121.7423 | 51.2206 | 0 | 27 | 0 | 45.7229 | 0 | 0 | 0 | 6 | 0 | 0 | 0 | 0 | 0 | 0 | 0 | 0 | 0 | 0 | 0 | 0 | 0
UO:[Secondary Average Distribution Customers (Retail Only)] | 168.9906 | 61.1146 | 0 | 430456.3333 | 10880.0833 | 106486.6826 | 2972.091 | 106.2794 | 0 | 0 | 57376.3575 | 136.1937 | 4349628 | 0 | 0 | 0 | 0 | 0 | 0 | 0 | 0 | 0 | 0 | 0 | 0 | 0 | 0 | 0 | 0
UP:[Weighted Average Distribution Customers (Retail Only)] | 278 | 62 | 0 | 430456.3333 | 10880.0833 | 106794.25 | 3093.8333 | 157.5 | 0 | 27 | 57376.3575 | 181.9167 | 4349628 | 0 | 0 | 6 | 0 | 0 | 0 | 0 | 0 | 0 | 0 | 0 | 0 | 0 | 0 | 0 | 0
CILC-1D | 278 | 278 | 278 | 278 | 278 | 278 | 278 | 278 | 278 | 278 | 278 | 278 | 278 | 278 | 278 | 278 | 278
CILC-1G | 62 | 62 | 62 | 62 | 62 | 62 | 62 | 62 | 62 | 62 | 62 | 62 | 62 | 62 | 62 | 62 | 62
GS(T)-1 | 430456.3333 | 430456.3333 | 430456.3333 | 430456.3333 | 430456.3333 | 430456.3333 | 430456.3333 | 430456.3333 | 430456.3333 | 430456.3333 | 430456.3333 | 430456.3333 | 430456.3333 | 430456.3333 | 430456.3333 | 430456.3333 | 430456.3333
GSCU-1 | 10880.0833 | 10880.0833 | 10880.0833 | 10880.0833 | 10880.0833 | 10880.0833 | 10880.0833 | 10880.0833 | 10880.0833 | 10880.0833 | 10880.0833 | 10880.0833 | 10880.0833 | 10880.0833 | 10880.0833 | 10880.0833 | 10880.0833
GSD(T)-1 | 106794.25 | 106794.25 | 106794.25 | 106794.25 | 106794.25 | 106794.25 | 106794.25 | 106794.25 | 106794.25 | 106794.25 | 106794.25 | 106794.25 | 106794.25 | 106794.25 | 106794.25 | 106794.25 | 106794.25
GSLD(T)-1 | 3093.8333 | 3093.8333 | 3093.8333 | 3093.8333 | 3093.8333 | 3093.8333 | 3093.8333 | 3093.8333 | 3093.8333 | 3093.8333 | 3093.8333 | 3093.8333 | 3093.8333 | 3093.8333 | 3093.8333 | 3093.8333 | 3093.8333
GSLD(T)-2 | 157.5 | 157.5 | 157.5 | 157.5 | 157.5 | 157.5 | 157.5 | 157.5 | 157.5 | 157.5 | 157.5 | 157.5 | 157.5 | 157.5 | 157.5 | 157.5 | 157.5
MET | 27 | 27 | 27 | 27 | 27 | 27 | 27 | 27 | 27 | 27 | 27 | 27 | 27 | 27 | 27 | 27 | 27
OL-1 | 57376.3575 | 57376.3575 | 57376.3575 | 57376.3575 | 57376.3575 | 57376.3575 | 57376.3575 | 57376.3575 | 57376.3575 | 57376.3575 | 57376.3575 | 57376.3575 | 57376.3575 | 57376.3575 | 57376.3575 | 57376.3575 | 57376.3575
OS-2 | 181.9167 | 181.9167 | 181.9167 | 181.9167 | 181.9167 | 181.9167 | 181.9167 | 181.9167 | 181.9167 | 181.9167 | 181.9167 | 181.9167 | 181.9167 | 181.9167 | 181.9167 | 181.9167 | 181.9167
RS(T)-1 | 4349628 | 4349628 | 4349628 | 4349628 | 4349628 | 4349628 | 4349628 | 4349628 | 4349628 | 4349628 | 4349628 | 4349628 | 4349628 | 4349628 | 4349628 | 4349628 | 4349628
SST-DST | 6 | 6 | 6 | 6 | 6 | 6 | 6 | 6 | 6 | 6 | 6 | 6 | 6 | 6 | 6 | 6 | 6
UQ:[Total Retail/Wholesale] | 4958941.2742 | 4958941.2742 | 4958941.2742 | 4958941.2742 | 4958941.2742 | 4958941.2742 | 4958941.2742 | 4958941.2742 | 4958941.2742 | 4958941.2742 | 4958941.2742 | 4958941.2742 | 4958941.2742 | 4958941.2742 | 4958941.2742 | 4958941.2742 | 4958941.2742 | 0 | 0 | 0 | 0 | 0 | 0 | 0 | 0 | 0 | 0 | 0 | 0
UR:[]
US:[External Factor - FPL310] | 5.606e-05 | 1.2503e-05 | 0 | 0.086804 | 0.002194 | 0.021536 | 0.00062389 | 3.1761e-05 | 0 | 5.4447e-06 | 0.01157 | 3.6685e-05 | 0.87713 | 0 | 0 | 1.2099e-06 | 0 | 0 | 0 | 0 | 0 | 0 | 0 | 0 | 0 | 0 | 0 | 0 | 0
UT:[% to Total System] | 5.606e-05 | 1.2503e-05 | 0 | 0.086804 | 0.002194 | 0.021536 | 0.00062389 | 3.1761e-05 | 0 | 5.4447e-06 | 0.01157 | 3.6685e-05 | 0.87713 | 0 | 0 | 1.2099e-06 | 0 | 0 | 0 | 0 | 0 | 0 | 0 | 0 | 0 | 0 | 0 | 0 | 0
UU:[]
UV:[FPL311]
UW:[Misc Service Rev - Late Payment Charges] | 70247.8288 | 4592.6661 | 0 | 4343457.4955 | 51853.9954 | 3727809.9012 | 522935.3619 | 127911.4562 | 2189.2115 | 0 | 563681.3878 | 51.3372 | 50795645.8578 | 56014.6817 | 1504.2698 | 1652.2383 | 7112.3774 | 0 | 0 | 0 | 0 | 0 | 0 | 0 | 0 | 0 | 0 | 0 | 0
CILC-1D | 70247.8288 | 70247.8288 | 70247.8288 | 70247.8288 | 70247.8288 | 70247.8288 | 70247.8288 | 70247.8288 | 70247.8288 | 70247.8288 | 70247.8288 | 70247.8288 | 70247.8288 | 70247.8288 | 70247.8288 | 70247.8288 | 70247.8288
CILC-1G | 4592.6661 | 4592.6661 | 4592.6661 | 4592.6661 | 4592.6661 | 4592.6661 | 4592.6661 | 4592.6661 | 4592.6661 | 4592.6661 | 4592.6661 | 4592.6661 | 4592.6661 | 4592.6661 | 4592.6661 | 4592.6661 | 4592.6661
GS(T)-1 | 4343457.4955 | 4343457.4955 | 4343457.4955 | 4343457.4955 | 4343457.4955 | 4343457.4955 | 4343457.4955 | 4343457.4955 | 4343457.4955 | 4343457.4955 | 4343457.4955 | 4343457.4955 | 4343457.4955 | 4343457.4955 | 4343457.4955 | 4343457.4955 | 4343457.4955
GSCU-1 | 51853.9954 | 51853.9954 | 51853.9954 | 51853.9954 | 51853.9954 | 51853.9954 | 51853.9954 | 51853.9954 | 51853.9954 | 51853.9954 | 51853.9954 | 51853.9954 | 51853.9954 | 51853.9954 | 51853.9954 | 51853.9954 | 51853.9954
GSD(T)-1 | 3727809.9012 | 3727809.9012 | 3727809.9012 | 3727809.9012 | 3727809.9012 | 3727809.9012 | 3727809.9012 | 3727809.9012 | 3727809.9012 | 3727809.9012 | 3727809.9012 | 3727809.9012 | 3727809.9012 | 3727809.9012 | 3727809.9012 | 3727809.9012 | 3727809.9012
GSLD(T)-1 | 522935.3619 | 522935.3619 | 522935.3619 | 522935.3619 | 522935.3619 | 522935.3619 | 522935.3619 | 522935.3619 | 522935.3619 | 522935.3619 | 522935.3619 | 522935.3619 | 522935.3619 | 522935.3619 | 522935.3619 | 522935.3619 | 522935.3619
GSLD(T)-2 | 127911.4562 | 127911.4562 | 127911.4562 | 127911.4562 | 127911.4562 | 127911.4562 | 127911.4562 | 127911.4562 | 127911.4562 | 127911.4562 | 127911.4562 | 127911.4562 | 127911.4562 | 127911.4562 | 127911.4562 | 127911.4562 | 127911.4562
GSLD(T)-3 | 2189.2115 | 2189.2115 | 2189.2115 | 2189.2115 | 2189.2115 | 2189.2115 | 2189.2115 | 2189.2115 | 2189.2115 | 2189.2115 | 2189.2115 | 2189.2115 | 2189.2115 | 2189.2115 | 2189.2115 | 2189.2115 | 2189.2115
OL-1 | 563681.3878 | 563681.3878 | 563681.3878 | 563681.3878 | 563681.3878 | 563681.3878 | 563681.3878 | 563681.3878 | 563681.3878 | 563681.3878 | 563681.3878 | 563681.3878 | 563681.3878 | 563681.3878 | 563681.3878 | 563681.3878 | 563681.3878
OS-2 | 51.3372 | 51.3372 | 51.3372 | 51.3372 | 51.3372 | 51.3372 | 51.3372 | 51.3372 | 51.3372 | 51.3372 | 51.3372 | 51.3372 | 51.3372 | 51.3372 | 51.3372 | 51.3372 | 51.3372
RS(T)-1 | 50795645.8578 | 50795645.8578 | 50795645.8578 | 50795645.8578 | 50795645.8578 | 50795645.8578 | 50795645.8578 | 50795645.8578 | 50795645.8578 | 50795645.8578 | 50795645.8578 | 50795645.8578 | 50795645.8578 | 50795645.8578 | 50795645.8578 | 50795645.8578 | 50795645.8578
SL-1 | 56014.6817 | 56014.6817 | 56014.6817 | 56014.6817 | 56014.6817 | 56014.6817 | 56014.6817 | 56014.6817 | 56014.6817 | 56014.6817 | 56014.6817 | 56014.6817 | 56014.6817 | 56014.6817 | 56014.6817 | 56014.6817 | 56014.6817
SL-2 | 1504.2698 | 1504.2698 | 1504.2698 | 1504.2698 | 1504.2698 | 1504.2698 | 1504.2698 | 1504.2698 | 1504.2698 | 1504.2698 | 1504.2698 | 1504.2698 | 1504.2698 | 1504.2698 | 1504.2698 | 1504.2698 | 1504.2698
SST-DST | 1652.2383 | 1652.2383 | 1652.2383 | 1652.2383 | 1652.2383 | 1652.2383 | 1652.2383 | 1652.2383 | 1652.2383 | 1652.2383 | 1652.2383 | 1652.2383 | 1652.2383 | 1652.2383 | 1652.2383 | 1652.2383 | 1652.2383
SST-TST | 7112.3774 | 7112.3774 | 7112.3774 | 7112.3774 | 7112.3774 | 7112.3774 | 7112.3774 | 7112.3774 | 7112.3774 | 7112.3774 | 7112.3774 | 7112.3774 | 7112.3774 | 7112.3774 | 7112.3774 | 7112.3774 | 7112.3774
UX:[Total Retail/Wholesale] | 60276660.0666 | 60276660.0666 | 60276660.0666 | 60276660.0666 | 60276660.0666 | 60276660.0666 | 60276660.0666 | 60276660.0666 | 60276660.0666 | 60276660.0666 | 60276660.0666 | 60276660.0666 | 60276660.0666 | 60276660.0666 | 60276660.0666 | 60276660.0666 | 60276660.0666 | 0 | 0 | 0 | 0 | 0 | 0 | 0 | 0 | 0 | 0 | 0 | 0
CILC-1D | 70247.8288 | 70247.8288 | 70247.8288 | 70247.8288 | 70247.8288 | 70247.8288 | 70247.8288 | 70247.8288 | 70247.8288 | 70247.8288 | 70247.8288 | 70247.8288 | 70247.8288 | 70247.8288 | 70247.8288 | 70247.8288 | 70247.8288 | 70247.8288 | 70247.8288 | 70247.8288 | 70247.8288 | 70247.8288 | 70247.8288 | 70247.8288 | 70247.8288 | 70247.8288 | 70247.8288 | 70247.8288 | 70247.8288
CILC-1G | 4592.6661 | 4592.6661 | 4592.6661 | 4592.6661 | 4592.6661 | 4592.6661 | 4592.6661 | 4592.6661 | 4592.6661 | 4592.6661 | 4592.6661 | 4592.6661 | 4592.6661 | 4592.6661 | 4592.6661 | 4592.6661 | 4592.6661 | 4592.6661 | 4592.6661 | 4592.6661 | 4592.6661 | 4592.6661 | 4592.6661 | 4592.6661 | 4592.6661 | 4592.6661 | 4592.6661 | 4592.6661 | 4592.6661
GS(T)-1 | 4343457.4955 | 4343457.4955 | 4343457.4955 | 4343457.4955 | 4343457.4955 | 4343457.4955 | 4343457.4955 | 4343457.4955 | 4343457.4955 | 4343457.4955 | 4343457.4955 | 4343457.4955 | 4343457.4955 | 4343457.4955 | 4343457.4955 | 4343457.4955 | 4343457.4955 | 4343457.4955 | 4343457.4955 | 4343457.4955 | 4343457.4955 | 4343457.4955 | 4343457.4955 | 4343457.4955 | 4343457.4955 | 4343457.4955 | 4343457.4955 | 4343457.4955 | 4343457.4955
GSCU-1 | 51853.9954 | 51853.9954 | 51853.9954 | 51853.9954 | 51853.9954 | 51853.9954 | 51853.9954 | 51853.9954 | 51853.9954 | 51853.9954 | 51853.9954 | 51853.9954 | 51853.9954 | 51853.9954 | 51853.9954 | 51853.9954 | 51853.9954 | 51853.9954 | 51853.9954 | 51853.9954 | 51853.9954 | 51853.9954 | 51853.9954 | 51853.9954 | 51853.9954 | 51853.9954 | 51853.9954 | 51853.9954 | 51853.9954
GSD(T)-1 | 3727809.9012 | 3727809.9012 | 3727809.9012 | 3727809.9012 | 3727809.9012 | 3727809.9012 | 3727809.9012 | 3727809.9012 | 3727809.9012 | 3727809.9012 | 3727809.9012 | 3727809.9012 | 3727809.9012 | 3727809.9012 | 3727809.9012 | 3727809.9012 | 3727809.9012 | 3727809.9012 | 3727809.9012 | 3727809.9012 | 3727809.9012 | 3727809.9012 | 3727809.9012 | 3727809.9012 | 3727809.9012 | 3727809.9012 | 3727809.9012 | 3727809.9012 | 3727809.9012
GSLD(T)-1 | 522935.3619 | 522935.3619 | 522935.3619 | 522935.3619 | 522935.3619 | 522935.3619 | 522935.3619 | 522935.3619 | 522935.3619 | 522935.3619 | 522935.3619 | 522935.3619 | 522935.3619 | 522935.3619 | 522935.3619 | 522935.3619 | 522935.3619 | 522935.3619 | 522935.3619 | 522935.3619 | 522935.3619 | 522935.3619 | 522935.3619 | 522935.3619 | 522935.3619 | 522935.3619 | 522935.3619 | 522935.3619 | 522935.3619
GSLD(T)-2 | 127911.4562 | 127911.4562 | 127911.4562 | 127911.4562 | 127911.4562 | 127911.4562 | 127911.4562 | 127911.4562 | 127911.4562 | 127911.4562 | 127911.4562 | 127911.4562 | 127911.4562 | 127911.4562 | 127911.4562 | 127911.4562 | 127911.4562 | 127911.4562 | 127911.4562 | 127911.4562 | 127911.4562 | 127911.4562 | 127911.4562 | 127911.4562 | 127911.4562 | 127911.4562 | 127911.4562 | 127911.4562 | 127911.4562
GSLD(T)-3 | 2189.2115 | 2189.2115 | 2189.2115 | 2189.2115 | 2189.2115 | 2189.2115 | 2189.2115 | 2189.2115 | 2189.2115 | 2189.2115 | 2189.2115 | 2189.2115 | 2189.2115 | 2189.2115 | 2189.2115 | 2189.2115 | 2189.2115 | 2189.2115 | 2189.2115 | 2189.2115 | 2189.2115 | 2189.2115 | 2189.2115 | 2189.2115 | 2189.2115 | 2189.2115 | 2189.2115 | 2189.2115 | 2189.2115
OL-1 | 563681.3878 | 563681.3878 | 563681.3878 | 563681.3878 | 563681.3878 | 563681.3878 | 563681.3878 | 563681.3878 | 563681.3878 | 563681.3878 | 563681.3878 | 563681.3878 | 563681.3878 | 563681.3878 | 563681.3878 | 563681.3878 | 563681.3878 | 563681.3878 | 563681.3878 | 563681.3878 | 563681.3878 | 563681.3878 | 563681.3878 | 563681.3878 | 563681.3878 | 563681.3878 | 563681.3878 | 563681.3878 | 563681.3878
OS-2 | 51.3372 | 51.3372 | 51.3372 | 51.3372 | 51.3372 | 51.3372 | 51.3372 | 51.3372 | 51.3372 | 51.3372 | 51.3372 | 51.3372 | 51.3372 | 51.3372 | 51.3372 | 51.3372 | 51.3372 | 51.3372 | 51.3372 | 51.3372 | 51.3372 | 51.3372 | 51.3372 | 51.3372 | 51.3372 | 51.3372 | 51.3372 | 51.3372 | 51.3372
RS(T)-1 | 50795645.8578 | 50795645.8578 | 50795645.8578 | 50795645.8578 | 50795645.8578 | 50795645.8578 | 50795645.8578 | 50795645.8578 | 50795645.8578 | 50795645.8578 | 50795645.8578 | 50795645.8578 | 50795645.8578 | 50795645.8578 | 50795645.8578 | 50795645.8578 | 50795645.8578 | 50795645.8578 | 50795645.8578 | 50795645.8578 | 50795645.8578 | 50795645.8578 | 50795645.8578 | 50795645.8578 | 50795645.8578 | 50795645.8578 | 50795645.8578 | 50795645.8578 | 50795645.8578
SL-1 | 56014.6817 | 56014.6817 | 56014.6817 | 56014.6817 | 56014.6817 | 56014.6817 | 56014.6817 | 56014.6817 | 56014.6817 | 56014.6817 | 56014.6817 | 56014.6817 | 56014.6817 | 56014.6817 | 56014.6817 | 56014.6817 | 56014.6817 | 56014.6817 | 56014.6817 | 56014.6817 | 56014.6817 | 56014.6817 | 56014.6817 | 56014.6817 | 56014.6817 | 56014.6817 | 56014.6817 | 56014.6817 | 56014.6817
SL-2 | 1504.2698 | 1504.2698 | 1504.2698 | 1504.2698 | 1504.2698 | 1504.2698 | 1504.2698 | 1504.2698 | 1504.2698 | 1504.2698 | 1504.2698 | 1504.2698 | 1504.2698 | 1504.2698 | 1504.2698 | 1504.2698 | 1504.2698 | 1504.2698 | 1504.2698 | 1504.2698 | 1504.2698 | 1504.2698 | 1504.2698 | 1504.2698 | 1504.2698 | 1504.2698 | 1504.2698 | 1504.2698 | 1504.2698
SST-DST | 1652.2383 | 1652.2383 | 1652.2383 | 1652.2383 | 1652.2383 | 1652.2383 | 1652.2383 | 1652.2383 | 1652.2383 | 1652.2383 | 1652.2383 | 1652.2383 | 1652.2383 | 1652.2383 | 1652.2383 | 1652.2383 | 1652.2383 | 1652.2383 | 1652.2383 | 1652.2383 | 1652.2383 | 1652.2383 | 1652.2383 | 1652.2383 | 1652.2383 | 1652.2383 | 1652.2383 | 1652.2383 | 1652.2383
SST-TST | 7112.3774 | 7112.3774 | 7112.3774 | 7112.3774 | 7112.3774 | 7112.3774 | 7112.3774 | 7112.3774 | 7112.3774 | 7112.3774 | 7112.3774 | 7112.3774 | 7112.3774 | 7112.3774 | 7112.3774 | 7112.3774 | 7112.3774 | 7112.3774 | 7112.3774 | 7112.3774 | 7112.3774 | 7112.3774 | 7112.3774 | 7112.3774 | 7112.3774 | 7112.3774 | 7112.3774 | 7112.3774 | 7112.3774
UY:[Total Company] | 60276660.0666 | 60276660.0666 | 60276660.0666 | 60276660.0666 | 60276660.0666 | 60276660.0666 | 60276660.0666 | 60276660.0666 | 60276660.0666 | 60276660.0666 | 60276660.0666 | 60276660.0666 | 60276660.0666 | 60276660.0666 | 60276660.0666 | 60276660.0666 | 60276660.0666 | 60276660.0666 | 60276660.0666 | 60276660.0666 | 60276660.0666 | 60276660.0666 | 60276660.0666 | 60276660.0666 | 60276660.0666 | 60276660.0666 | 60276660.0666 | 60276660.0666 | 60276660.0666
UZ:[]
VA:[External Factor - FPL311] | 0.0011654 | 7.6193e-05 | 0 | 0.072059 | 0.00086027 | 0.061845 | 0.0086756 | 0.0021221 | 3.6319e-05 | 0 | 0.0093516 | 8.5169e-07 | 0.84271 | 0.00092929 | 2.4956e-05 | 2.7411e-05 | 0.000118 | 0 | 0 | 0 | 0 | 0 | 0 | 0 | 0 | 0 | 0 | 0 | 0
VB:[% to Total System] | 0.0011654 | 7.6193e-05 | 0 | 0.072059 | 0.00086027 | 0.061845 | 0.0086756 | 0.0021221 | 3.6319e-05 | 0 | 0.0093516 | 8.5169e-07 | 0.84271 | 0.00092929 | 2.4956e-05 | 2.7411e-05 | 0.000118 | 0 | 0 | 0 | 0 | 0 | 0 | 0 | 0 | 0 | 0 | 0 | 0
VC:[]
VD:[FPL312]
VE:[Misc Service Rev - Initial Connection Charges] | 40.4122 | 0 | 0 | 268902.4593 | 0 | 30248.4958 | 606.1823 | 20.2061 | 0 | 0 | 0 | 0 | 703131.0324 | 0 | 0 | 0 | 0 | 0 | 0 | 0 | 0 | 0 | 0 | 0 | 0 | 0 | 0 | 0 | 0
CILC-1D | 40.4122 | 40.4122 | 40.4122 | 40.4122 | 40.4122 | 40.4122 | 40.4122 | 40.4122 | 40.4122 | 40.4122 | 40.4122 | 40.4122 | 40.4122 | 40.4122 | 40.4122 | 40.4122 | 40.4122
GS(T)-1 | 268902.4593 | 268902.4593 | 268902.4593 | 268902.4593 | 268902.4593 | 268902.4593 | 268902.4593 | 268902.4593 | 268902.4593 | 268902.4593 | 268902.4593 | 268902.4593 | 268902.4593 | 268902.4593 | 268902.4593 | 268902.4593 | 268902.4593
GSD(T)-1 | 30248.4958 | 30248.4958 | 30248.4958 | 30248.4958 | 30248.4958 | 30248.4958 | 30248.4958 | 30248.4958 | 30248.4958 | 30248.4958 | 30248.4958 | 30248.4958 | 30248.4958 | 30248.4958 | 30248.4958 | 30248.4958 | 30248.4958
GSLD(T)-1 | 606.1823 | 606.1823 | 606.1823 | 606.1823 | 606.1823 | 606.1823 | 606.1823 | 606.1823 | 606.1823 | 606.1823 | 606.1823 | 606.1823 | 606.1823 | 606.1823 | 606.1823 | 606.1823 | 606.1823
GSLD(T)-2 | 20.2061 | 20.2061 | 20.2061 | 20.2061 | 20.2061 | 20.2061 | 20.2061 | 20.2061 | 20.2061 | 20.2061 | 20.2061 | 20.2061 | 20.2061 | 20.2061 | 20.2061 | 20.2061 | 20.2061
RS(T)-1 | 703131.0324 | 703131.0324 | 703131.0324 | 703131.0324 | 703131.0324 | 703131.0324 | 703131.0324 | 703131.0324 | 703131.0324 | 703131.0324 | 703131.0324 | 703131.0324 | 703131.0324 | 703131.0324 | 703131.0324 | 703131.0324 | 703131.0324
VF:[Total Retail/Wholesale] | 1002948.788 | 1002948.788 | 1002948.788 | 1002948.788 | 1002948.788 | 1002948.788 | 1002948.788 | 1002948.788 | 1002948.788 | 1002948.788 | 1002948.788 | 1002948.788 | 1002948.788 | 1002948.788 | 1002948.788 | 1002948.788 | 1002948.788 | 0 | 0 | 0 | 0 | 0 | 0 | 0 | 0 | 0 | 0 | 0 | 0
CILC-1D | 40.4122 | 40.4122 | 40.4122 | 40.4122 | 40.4122 | 40.4122 | 40.4122 | 40.4122 | 40.4122 | 40.4122 | 40.4122 | 40.4122 | 40.4122 | 40.4122 | 40.4122 | 40.4122 | 40.4122 | 40.4122 | 40.4122 | 40.4122 | 40.4122 | 40.4122 | 40.4122 | 40.4122 | 40.4122 | 40.4122 | 40.4122 | 40.4122 | 40.4122
GS(T)-1 | 268902.4593 | 268902.4593 | 268902.4593 | 268902.4593 | 268902.4593 | 268902.4593 | 268902.4593 | 268902.4593 | 268902.4593 | 268902.4593 | 268902.4593 | 268902.4593 | 268902.4593 | 268902.4593 | 268902.4593 | 268902.4593 | 268902.4593 | 268902.4593 | 268902.4593 | 268902.4593 | 268902.4593 | 268902.4593 | 268902.4593 | 268902.4593 | 268902.4593 | 268902.4593 | 268902.4593 | 268902.4593 | 268902.4593
GSD(T)-1 | 30248.4958 | 30248.4958 | 30248.4958 | 30248.4958 | 30248.4958 | 30248.4958 | 30248.4958 | 30248.4958 | 30248.4958 | 30248.4958 | 30248.4958 | 30248.4958 | 30248.4958 | 30248.4958 | 30248.4958 | 30248.4958 | 30248.4958 | 30248.4958 | 30248.4958 | 30248.4958 | 30248.4958 | 30248.4958 | 30248.4958 | 30248.4958 | 30248.4958 | 30248.4958 | 30248.4958 | 30248.4958 | 30248.4958
GSLD(T)-1 | 606.1823 | 606.1823 | 606.1823 | 606.1823 | 606.1823 | 606.1823 | 606.1823 | 606.1823 | 606.1823 | 606.1823 | 606.1823 | 606.1823 | 606.1823 | 606.1823 | 606.1823 | 606.1823 | 606.1823 | 606.1823 | 606.1823 | 606.1823 | 606.1823 | 606.1823 | 606.1823 | 606.1823 | 606.1823 | 606.1823 | 606.1823 | 606.1823 | 606.1823
GSLD(T)-2 | 20.2061 | 20.2061 | 20.2061 | 20.2061 | 20.2061 | 20.2061 | 20.2061 | 20.2061 | 20.2061 | 20.2061 | 20.2061 | 20.2061 | 20.2061 | 20.2061 | 20.2061 | 20.2061 | 20.2061 | 20.2061 | 20.2061 | 20.2061 | 20.2061 | 20.2061 | 20.2061 | 20.2061 | 20.2061 | 20.2061 | 20.2061 | 20.2061 | 20.2061
RS(T)-1 | 703131.0324 | 703131.0324 | 703131.0324 | 703131.0324 | 703131.0324 | 703131.0324 | 703131.0324 | 703131.0324 | 703131.0324 | 703131.0324 | 703131.0324 | 703131.0324 | 703131.0324 | 703131.0324 | 703131.0324 | 703131.0324 | 703131.0324 | 703131.0324 | 703131.0324 | 703131.0324 | 703131.0324 | 703131.0324 | 703131.0324 | 703131.0324 | 703131.0324 | 703131.0324 | 703131.0324 | 703131.0324 | 703131.0324
VG:[Total Company] | 1002948.788 | 1002948.788 | 1002948.788 | 1002948.788 | 1002948.788 | 1002948.788 | 1002948.788 | 1002948.788 | 1002948.788 | 1002948.788 | 1002948.788 | 1002948.788 | 1002948.788 | 1002948.788 | 1002948.788 | 1002948.788 | 1002948.788 | 1002948.788 | 1002948.788 | 1002948.788 | 1002948.788 | 1002948.788 | 1002948.788 | 1002948.788 | 1002948.788 | 1002948.788 | 1002948.788 | 1002948.788 | 1002948.788
VH:[]
VI:[External Factor - FPL312] | 4.0293e-05 | 0 | 0 | 0.26811 | 0 | 0.03016 | 0.0006044 | 2.0147e-05 | 0 | 0 | 0 | 0 | 0.70106 | 0 | 0 | 0 | 0 | 0 | 0 | 0 | 0 | 0 | 0 | 0 | 0 | 0 | 0 | 0 | 0
VJ:[% to Total System] | 4.0293e-05 | 0 | 0 | 0.26811 | 0 | 0.03016 | 0.0006044 | 2.0147e-05 | 0 | 0 | 0 | 0 | 0.70106 | 0 | 0 | 0 | 0 | 0 | 0 | 0 | 0 | 0 | 0 | 0 | 0 | 0 | 0 | 0 | 0
VK:[]
VL:[FPL313]
VM:[Misc Service Rev - Reconnection After Non-Payment] | 0 | 0 | 0 | 757553.3796 | 0 | 31182.1384 | 0 | 0 | 0 | 0 | 0 | 0 | 13905055.482 | 0 | 0 | 0 | 0 | 0 | 0 | 0 | 0 | 0 | 0 | 0 | 0 | 0 | 0 | 0 | 0
GS(T)-1 | 757553.3796 | 757553.3796 | 757553.3796 | 757553.3796 | 757553.3796 | 757553.3796 | 757553.3796 | 757553.3796 | 757553.3796 | 757553.3796 | 757553.3796 | 757553.3796 | 757553.3796 | 757553.3796 | 757553.3796 | 757553.3796 | 757553.3796
GSD(T)-1 | 31182.1384 | 31182.1384 | 31182.1384 | 31182.1384 | 31182.1384 | 31182.1384 | 31182.1384 | 31182.1384 | 31182.1384 | 31182.1384 | 31182.1384 | 31182.1384 | 31182.1384 | 31182.1384 | 31182.1384 | 31182.1384 | 31182.1384
RS(T)-1 | 13905055.482 | 13905055.482 | 13905055.482 | 13905055.482 | 13905055.482 | 13905055.482 | 13905055.482 | 13905055.482 | 13905055.482 | 13905055.482 | 13905055.482 | 13905055.482 | 13905055.482 | 13905055.482 | 13905055.482 | 13905055.482 | 13905055.482
VN:[Total Retail/Wholesale] | 14693791 | 14693791 | 14693791 | 14693791 | 14693791 | 14693791 | 14693791 | 14693791 | 14693791 | 14693791 | 14693791 | 14693791 | 14693791 | 14693791 | 14693791 | 14693791 | 14693791 | 0 | 0 | 0 | 0 | 0 | 0 | 0 | 0 | 0 | 0 | 0 | 0
GS(T)-1 | 757553.3796 | 757553.3796 | 757553.3796 | 757553.3796 | 757553.3796 | 757553.3796 | 757553.3796 | 757553.3796 | 757553.3796 | 757553.3796 | 757553.3796 | 757553.3796 | 757553.3796 | 757553.3796 | 757553.3796 | 757553.3796 | 757553.3796 | 757553.3796 | 757553.3796 | 757553.3796 | 757553.3796 | 757553.3796 | 757553.3796 | 757553.3796 | 757553.3796 | 757553.3796 | 757553.3796 | 757553.3796 | 757553.3796
GSD(T)-1 | 31182.1384 | 31182.1384 | 31182.1384 | 31182.1384 | 31182.1384 | 31182.1384 | 31182.1384 | 31182.1384 | 31182.1384 | 31182.1384 | 31182.1384 | 31182.1384 | 31182.1384 | 31182.1384 | 31182.1384 | 31182.1384 | 31182.1384 | 31182.1384 | 31182.1384 | 31182.1384 | 31182.1384 | 31182.1384 | 31182.1384 | 31182.1384 | 31182.1384 | 31182.1384 | 31182.1384 | 31182.1384 | 31182.1384
RS(T)-1 | 13905055.482 | 13905055.482 | 13905055.482 | 13905055.482 | 13905055.482 | 13905055.482 | 13905055.482 | 13905055.482 | 13905055.482 | 13905055.482 | 13905055.482 | 13905055.482 | 13905055.482 | 13905055.482 | 13905055.482 | 13905055.482 | 13905055.482 | 13905055.482 | 13905055.482 | 13905055.482 | 13905055.482 | 13905055.482 | 13905055.482 | 13905055.482 | 13905055.482 | 13905055.482 | 13905055.482 | 13905055.482 | 13905055.482
VO:[Total Company] | 14693791 | 14693791 | 14693791 | 14693791 | 14693791 | 14693791 | 14693791 | 14693791 | 14693791 | 14693791 | 14693791 | 14693791 | 14693791 | 14693791 | 14693791 | 14693791 | 14693791 | 14693791 | 14693791 | 14693791 | 14693791 | 14693791 | 14693791 | 14693791 | 14693791 | 14693791 | 14693791 | 14693791 | 14693791
VP:[]
VQ:[External Factor - FPL313] | 0 | 0 | 0 | 0.051556 | 0 | 0.0021221 | 0 | 0 | 0 | 0 | 0 | 0 | 0.94632 | 0 | 0 | 0 | 0 | 0 | 0 | 0 | 0 | 0 | 0 | 0 | 0 | 0 | 0 | 0 | 0
VR:[% to Total System] | 0 | 0 | 0 | 0.051556 | 0 | 0.0021221 | 0 | 0 | 0 | 0 | 0 | 0 | 0.94632 | 0 | 0 | 0 | 0 | 0 | 0 | 0 | 0 | 0 | 0 | 0 | 0 | 0 | 0 | 0 | 0
VS:[]
VT:[FPL314]
VU:[Misc Service Rev - Connection of Existing Accounts] | 59.1203 | 29.5602 | 0 | 890366.5938 | 0 | 102662.412 | 1448.4475 | 14.7801 | 0 | 0 | 0 | 0 | 16547079.0861 | 0 | 0 | 0 | 0 | 0 | 0 | 0 | 0 | 0 | 0 | 0 | 0 | 0 | 0 | 0 | 0
CILC-1D | 59.1203 | 59.1203 | 59.1203 | 59.1203 | 59.1203 | 59.1203 | 59.1203 | 59.1203 | 59.1203 | 59.1203 | 59.1203 | 59.1203 | 59.1203 | 59.1203 | 59.1203 | 59.1203 | 59.1203
CILC-1G | 29.5602 | 29.5602 | 29.5602 | 29.5602 | 29.5602 | 29.5602 | 29.5602 | 29.5602 | 29.5602 | 29.5602 | 29.5602 | 29.5602 | 29.5602 | 29.5602 | 29.5602 | 29.5602 | 29.5602
GS(T)-1 | 890366.5938 | 890366.5938 | 890366.5938 | 890366.5938 | 890366.5938 | 890366.5938 | 890366.5938 | 890366.5938 | 890366.5938 | 890366.5938 | 890366.5938 | 890366.5938 | 890366.5938 | 890366.5938 | 890366.5938 | 890366.5938 | 890366.5938
GSD(T)-1 | 102662.412 | 102662.412 | 102662.412 | 102662.412 | 102662.412 | 102662.412 | 102662.412 | 102662.412 | 102662.412 | 102662.412 | 102662.412 | 102662.412 | 102662.412 | 102662.412 | 102662.412 | 102662.412 | 102662.412
GSLD(T)-1 | 1448.4475 | 1448.4475 | 1448.4475 | 1448.4475 | 1448.4475 | 1448.4475 | 1448.4475 | 1448.4475 | 1448.4475 | 1448.4475 | 1448.4475 | 1448.4475 | 1448.4475 | 1448.4475 | 1448.4475 | 1448.4475 | 1448.4475
GSLD(T)-2 | 14.7801 | 14.7801 | 14.7801 | 14.7801 | 14.7801 | 14.7801 | 14.7801 | 14.7801 | 14.7801 | 14.7801 | 14.7801 | 14.7801 | 14.7801 | 14.7801 | 14.7801 | 14.7801 | 14.7801
RS(T)-1 | 16547079.0861 | 16547079.0861 | 16547079.0861 | 16547079.0861 | 16547079.0861 | 16547079.0861 | 16547079.0861 | 16547079.0861 | 16547079.0861 | 16547079.0861 | 16547079.0861 | 16547079.0861 | 16547079.0861 | 16547079.0861 | 16547079.0861 | 16547079.0861 | 16547079.0861
VV:[Total Retail/Wholesale] | 17541660 | 17541660 | 17541660 | 17541660 | 17541660 | 17541660 | 17541660 | 17541660 | 17541660 | 17541660 | 17541660 | 17541660 | 17541660 | 17541660 | 17541660 | 17541660 | 17541660 | 0 | 0 | 0 | 0 | 0 | 0 | 0 | 0 | 0 | 0 | 0 | 0
CILC-1D | 59.1203 | 59.1203 | 59.1203 | 59.1203 | 59.1203 | 59.1203 | 59.1203 | 59.1203 | 59.1203 | 59.1203 | 59.1203 | 59.1203 | 59.1203 | 59.1203 | 59.1203 | 59.1203 | 59.1203 | 59.1203 | 59.1203 | 59.1203 | 59.1203 | 59.1203 | 59.1203 | 59.1203 | 59.1203 | 59.1203 | 59.1203 | 59.1203 | 59.1203
CILC-1G | 29.5602 | 29.5602 | 29.5602 | 29.5602 | 29.5602 | 29.5602 | 29.5602 | 29.5602 | 29.5602 | 29.5602 | 29.5602 | 29.5602 | 29.5602 | 29.5602 | 29.5602 | 29.5602 | 29.5602 | 29.5602 | 29.5602 | 29.5602 | 29.5602 | 29.5602 | 29.5602 | 29.5602 | 29.5602 | 29.5602 | 29.5602 | 29.5602 | 29.5602
GS(T)-1 | 890366.5938 | 890366.5938 | 890366.5938 | 890366.5938 | 890366.5938 | 890366.5938 | 890366.5938 | 890366.5938 | 890366.5938 | 890366.5938 | 890366.5938 | 890366.5938 | 890366.5938 | 890366.5938 | 890366.5938 | 890366.5938 | 890366.5938 | 890366.5938 | 890366.5938 | 890366.5938 | 890366.5938 | 890366.5938 | 890366.5938 | 890366.5938 | 890366.5938 | 890366.5938 | 890366.5938 | 890366.5938 | 890366.5938
GSD(T)-1 | 102662.412 | 102662.412 | 102662.412 | 102662.412 | 102662.412 | 102662.412 | 102662.412 | 102662.412 | 102662.412 | 102662.412 | 102662.412 | 102662.412 | 102662.412 | 102662.412 | 102662.412 | 102662.412 | 102662.412 | 102662.412 | 102662.412 | 102662.412 | 102662.412 | 102662.412 | 102662.412 | 102662.412 | 102662.412 | 102662.412 | 102662.412 | 102662.412 | 102662.412
GSLD(T)-1 | 1448.4475 | 1448.4475 | 1448.4475 | 1448.4475 | 1448.4475 | 1448.4475 | 1448.4475 | 1448.4475 | 1448.4475 | 1448.4475 | 1448.4475 | 1448.4475 | 1448.4475 | 1448.4475 | 1448.4475 | 1448.4475 | 1448.4475 | 1448.4475 | 1448.4475 | 1448.4475 | 1448.4475 | 1448.4475 | 1448.4475 | 1448.4475 | 1448.4475 | 1448.4475 | 1448.4475 | 1448.4475 | 1448.4475
GSLD(T)-2 | 14.7801 | 14.7801 | 14.7801 | 14.7801 | 14.7801 | 14.7801 | 14.7801 | 14.7801 | 14.7801 | 14.7801 | 14.7801 | 14.7801 | 14.7801 | 14.7801 | 14.7801 | 14.7801 | 14.7801 | 14.7801 | 14.7801 | 14.7801 | 14.7801 | 14.7801 | 14.7801 | 14.7801 | 14.7801 | 14.7801 | 14.7801 | 14.7801 | 14.7801
RS(T)-1 | 16547079.0861 | 16547079.0861 | 16547079.0861 | 16547079.0861 | 16547079.0861 | 16547079.0861 | 16547079.0861 | 16547079.0861 | 16547079.0861 | 16547079.0861 | 16547079.0861 | 16547079.0861 | 16547079.0861 | 16547079.0861 | 16547079.0861 | 16547079.0861 | 16547079.0861 | 16547079.0861 | 16547079.0861 | 16547079.0861 | 16547079.0861 | 16547079.0861 | 16547079.0861 | 16547079.0861 | 16547079.0861 | 16547079.0861 | 16547079.0861 | 16547079.0861 | 16547079.0861
VW:[Total Company] | 17541660 | 17541660 | 17541660 | 17541660 | 17541660 | 17541660 | 17541660 | 17541660 | 17541660 | 17541660 | 17541660 | 17541660 | 17541660 | 17541660 | 17541660 | 17541660 | 17541660 | 17541660 | 17541660 | 17541660 | 17541660 | 17541660 | 17541660 | 17541660 | 17541660 | 17541660 | 17541660 | 17541660 | 17541660
VX:[]
VY:[External Factor - FPL314] | 3.3703e-06 | 1.6851e-06 | 0 | 0.050757 | 0 | 0.0058525 | 8.2572e-05 | 8.4257e-07 | 0 | 0 | 0 | 0 | 0.9433 | 0 | 0 | 0 | 0 | 0 | 0 | 0 | 0 | 0 | 0 | 0 | 0 | 0 | 0 | 0 | 0
VZ:[% to Total System] | 3.3703e-06 | 1.6851e-06 | 0 | 0.050757 | 0 | 0.0058525 | 8.2572e-05 | 8.4257e-07 | 0 | 0 | 0 | 0 | 0.9433 | 0 | 0 | 0 | 0 | 0 | 0 | 0 | 0 | 0 | 0 | 0 | 0 | 0 | 0 | 0 | 0
WA:[]
WB:[FPL315]
WC:[Misc Service Rev - Returned Check Charges] | 3609.6915 | 0 | 0 | 266815.7171 | 0 | 155422.5788 | 10157.8476 | 0 | 0 | 0 | 9260.0115 | 0 | 5610083.4264 | 307.3437 | 0 | 0 | 0 | 0 | 0 | 0 | 0 | 0 | 0 | 0 | 0 | 0 | 0 | 0 | 0
CILC-1D | 3609.6915 | 3609.6915 | 3609.6915 | 3609.6915 | 3609.6915 | 3609.6915 | 3609.6915 | 3609.6915 | 3609.6915 | 3609.6915 | 3609.6915 | 3609.6915 | 3609.6915 | 3609.6915 | 3609.6915 | 3609.6915 | 3609.6915
GS(T)-1 | 266815.7171 | 266815.7171 | 266815.7171 | 266815.7171 | 266815.7171 | 266815.7171 | 266815.7171 | 266815.7171 | 266815.7171 | 266815.7171 | 266815.7171 | 266815.7171 | 266815.7171 | 266815.7171 | 266815.7171 | 266815.7171 | 266815.7171
GSD(T)-1 | 155422.5788 | 155422.5788 | 155422.5788 | 155422.5788 | 155422.5788 | 155422.5788 | 155422.5788 | 155422.5788 | 155422.5788 | 155422.5788 | 155422.5788 | 155422.5788 | 155422.5788 | 155422.5788 | 155422.5788 | 155422.5788 | 155422.5788
GSLD(T)-1 | 10157.8476 | 10157.8476 | 10157.8476 | 10157.8476 | 10157.8476 | 10157.8476 | 10157.8476 | 10157.8476 | 10157.8476 | 10157.8476 | 10157.8476 | 10157.8476 | 10157.8476 | 10157.8476 | 10157.8476 | 10157.8476 | 10157.8476
OL-1 | 9260.0115 | 9260.0115 | 9260.0115 | 9260.0115 | 9260.0115 | 9260.0115 | 9260.0115 | 9260.0115 | 9260.0115 | 9260.0115 | 9260.0115 | 9260.0115 | 9260.0115 | 9260.0115 | 9260.0115 | 9260.0115 | 9260.0115
RS(T)-1 | 5610083.4264 | 5610083.4264 | 5610083.4264 | 5610083.4264 | 5610083.4264 | 5610083.4264 | 5610083.4264 | 5610083.4264 | 5610083.4264 | 5610083.4264 | 5610083.4264 | 5610083.4264 | 5610083.4264 | 5610083.4264 | 5610083.4264 | 5610083.4264 | 5610083.4264
SL-1 | 307.3437 | 307.3437 | 307.3437 | 307.3437 | 307.3437 | 307.3437 | 307.3437 | 307.3437 | 307.3437 | 307.3437 | 307.3437 | 307.3437 | 307.3437 | 307.3437 | 307.3437 | 307.3437 | 307.3437
WD:[Total Retail/Wholesale] | 6055656.6166 | 6055656.6166 | 6055656.6166 | 6055656.6166 | 6055656.6166 | 6055656.6166 | 6055656.6166 | 6055656.6166 | 6055656.6166 | 6055656.6166 | 6055656.6166 | 6055656.6166 | 6055656.6166 | 6055656.6166 | 6055656.6166 | 6055656.6166 | 6055656.6166 | 0 | 0 | 0 | 0 | 0 | 0 | 0 | 0 | 0 | 0 | 0 | 0
CILC-1D | 3609.6915 | 3609.6915 | 3609.6915 | 3609.6915 | 3609.6915 | 3609.6915 | 3609.6915 | 3609.6915 | 3609.6915 | 3609.6915 | 3609.6915 | 3609.6915 | 3609.6915 | 3609.6915 | 3609.6915 | 3609.6915 | 3609.6915 | 3609.6915 | 3609.6915 | 3609.6915 | 3609.6915 | 3609.6915 | 3609.6915 | 3609.6915 | 3609.6915 | 3609.6915 | 3609.6915 | 3609.6915 | 3609.6915
GS(T)-1 | 266815.7171 | 266815.7171 | 266815.7171 | 266815.7171 | 266815.7171 | 266815.7171 | 266815.7171 | 266815.7171 | 266815.7171 | 266815.7171 | 266815.7171 | 266815.7171 | 266815.7171 | 266815.7171 | 266815.7171 | 266815.7171 | 266815.7171 | 266815.7171 | 266815.7171 | 266815.7171 | 266815.7171 | 266815.7171 | 266815.7171 | 266815.7171 | 266815.7171 | 266815.7171 | 266815.7171 | 266815.7171 | 266815.7171
GSD(T)-1 | 155422.5788 | 155422.5788 | 155422.5788 | 155422.5788 | 155422.5788 | 155422.5788 | 155422.5788 | 155422.5788 | 155422.5788 | 155422.5788 | 155422.5788 | 155422.5788 | 155422.5788 | 155422.5788 | 155422.5788 | 155422.5788 | 155422.5788 | 155422.5788 | 155422.5788 | 155422.5788 | 155422.5788 | 155422.5788 | 155422.5788 | 155422.5788 | 155422.5788 | 155422.5788 | 155422.5788 | 155422.5788 | 155422.5788
GSLD(T)-1 | 10157.8476 | 10157.8476 | 10157.8476 | 10157.8476 | 10157.8476 | 10157.8476 | 10157.8476 | 10157.8476 | 10157.8476 | 10157.8476 | 10157.8476 | 10157.8476 | 10157.8476 | 10157.8476 | 10157.8476 | 10157.8476 | 10157.8476 | 10157.8476 | 10157.8476 | 10157.8476 | 10157.8476 | 10157.8476 | 10157.8476 | 10157.8476 | 10157.8476 | 10157.8476 | 10157.8476 | 10157.8476 | 10157.8476
OL-1 | 9260.0115 | 9260.0115 | 9260.0115 | 9260.0115 | 9260.0115 | 9260.0115 | 9260.0115 | 9260.0115 | 9260.0115 | 9260.0115 | 9260.0115 | 9260.0115 | 9260.0115 | 9260.0115 | 9260.0115 | 9260.0115 | 9260.0115 | 9260.0115 | 9260.0115 | 9260.0115 | 9260.0115 | 9260.0115 | 9260.0115 | 9260.0115 | 9260.0115 | 9260.0115 | 9260.0115 | 9260.0115 | 9260.0115
RS(T)-1 | 5610083.4264 | 5610083.4264 | 5610083.4264 | 5610083.4264 | 5610083.4264 | 5610083.4264 | 5610083.4264 | 5610083.4264 | 5610083.4264 | 5610083.4264 | 5610083.4264 | 5610083.4264 | 5610083.4264 | 5610083.4264 | 5610083.4264 | 5610083.4264 | 5610083.4264 | 5610083.4264 | 5610083.4264 | 5610083.4264 | 5610083.4264 | 5610083.4264 | 5610083.4264 | 5610083.4264 | 5610083.4264 | 5610083.4264 | 5610083.4264 | 5610083.4264 | 5610083.4264
SL-1 | 307.3437 | 307.3437 | 307.3437 | 307.3437 | 307.3437 | 307.3437 | 307.3437 | 307.3437 | 307.3437 | 307.3437 | 307.3437 | 307.3437 | 307.3437 | 307.3437 | 307.3437 | 307.3437 | 307.3437 | 307.3437 | 307.3437 | 307.3437 | 307.3437 | 307.3437 | 307.3437 | 307.3437 | 307.3437 | 307.3437 | 307.3437 | 307.3437 | 307.3437
WE:[Total Company] | 6055656.6166 | 6055656.6166 | 6055656.6166 | 6055656.6166 | 6055656.6166 | 6055656.6166 | 6055656.6166 | 6055656.6166 | 6055656.6166 | 6055656.6166 | 6055656.6166 | 6055656.6166 | 6055656.6166 | 6055656.6166 | 6055656.6166 | 6055656.6166 | 6055656.6166 | 6055656.6166 | 6055656.6166 | 6055656.6166 | 6055656.6166 | 6055656.6166 | 6055656.6166 | 6055656.6166 | 6055656.6166 | 6055656.6166 | 6055656.6166 | 6055656.6166 | 6055656.6166
WF:[]
WG:[External Factor - FPL315] | 0.00059609 | 0 | 0 | 0.044061 | 0 | 0.025666 | 0.0016774 | 0 | 0 | 0 | 0.0015292 | 0 | 0.92642 | 5.0753e-05 | 0 | 0 | 0 | 0 | 0 | 0 | 0 | 0 | 0 | 0 | 0 | 0 | 0 | 0 | 0
WH:[% to Total System] | 0.00059609 | 0 | 0 | 0.044061 | 0 | 0.025666 | 0.0016774 | 0 | 0 | 0 | 0.0015292 | 0 | 0.92642 | 5.0753e-05 | 0 | 0 | 0 | 0 | 0 | 0 | 0 | 0 | 0 | 0 | 0 | 0 | 0 | 0 | 0
WI:[]
WJ:[FPL316]
WK:[Misc Service Rev - Current Diversion Charges] | 0 | 0 | 0 | 30982.8096 | 0 | 11584.798 | 1579.2049 | 0 | 0 | 0 | 0 | 0 | 1354184.6535 | 0 | 0 | 0 | 0 | 0 | 0 | 0 | 0 | 0 | 0 | 0 | 0 | 0 | 0 | 0 | 0
GS(T)-1 | 30982.8096 | 30982.8096 | 30982.8096 | 30982.8096 | 30982.8096 | 30982.8096 | 30982.8096 | 30982.8096 | 30982.8096 | 30982.8096 | 30982.8096 | 30982.8096 | 30982.8096 | 30982.8096 | 30982.8096 | 30982.8096 | 30982.8096
GSD(T)-1 | 11584.798 | 11584.798 | 11584.798 | 11584.798 | 11584.798 | 11584.798 | 11584.798 | 11584.798 | 11584.798 | 11584.798 | 11584.798 | 11584.798 | 11584.798 | 11584.798 | 11584.798 | 11584.798 | 11584.798
GSLD(T)-1 | 1579.2049 | 1579.2049 | 1579.2049 | 1579.2049 | 1579.2049 | 1579.2049 | 1579.2049 | 1579.2049 | 1579.2049 | 1579.2049 | 1579.2049 | 1579.2049 | 1579.2049 | 1579.2049 | 1579.2049 | 1579.2049 | 1579.2049
RS(T)-1 | 1354184.6535 | 1354184.6535 | 1354184.6535 | 1354184.6535 | 1354184.6535 | 1354184.6535 | 1354184.6535 | 1354184.6535 | 1354184.6535 | 1354184.6535 | 1354184.6535 | 1354184.6535 | 1354184.6535 | 1354184.6535 | 1354184.6535 | 1354184.6535 | 1354184.6535
WL:[Total Retail/Wholesale] | 1398331.4659 | 1398331.4659 | 1398331.4659 | 1398331.4659 | 1398331.4659 | 1398331.4659 | 1398331.4659 | 1398331.4659 | 1398331.4659 | 1398331.4659 | 1398331.4659 | 1398331.4659 | 1398331.4659 | 1398331.4659 | 1398331.4659 | 1398331.4659 | 1398331.4659 | 0 | 0 | 0 | 0 | 0 | 0 | 0 | 0 | 0 | 0 | 0 | 0
GS(T)-1 | 30982.8096 | 30982.8096 | 30982.8096 | 30982.8096 | 30982.8096 | 30982.8096 | 30982.8096 | 30982.8096 | 30982.8096 | 30982.8096 | 30982.8096 | 30982.8096 | 30982.8096 | 30982.8096 | 30982.8096 | 30982.8096 | 30982.8096 | 30982.8096 | 30982.8096 | 30982.8096 | 30982.8096 | 30982.8096 | 30982.8096 | 30982.8096 | 30982.8096 | 30982.8096 | 30982.8096 | 30982.8096 | 30982.8096
GSD(T)-1 | 11584.798 | 11584.798 | 11584.798 | 11584.798 | 11584.798 | 11584.798 | 11584.798 | 11584.798 | 11584.798 | 11584.798 | 11584.798 | 11584.798 | 11584.798 | 11584.798 | 11584.798 | 11584.798 | 11584.798 | 11584.798 | 11584.798 | 11584.798 | 11584.798 | 11584.798 | 11584.798 | 11584.798 | 11584.798 | 11584.798 | 11584.798 | 11584.798 | 11584.798
GSLD(T)-1 | 1579.2049 | 1579.2049 | 1579.2049 | 1579.2049 | 1579.2049 | 1579.2049 | 1579.2049 | 1579.2049 | 1579.2049 | 1579.2049 | 1579.2049 | 1579.2049 | 1579.2049 | 1579.2049 | 1579.2049 | 1579.2049 | 1579.2049 | 1579.2049 | 1579.2049 | 1579.2049 | 1579.2049 | 1579.2049 | 1579.2049 | 1579.2049 | 1579.2049 | 1579.2049 | 1579.2049 | 1579.2049 | 1579.2049
RS(T)-1 | 1354184.6535 | 1354184.6535 | 1354184.6535 | 1354184.6535 | 1354184.6535 | 1354184.6535 | 1354184.6535 | 1354184.6535 | 1354184.6535 | 1354184.6535 | 1354184.6535 | 1354184.6535 | 1354184.6535 | 1354184.6535 | 1354184.6535 | 1354184.6535 | 1354184.6535 | 1354184.6535 | 1354184.6535 | 1354184.6535 | 1354184.6535 | 1354184.6535 | 1354184.6535 | 1354184.6535 | 1354184.6535 | 1354184.6535 | 1354184.6535 | 1354184.6535 | 1354184.6535
WM:[Total Company] | 1398331.4659 | 1398331.4659 | 1398331.4659 | 1398331.4659 | 1398331.4659 | 1398331.4659 | 1398331.4659 | 1398331.4659 | 1398331.4659 | 1398331.4659 | 1398331.4659 | 1398331.4659 | 1398331.4659 | 1398331.4659 | 1398331.4659 | 1398331.4659 | 1398331.4659 | 1398331.4659 | 1398331.4659 | 1398331.4659 | 1398331.4659 | 1398331.4659 | 1398331.4659 | 1398331.4659 | 1398331.4659 | 1398331.4659 | 1398331.4659 | 1398331.4659 | 1398331.4659
WN:[]
WO:[External Factor - FPL316] | 0 | 0 | 0 | 0.022157 | 0 | 0.0082847 | 0.0011293 | 0 | 0 | 0 | 0 | 0 | 0.96843 | 0 | 0 | 0 | 0 | 0 | 0 | 0 | 0 | 0 | 0 | 0 | 0 | 0 | 0 | 0 | 0
WP:[% to Total Company] | 0 | 0 | 0 | 0.022157 | 0 | 0.0082847 | 0.0011293 | 0 | 0 | 0 | 0 | 0 | 0.96843 | 0 | 0 | 0 | 0 | 0 | 0 | 0 | 0 | 0 | 0 | 0 | 0 | 0 | 0 | 0 | 0
WQ:[]
WR:[FPL320]
CILC-1D | 278
CILC-1G |  | 62
CILC-1T |  |  | 17
GS(T)-1 |  |  |  | 430456.3333
GSCU-1 |  |  |  |  | 10880.0833
GSD(T)-1 | [5 empty] | 106794.25
GSLD(T)-1 | [6 empty] | 3093.8333
GSLD(T)-2 | [7 empty] | 157.5
GSLD(T)-3 | [8 empty] | 7
MET | [9 empty] | 27
OL-1 | [10 empty] | 57376.3575
OS-2 | [11 empty] | 181.9167
RS(T)-1 | [12 empty] | 4349628
SL-1 | [13 empty] | 9104.0833
SL-2 | [14 empty] | 914.8333
SST-DST | [15 empty] | 6
SST-TST | [16 empty] | 14
WS:[Avg No of Accounts] | 278 | 62 | 17 | 430456.3333 | 10880.0833 | 106794.25 | 3093.8333 | 157.5 | 7 | 27 | 57376.3575 | 181.9167 | 4349628 | 9104.0833 | 914.8333 | 6 | 14 | 0 | 0 | 0 | 0 | 0 | 0 | 0 | 0 | 0 | 0 | 0 | 0
CILC-1D | 4449.4119
CILC-1G |  | 2518.7611
CILC-1T |  |  | 10110.6542
GS(T)-1 |  |  |  | 101.3078
GSCU-1 |  |  |  |  | 74.0571
GSD(T)-1 | [5 empty] | 289.1222
GSLD(T)-1 | [6 empty] | 872.3357
GSLD(T)-2 | [7 empty] | 2825.7437
GSLD(T)-3 | [8 empty] | 8854.1707
MET | [9 empty] | 8852.4125
OS-2 | [11 empty] | 1745.85
RS(T)-1 | [12 empty] | 70.9513
SST-DST | [15 empty] | 8739.8929
SST-TST | [16 empty] | 8679.3897
WT:[Total M&S Meter Cost/Unit - Adjusted] | 4449.4119 | 2518.7611 | 10110.6542 | 101.3078 | 74.0571 | 289.1222 | 872.3357 | 2825.7437 | 8854.1707 | 8852.4125 | 0 | 1745.85 | 70.9513 | 0 | 0 | 8739.8929 | 8679.3897 | 0 | 0 | 0 | 0 | 0 | 0 | 0 | 0 | 0 | 0 | 0 | 0
WU:[RS-1 - Total M&S Meter Cost/Unit - Adjusted] | 70.9513 | 70.9513 | 70.9513 | 70.9513 | 70.9513 | 70.9513 | 70.9513 | 70.9513 | 70.9513 | 70.9513 | 70.9513 | 70.9513 | 70.9513 | 70.9513 | 70.9513 | 70.9513 | 70.9513 | 70.9513 | 70.9513 | 70.9513 | 70.9513 | 70.9513 | 70.9513 | 70.9513 | 70.9513 | 70.9513 | 70.9513 | 70.9513 | 70.9513
WV:[if] | 0 | 0 | 0 | 0 | 0 | 0 | 0 | 0 | 0 | 0 | 1 | 0 | 0 | 1 | 1 | 0 | 0 | 0 | 0 | 0 | 0 | 0 | 0 | 0 | 0 | 0 | 0 | 0 | 0
WW:[Customer Weight - force to 1] | 0 | 0 | 0 | 0 | 0 | 0 | 0 | 0 | 0 | 0 | 1 | 0 | 0 | 1 | 1 | 0 | 0 | 0 | 0 | 0 | 0 | 0 | 0 | 0 | 0 | 0 | 0 | 0 | 0
WX:[else] | 1 | 1 | 1 | 1 | 1 | 1 | 1 | 1 | 1 | 1 | 0 | 1 | 1 | 0 | 0 | 1 | 1 | 1 | 1 | 1 | 1 | 1 | 1 | 1 | 1 | 1 | 1 | 1 | 1
WY:[Customer Weight - calc] | 62.7108 | 35.4998 | 142.5013 | 1.4278 | 1.0438 | 4.0749 | 12.2948 | 39.8265 | 124.7922 | 124.7674 | 0 | 24.6063 | 1 | 0 | 0 | 123.1815 | 122.3288 | 0 | 0 | 0 | 0 | 0 | 0 | 0 | 0 | 0 | 0 | 0 | 0
WZ:[end if] | 0 | 0 | 0 | 0 | 0 | 0 | 0 | 0 | 0 | 0 | 0 | 0 | 0 | 0 | 0 | 0 | 0 | 0 | 0 | 0 | 0 | 0 | 0 | 0 | 0 | 0 | 0 | 0 | 0
XA:[Customer Weight - to use] | 62.7108 | 35.4998 | 142.5013 | 1.4278 | 1.0438 | 4.0749 | 12.2948 | 39.8265 | 124.7922 | 124.7674 | 1 | 24.6063 | 1 | 1 | 1 | 123.1815 | 122.3288 | 0 | 0 | 0 | 0 | 0 | 0 | 0 | 0 | 0 | 0 | 0 | 0
XB:[Weighted Average Customers - Meter and Material Cost (Retail Only)] | 17433.5922 | 2200.9904 | 2422.5216 | 614626.9643 | 11356.3341 | 435179.8111 | 38038.2054 | 6272.6753 | 873.5452 | 3368.7198 | 57376.3575 | 4476.297 | 4349628 | 9104.0833 | 914.8333 | 739.0892 | 1712.603 | 0 | 0 | 0 | 0 | 0 | 0 | 0 | 0 | 0 | 0 | 0 | 0
CILC-1D | 17433.5922 | 17433.5922 | 17433.5922 | 17433.5922 | 17433.5922 | 17433.5922 | 17433.5922 | 17433.5922 | 17433.5922 | 17433.5922 | 17433.5922 | 17433.5922 | 17433.5922 | 17433.5922 | 17433.5922 | 17433.5922 | 17433.5922
CILC-1G | 2200.9904 | 2200.9904 | 2200.9904 | 2200.9904 | 2200.9904 | 2200.9904 | 2200.9904 | 2200.9904 | 2200.9904 | 2200.9904 | 2200.9904 | 2200.9904 | 2200.9904 | 2200.9904 | 2200.9904 | 2200.9904 | 2200.9904
CILC-1T | 2422.5216 | 2422.5216 | 2422.5216 | 2422.5216 | 2422.5216 | 2422.5216 | 2422.5216 | 2422.5216 | 2422.5216 | 2422.5216 | 2422.5216 | 2422.5216 | 2422.5216 | 2422.5216 | 2422.5216 | 2422.5216 | 2422.5216
GS(T)-1 | 614626.9643 | 614626.9643 | 614626.9643 | 614626.9643 | 614626.9643 | 614626.9643 | 614626.9643 | 614626.9643 | 614626.9643 | 614626.9643 | 614626.9643 | 614626.9643 | 614626.9643 | 614626.9643 | 614626.9643 | 614626.9643 | 614626.9643
GSCU-1 | 11356.3341 | 11356.3341 | 11356.3341 | 11356.3341 | 11356.3341 | 11356.3341 | 11356.3341 | 11356.3341 | 11356.3341 | 11356.3341 | 11356.3341 | 11356.3341 | 11356.3341 | 11356.3341 | 11356.3341 | 11356.3341 | 11356.3341
GSD(T)-1 | 435179.8111 | 435179.8111 | 435179.8111 | 435179.8111 | 435179.8111 | 435179.8111 | 435179.8111 | 435179.8111 | 435179.8111 | 435179.8111 | 435179.8111 | 435179.8111 | 435179.8111 | 435179.8111 | 435179.8111 | 435179.8111 | 435179.8111
GSLD(T)-1 | 38038.2054 | 38038.2054 | 38038.2054 | 38038.2054 | 38038.2054 | 38038.2054 | 38038.2054 | 38038.2054 | 38038.2054 | 38038.2054 | 38038.2054 | 38038.2054 | 38038.2054 | 38038.2054 | 38038.2054 | 38038.2054 | 38038.2054
GSLD(T)-2 | 6272.6753 | 6272.6753 | 6272.6753 | 6272.6753 | 6272.6753 | 6272.6753 | 6272.6753 | 6272.6753 | 6272.6753 | 6272.6753 | 6272.6753 | 6272.6753 | 6272.6753 | 6272.6753 | 6272.6753 | 6272.6753 | 6272.6753
GSLD(T)-3 | 873.5452 | 873.5452 | 873.5452 | 873.5452 | 873.5452 | 873.5452 | 873.5452 | 873.5452 | 873.5452 | 873.5452 | 873.5452 | 873.5452 | 873.5452 | 873.5452 | 873.5452 | 873.5452 | 873.5452
MET | 3368.7198 | 3368.7198 | 3368.7198 | 3368.7198 | 3368.7198 | 3368.7198 | 3368.7198 | 3368.7198 | 3368.7198 | 3368.7198 | 3368.7198 | 3368.7198 | 3368.7198 | 3368.7198 | 3368.7198 | 3368.7198 | 3368.7198
OL-1 | 57376.3575 | 57376.3575 | 57376.3575 | 57376.3575 | 57376.3575 | 57376.3575 | 57376.3575 | 57376.3575 | 57376.3575 | 57376.3575 | 57376.3575 | 57376.3575 | 57376.3575 | 57376.3575 | 57376.3575 | 57376.3575 | 57376.3575
OS-2 | 4476.297 | 4476.297 | 4476.297 | 4476.297 | 4476.297 | 4476.297 | 4476.297 | 4476.297 | 4476.297 | 4476.297 | 4476.297 | 4476.297 | 4476.297 | 4476.297 | 4476.297 | 4476.297 | 4476.297
RS(T)-1 | 4349628 | 4349628 | 4349628 | 4349628 | 4349628 | 4349628 | 4349628 | 4349628 | 4349628 | 4349628 | 4349628 | 4349628 | 4349628 | 4349628 | 4349628 | 4349628 | 4349628
SL-1 | 9104.0833 | 9104.0833 | 9104.0833 | 9104.0833 | 9104.0833 | 9104.0833 | 9104.0833 | 9104.0833 | 9104.0833 | 9104.0833 | 9104.0833 | 9104.0833 | 9104.0833 | 9104.0833 | 9104.0833 | 9104.0833 | 9104.0833
SL-2 | 914.8333 | 914.8333 | 914.8333 | 914.8333 | 914.8333 | 914.8333 | 914.8333 | 914.8333 | 914.8333 | 914.8333 | 914.8333 | 914.8333 | 914.8333 | 914.8333 | 914.8333 | 914.8333 | 914.8333
SST-DST | 739.0892 | 739.0892 | 739.0892 | 739.0892 | 739.0892 | 739.0892 | 739.0892 | 739.0892 | 739.0892 | 739.0892 | 739.0892 | 739.0892 | 739.0892 | 739.0892 | 739.0892 | 739.0892 | 739.0892
SST-TST | 1712.603 | 1712.603 | 1712.603 | 1712.603 | 1712.603 | 1712.603 | 1712.603 | 1712.603 | 1712.603 | 1712.603 | 1712.603 | 1712.603 | 1712.603 | 1712.603 | 1712.603 | 1712.603 | 1712.603
XC:[Total Retail/Wholesale] | 5555724.6226 | 5555724.6226 | 5555724.6226 | 5555724.6226 | 5555724.6226 | 5555724.6226 | 5555724.6226 | 5555724.6226 | 5555724.6226 | 5555724.6226 | 5555724.6226 | 5555724.6226 | 5555724.6226 | 5555724.6226 | 5555724.6226 | 5555724.6226 | 5555724.6226 | 0 | 0 | 0 | 0 | 0 | 0 | 0 | 0 | 0 | 0 | 0 | 0
XD:[]
XE:[External Factor - FPL320] | 0.003138 | 0.00039617 | 0.00043604 | 0.11063 | 0.0020441 | 0.07833 | 0.0068467 | 0.001129 | 0.00015723 | 0.00060635 | 0.010327 | 0.00080571 | 0.78291 | 0.0016387 | 0.00016466 | 0.00013303 | 0.00030826 | 0 | 0 | 0 | 0 | 0 | 0 | 0 | 0 | 0 | 0 | 0 | 0
XF:[% to Total System] | 0.003138 | 0.00039617 | 0.00043604 | 0.11063 | 0.0020441 | 0.07833 | 0.0068467 | 0.001129 | 0.00015723 | 0.00060635 | 0.010327 | 0.00080571 | 0.78291 | 0.0016387 | 0.00016466 | 0.00013303 | 0.00030826 | 0 | 0 | 0 | 0 | 0 | 0 | 0 | 0 | 0 | 0 | 0 | 0
XG:[]
XH:[FPL325]
XI:[Average Number of Meters] | 476.4167 | 88.1667 | 30 | 418653.75 | 6603.1667 | 102291.0833 | 4447.4167 | 431.75 | 11 | 54 | 0 | 195.5833 | 4260801.0833 | 0 | 0 | 6 | 17 | 0 | 4 | 0 | 0 | 0 | 6 | 0 | 0 | 0 | 0 | 0 | 0
XJ:[TOTAL (Loaded Costs + Labor) Cost / Unit - Adjusted] | 7172.2849 | 4060.5201 | 16950.9148 | 175.2997 | 134.0945 | 624.9214 | 1732.7357 | 4844.8578 | 15219.6371 | 15217.3614 | 0 | 3598.5352 | 130.3431 | 0 | 0 | 15071.7236 | 14993.4123 | 0 | 162150.1698 | 0 | 0 | 0 | 162150.1698 | 0 | 0 | 0 | 0 | 0 | 0
XK:[Meter Costs] | 3416996.0856 | 358002.5226 | 508527.4441 | 73389877.9612 | 885448.4006 | 63923883.779 | 7706197.4228 | 2091767.3716 | 167416.0078 | 821737.5155 | 0 | 703813.5 | 555365844.8953 | 0 | 0 | 90430.3414 | 254888.0083 | 0 | 648600.6792 | 0 | 0 | 0 | 972901.0189 | 0 | 0 | 0 | 0 | 0 | 0
XL:[Energy Smart Florida Grant] | 0 | 0 | 0 | 0 | 0 | 0 | 0 | 0 | 0 | 0 | 0 | 0 | 0 | 0 | 0 | 0 | 0 | 0 | 0 | 0 | 0 | 0 | 0 | 0 | 0 | 0 | 0 | 0 | 0
XM:[Meter Costs - adjusted] | 3416996.0856 | 358002.5226 | 508527.4441 | 73389877.9612 | 885448.4006 | 63923883.779 | 7706197.4228 | 2091767.3716 | 167416.0078 | 821737.5155 | 0 | 703813.5 | 555365844.8953 | 0 | 0 | 90430.3414 | 254888.0083 | 0 | 648600.6792 | 0 | 0 | 0 | 972901.0189 | 0 | 0 | 0 | 0 | 0 | 0
CILC-1D | 3416996.0856 | 3416996.0856 | 3416996.0856 | 3416996.0856 | 3416996.0856 | 3416996.0856 | 3416996.0856 | 3416996.0856 | 3416996.0856 | 3416996.0856 | 3416996.0856 | 3416996.0856 | 3416996.0856 | 3416996.0856 | 3416996.0856 | 3416996.0856 | 3416996.0856
CILC-1G | 358002.5226 | 358002.5226 | 358002.5226 | 358002.5226 | 358002.5226 | 358002.5226 | 358002.5226 | 358002.5226 | 358002.5226 | 358002.5226 | 358002.5226 | 358002.5226 | 358002.5226 | 358002.5226 | 358002.5226 | 358002.5226 | 358002.5226
CILC-1T | 508527.4441 | 508527.4441 | 508527.4441 | 508527.4441 | 508527.4441 | 508527.4441 | 508527.4441 | 508527.4441 | 508527.4441 | 508527.4441 | 508527.4441 | 508527.4441 | 508527.4441 | 508527.4441 | 508527.4441 | 508527.4441 | 508527.4441
GS(T)-1 | 73389877.9612 | 73389877.9612 | 73389877.9612 | 73389877.9612 | 73389877.9612 | 73389877.9612 | 73389877.9612 | 73389877.9612 | 73389877.9612 | 73389877.9612 | 73389877.9612 | 73389877.9612 | 73389877.9612 | 73389877.9612 | 73389877.9612 | 73389877.9612 | 73389877.9612
GSCU-1 | 885448.4006 | 885448.4006 | 885448.4006 | 885448.4006 | 885448.4006 | 885448.4006 | 885448.4006 | 885448.4006 | 885448.4006 | 885448.4006 | 885448.4006 | 885448.4006 | 885448.4006 | 885448.4006 | 885448.4006 | 885448.4006 | 885448.4006
GSD(T)-1 | 63923883.779 | 63923883.779 | 63923883.779 | 63923883.779 | 63923883.779 | 63923883.779 | 63923883.779 | 63923883.779 | 63923883.779 | 63923883.779 | 63923883.779 | 63923883.779 | 63923883.779 | 63923883.779 | 63923883.779 | 63923883.779 | 63923883.779
GSLD(T)-1 | 7706197.4228 | 7706197.4228 | 7706197.4228 | 7706197.4228 | 7706197.4228 | 7706197.4228 | 7706197.4228 | 7706197.4228 | 7706197.4228 | 7706197.4228 | 7706197.4228 | 7706197.4228 | 7706197.4228 | 7706197.4228 | 7706197.4228 | 7706197.4228 | 7706197.4228
GSLD(T)-2 | 2091767.3716 | 2091767.3716 | 2091767.3716 | 2091767.3716 | 2091767.3716 | 2091767.3716 | 2091767.3716 | 2091767.3716 | 2091767.3716 | 2091767.3716 | 2091767.3716 | 2091767.3716 | 2091767.3716 | 2091767.3716 | 2091767.3716 | 2091767.3716 | 2091767.3716
GSLD(T)-3 | 167416.0078 | 167416.0078 | 167416.0078 | 167416.0078 | 167416.0078 | 167416.0078 | 167416.0078 | 167416.0078 | 167416.0078 | 167416.0078 | 167416.0078 | 167416.0078 | 167416.0078 | 167416.0078 | 167416.0078 | 167416.0078 | 167416.0078
MET | 821737.5155 | 821737.5155 | 821737.5155 | 821737.5155 | 821737.5155 | 821737.5155 | 821737.5155 | 821737.5155 | 821737.5155 | 821737.5155 | 821737.5155 | 821737.5155 | 821737.5155 | 821737.5155 | 821737.5155 | 821737.5155 | 821737.5155
OS-2 | 703813.5 | 703813.5 | 703813.5 | 703813.5 | 703813.5 | 703813.5 | 703813.5 | 703813.5 | 703813.5 | 703813.5 | 703813.5 | 703813.5 | 703813.5 | 703813.5 | 703813.5 | 703813.5 | 703813.5
RS(T)-1 | 555365844.8953 | 555365844.8953 | 555365844.8953 | 555365844.8953 | 555365844.8953 | 555365844.8953 | 555365844.8953 | 555365844.8953 | 555365844.8953 | 555365844.8953 | 555365844.8953 | 555365844.8953 | 555365844.8953 | 555365844.8953 | 555365844.8953 | 555365844.8953 | 555365844.8953
SST-DST | 90430.3414 | 90430.3414 | 90430.3414 | 90430.3414 | 90430.3414 | 90430.3414 | 90430.3414 | 90430.3414 | 90430.3414 | 90430.3414 | 90430.3414 | 90430.3414 | 90430.3414 | 90430.3414 | 90430.3414 | 90430.3414 | 90430.3414
SST-TST | 254888.0083 | 254888.0083 | 254888.0083 | 254888.0083 | 254888.0083 | 254888.0083 | 254888.0083 | 254888.0083 | 254888.0083 | 254888.0083 | 254888.0083 | 254888.0083 | 254888.0083 | 254888.0083 | 254888.0083 | 254888.0083 | 254888.0083
FKEC | [17 empty] | 648600.6792 | 648600.6792 | 648600.6792 | 648600.6792 | 648600.6792 | 648600.6792 | 648600.6792 | 648600.6792 | 648600.6792 | 648600.6792 | 648600.6792 | 648600.6792
LCEC | [17 empty] | 972901.0189 | 972901.0189 | 972901.0189 | 972901.0189 | 972901.0189 | 972901.0189 | 972901.0189 | 972901.0189 | 972901.0189 | 972901.0189 | 972901.0189 | 972901.0189
XN:[Total Retail/Wholesale] | 709684831.2558 | 709684831.2558 | 709684831.2558 | 709684831.2558 | 709684831.2558 | 709684831.2558 | 709684831.2558 | 709684831.2558 | 709684831.2558 | 709684831.2558 | 709684831.2558 | 709684831.2558 | 709684831.2558 | 709684831.2558 | 709684831.2558 | 709684831.2558 | 709684831.2558 | 1621501.6981 | 1621501.6981 | 1621501.6981 | 1621501.6981 | 1621501.6981 | 1621501.6981 | 1621501.6981 | 1621501.6981 | 1621501.6981 | 1621501.6981 | 1621501.6981 | 1621501.6981
CILC-1D | 3416996.0856 | 3416996.0856 | 3416996.0856 | 3416996.0856 | 3416996.0856 | 3416996.0856 | 3416996.0856 | 3416996.0856 | 3416996.0856 | 3416996.0856 | 3416996.0856 | 3416996.0856 | 3416996.0856 | 3416996.0856 | 3416996.0856 | 3416996.0856 | 3416996.0856 | 3416996.0856 | 3416996.0856 | 3416996.0856 | 3416996.0856 | 3416996.0856 | 3416996.0856 | 3416996.0856 | 3416996.0856 | 3416996.0856 | 3416996.0856 | 3416996.0856 | 3416996.0856
CILC-1G | 358002.5226 | 358002.5226 | 358002.5226 | 358002.5226 | 358002.5226 | 358002.5226 | 358002.5226 | 358002.5226 | 358002.5226 | 358002.5226 | 358002.5226 | 358002.5226 | 358002.5226 | 358002.5226 | 358002.5226 | 358002.5226 | 358002.5226 | 358002.5226 | 358002.5226 | 358002.5226 | 358002.5226 | 358002.5226 | 358002.5226 | 358002.5226 | 358002.5226 | 358002.5226 | 358002.5226 | 358002.5226 | 358002.5226
CILC-1T | 508527.4441 | 508527.4441 | 508527.4441 | 508527.4441 | 508527.4441 | 508527.4441 | 508527.4441 | 508527.4441 | 508527.4441 | 508527.4441 | 508527.4441 | 508527.4441 | 508527.4441 | 508527.4441 | 508527.4441 | 508527.4441 | 508527.4441 | 508527.4441 | 508527.4441 | 508527.4441 | 508527.4441 | 508527.4441 | 508527.4441 | 508527.4441 | 508527.4441 | 508527.4441 | 508527.4441 | 508527.4441 | 508527.4441
GS(T)-1 | 73389877.9612 | 73389877.9612 | 73389877.9612 | 73389877.9612 | 73389877.9612 | 73389877.9612 | 73389877.9612 | 73389877.9612 | 73389877.9612 | 73389877.9612 | 73389877.9612 | 73389877.9612 | 73389877.9612 | 73389877.9612 | 73389877.9612 | 73389877.9612 | 73389877.9612 | 73389877.9612 | 73389877.9612 | 73389877.9612 | 73389877.9612 | 73389877.9612 | 73389877.9612 | 73389877.9612 | 73389877.9612 | 73389877.9612 | 73389877.9612 | 73389877.9612 | 73389877.9612
GSCU-1 | 885448.4006 | 885448.4006 | 885448.4006 | 885448.4006 | 885448.4006 | 885448.4006 | 885448.4006 | 885448.4006 | 885448.4006 | 885448.4006 | 885448.4006 | 885448.4006 | 885448.4006 | 885448.4006 | 885448.4006 | 885448.4006 | 885448.4006 | 885448.4006 | 885448.4006 | 885448.4006 | 885448.4006 | 885448.4006 | 885448.4006 | 885448.4006 | 885448.4006 | 885448.4006 | 885448.4006 | 885448.4006 | 885448.4006
GSD(T)-1 | 63923883.779 | 63923883.779 | 63923883.779 | 63923883.779 | 63923883.779 | 63923883.779 | 63923883.779 | 63923883.779 | 63923883.779 | 63923883.779 | 63923883.779 | 63923883.779 | 63923883.779 | 63923883.779 | 63923883.779 | 63923883.779 | 63923883.779 | 63923883.779 | 63923883.779 | 63923883.779 | 63923883.779 | 63923883.779 | 63923883.779 | 63923883.779 | 63923883.779 | 63923883.779 | 63923883.779 | 63923883.779 | 63923883.779
GSLD(T)-1 | 7706197.4228 | 7706197.4228 | 7706197.4228 | 7706197.4228 | 7706197.4228 | 7706197.4228 | 7706197.4228 | 7706197.4228 | 7706197.4228 | 7706197.4228 | 7706197.4228 | 7706197.4228 | 7706197.4228 | 7706197.4228 | 7706197.4228 | 7706197.4228 | 7706197.4228 | 7706197.4228 | 7706197.4228 | 7706197.4228 | 7706197.4228 | 7706197.4228 | 7706197.4228 | 7706197.4228 | 7706197.4228 | 7706197.4228 | 7706197.4228 | 7706197.4228 | 7706197.4228
GSLD(T)-2 | 2091767.3716 | 2091767.3716 | 2091767.3716 | 2091767.3716 | 2091767.3716 | 2091767.3716 | 2091767.3716 | 2091767.3716 | 2091767.3716 | 2091767.3716 | 2091767.3716 | 2091767.3716 | 2091767.3716 | 2091767.3716 | 2091767.3716 | 2091767.3716 | 2091767.3716 | 2091767.3716 | 2091767.3716 | 2091767.3716 | 2091767.3716 | 2091767.3716 | 2091767.3716 | 2091767.3716 | 2091767.3716 | 2091767.3716 | 2091767.3716 | 2091767.3716 | 2091767.3716
GSLD(T)-3 | 167416.0078 | 167416.0078 | 167416.0078 | 167416.0078 | 167416.0078 | 167416.0078 | 167416.0078 | 167416.0078 | 167416.0078 | 167416.0078 | 167416.0078 | 167416.0078 | 167416.0078 | 167416.0078 | 167416.0078 | 167416.0078 | 167416.0078 | 167416.0078 | 167416.0078 | 167416.0078 | 167416.0078 | 167416.0078 | 167416.0078 | 167416.0078 | 167416.0078 | 167416.0078 | 167416.0078 | 167416.0078 | 167416.0078
MET | 821737.5155 | 821737.5155 | 821737.5155 | 821737.5155 | 821737.5155 | 821737.5155 | 821737.5155 | 821737.5155 | 821737.5155 | 821737.5155 | 821737.5155 | 821737.5155 | 821737.5155 | 821737.5155 | 821737.5155 | 821737.5155 | 821737.5155 | 821737.5155 | 821737.5155 | 821737.5155 | 821737.5155 | 821737.5155 | 821737.5155 | 821737.5155 | 821737.5155 | 821737.5155 | 821737.5155 | 821737.5155 | 821737.5155
OS-2 | 703813.5 | 703813.5 | 703813.5 | 703813.5 | 703813.5 | 703813.5 | 703813.5 | 703813.5 | 703813.5 | 703813.5 | 703813.5 | 703813.5 | 703813.5 | 703813.5 | 703813.5 | 703813.5 | 703813.5 | 703813.5 | 703813.5 | 703813.5 | 703813.5 | 703813.5 | 703813.5 | 703813.5 | 703813.5 | 703813.5 | 703813.5 | 703813.5 | 703813.5
RS(T)-1 | 555365844.8953 | 555365844.8953 | 555365844.8953 | 555365844.8953 | 555365844.8953 | 555365844.8953 | 555365844.8953 | 555365844.8953 | 555365844.8953 | 555365844.8953 | 555365844.8953 | 555365844.8953 | 555365844.8953 | 555365844.8953 | 555365844.8953 | 555365844.8953 | 555365844.8953 | 555365844.8953 | 555365844.8953 | 555365844.8953 | 555365844.8953 | 555365844.8953 | 555365844.8953 | 555365844.8953 | 555365844.8953 | 555365844.8953 | 555365844.8953 | 555365844.8953 | 555365844.8953
SST-DST | 90430.3414 | 90430.3414 | 90430.3414 | 90430.3414 | 90430.3414 | 90430.3414 | 90430.3414 | 90430.3414 | 90430.3414 | 90430.3414 | 90430.3414 | 90430.3414 | 90430.3414 | 90430.3414 | 90430.3414 | 90430.3414 | 90430.3414 | 90430.3414 | 90430.3414 | 90430.3414 | 90430.3414 | 90430.3414 | 90430.3414 | 90430.3414 | 90430.3414 | 90430.3414 | 90430.3414 | 90430.3414 | 90430.3414
SST-TST | 254888.0083 | 254888.0083 | 254888.0083 | 254888.0083 | 254888.0083 | 254888.0083 | 254888.0083 | 254888.0083 | 254888.0083 | 254888.0083 | 254888.0083 | 254888.0083 | 254888.0083 | 254888.0083 | 254888.0083 | 254888.0083 | 254888.0083 | 254888.0083 | 254888.0083 | 254888.0083 | 254888.0083 | 254888.0083 | 254888.0083 | 254888.0083 | 254888.0083 | 254888.0083 | 254888.0083 | 254888.0083 | 254888.0083
FKEC | 648600.6792 | 648600.6792 | 648600.6792 | 648600.6792 | 648600.6792 | 648600.6792 | 648600.6792 | 648600.6792 | 648600.6792 | 648600.6792 | 648600.6792 | 648600.6792 | 648600.6792 | 648600.6792 | 648600.6792 | 648600.6792 | 648600.6792 | 648600.6792 | 648600.6792 | 648600.6792 | 648600.6792 | 648600.6792 | 648600.6792 | 648600.6792 | 648600.6792 | 648600.6792 | 648600.6792 | 648600.6792 | 648600.6792
LCEC | 972901.0189 | 972901.0189 | 972901.0189 | 972901.0189 | 972901.0189 | 972901.0189 | 972901.0189 | 972901.0189 | 972901.0189 | 972901.0189 | 972901.0189 | 972901.0189 | 972901.0189 | 972901.0189 | 972901.0189 | 972901.0189 | 972901.0189 | 972901.0189 | 972901.0189 | 972901.0189 | 972901.0189 | 972901.0189 | 972901.0189 | 972901.0189 | 972901.0189 | 972901.0189 | 972901.0189 | 972901.0189 | 972901.0189
XO:[Total Company] | 711306332.9539 | 711306332.9539 | 711306332.9539 | 711306332.9539 | 711306332.9539 | 711306332.9539 | 711306332.9539 | 711306332.9539 | 711306332.9539 | 711306332.9539 | 711306332.9539 | 711306332.9539 | 711306332.9539 | 711306332.9539 | 711306332.9539 | 711306332.9539 | 711306332.9539 | 711306332.9539 | 711306332.9539 | 711306332.9539 | 711306332.9539 | 711306332.9539 | 711306332.9539 | 711306332.9539 | 711306332.9539 | 711306332.9539 | 711306332.9539 | 711306332.9539 | 711306332.9539
XP:[]
XQ:[External Factor - FPL325] | 0.0048148 | 0.00050445 | 0.00071655 | 0.10341 | 0.0012477 | 0.090074 | 0.010859 | 0.0029475 | 0.0002359 | 0.0011579 | 0 | 0.00099173 | 0.78255 | 0 | 0 | 0.00012742 | 0.00035916 | 0 | 0.4 | 0 | 0 | 0 | 0.6 | 0 | 0 | 0 | 0 | 0 | 0
XR:[% to Total System] | 0.0048038 | 0.0005033 | 0.00071492 | 0.10318 | 0.0012448 | 0.089868 | 0.010834 | 0.0029407 | 0.00023536 | 0.0011553 | 0 | 0.00098947 | 0.78077 | 0 | 0 | 0.00012713 | 0.00035834 | 0 | 0.00091184 | 0 | 0 | 0 | 0.0013678 | 0 | 0 | 0 | 0 | 0 | 0
XS:[]
XT:[FPL330]
XU:[Meter Reading Expenses] | 37567.6103 | 5939.0914 | 2399.5478 | 2391723.7822 | 12101.4553 | 1733314.11 | 208493.8368 | 33811.947 | 879.7905 | 4318.9714 | 0 | 11176.6522 | 7587440.9576 | 0 | 0 | 479.8857 | 1359.6762 | 0 | 77.9504 | 0 | 0 | 0 | 116.9255 | 0 | 0 | 0 | 0 | 0 | 0
CILC-1D | 37567.6103 | 37567.6103 | 37567.6103 | 37567.6103 | 37567.6103 | 37567.6103 | 37567.6103 | 37567.6103 | 37567.6103 | 37567.6103 | 37567.6103 | 37567.6103 | 37567.6103 | 37567.6103 | 37567.6103 | 37567.6103 | 37567.6103
CILC-1G | 5939.0914 | 5939.0914 | 5939.0914 | 5939.0914 | 5939.0914 | 5939.0914 | 5939.0914 | 5939.0914 | 5939.0914 | 5939.0914 | 5939.0914 | 5939.0914 | 5939.0914 | 5939.0914 | 5939.0914 | 5939.0914 | 5939.0914
CILC-1T | 2399.5478 | 2399.5478 | 2399.5478 | 2399.5478 | 2399.5478 | 2399.5478 | 2399.5478 | 2399.5478 | 2399.5478 | 2399.5478 | 2399.5478 | 2399.5478 | 2399.5478 | 2399.5478 | 2399.5478 | 2399.5478 | 2399.5478
GS(T)-1 | 2391723.7822 | 2391723.7822 | 2391723.7822 | 2391723.7822 | 2391723.7822 | 2391723.7822 | 2391723.7822 | 2391723.7822 | 2391723.7822 | 2391723.7822 | 2391723.7822 | 2391723.7822 | 2391723.7822 | 2391723.7822 | 2391723.7822 | 2391723.7822 | 2391723.7822
GSCU-1 | 12101.4553 | 12101.4553 | 12101.4553 | 12101.4553 | 12101.4553 | 12101.4553 | 12101.4553 | 12101.4553 | 12101.4553 | 12101.4553 | 12101.4553 | 12101.4553 | 12101.4553 | 12101.4553 | 12101.4553 | 12101.4553 | 12101.4553
GSD(T)-1 | 1733314.11 | 1733314.11 | 1733314.11 | 1733314.11 | 1733314.11 | 1733314.11 | 1733314.11 | 1733314.11 | 1733314.11 | 1733314.11 | 1733314.11 | 1733314.11 | 1733314.11 | 1733314.11 | 1733314.11 | 1733314.11 | 1733314.11
GSLD(T)-1 | 208493.8368 | 208493.8368 | 208493.8368 | 208493.8368 | 208493.8368 | 208493.8368 | 208493.8368 | 208493.8368 | 208493.8368 | 208493.8368 | 208493.8368 | 208493.8368 | 208493.8368 | 208493.8368 | 208493.8368 | 208493.8368 | 208493.8368
GSLD(T)-2 | 33811.947 | 33811.947 | 33811.947 | 33811.947 | 33811.947 | 33811.947 | 33811.947 | 33811.947 | 33811.947 | 33811.947 | 33811.947 | 33811.947 | 33811.947 | 33811.947 | 33811.947 | 33811.947 | 33811.947
GSLD(T)-3 | 879.7905 | 879.7905 | 879.7905 | 879.7905 | 879.7905 | 879.7905 | 879.7905 | 879.7905 | 879.7905 | 879.7905 | 879.7905 | 879.7905 | 879.7905 | 879.7905 | 879.7905 | 879.7905 | 879.7905
MET | 4318.9714 | 4318.9714 | 4318.9714 | 4318.9714 | 4318.9714 | 4318.9714 | 4318.9714 | 4318.9714 | 4318.9714 | 4318.9714 | 4318.9714 | 4318.9714 | 4318.9714 | 4318.9714 | 4318.9714 | 4318.9714 | 4318.9714
OS-2 | 11176.6522 | 11176.6522 | 11176.6522 | 11176.6522 | 11176.6522 | 11176.6522 | 11176.6522 | 11176.6522 | 11176.6522 | 11176.6522 | 11176.6522 | 11176.6522 | 11176.6522 | 11176.6522 | 11176.6522 | 11176.6522 | 11176.6522
RS(T)-1 | 7587440.9576 | 7587440.9576 | 7587440.9576 | 7587440.9576 | 7587440.9576 | 7587440.9576 | 7587440.9576 | 7587440.9576 | 7587440.9576 | 7587440.9576 | 7587440.9576 | 7587440.9576 | 7587440.9576 | 7587440.9576 | 7587440.9576 | 7587440.9576 | 7587440.9576
SST-DST | 479.8857 | 479.8857 | 479.8857 | 479.8857 | 479.8857 | 479.8857 | 479.8857 | 479.8857 | 479.8857 | 479.8857 | 479.8857 | 479.8857 | 479.8857 | 479.8857 | 479.8857 | 479.8857 | 479.8857
SST-TST | 1359.6762 | 1359.6762 | 1359.6762 | 1359.6762 | 1359.6762 | 1359.6762 | 1359.6762 | 1359.6762 | 1359.6762 | 1359.6762 | 1359.6762 | 1359.6762 | 1359.6762 | 1359.6762 | 1359.6762 | 1359.6762 | 1359.6762
FKEC | [17 empty] | 77.9504 | 77.9504 | 77.9504 | 77.9504 | 77.9504 | 77.9504 | 77.9504 | 77.9504 | 77.9504 | 77.9504 | 77.9504 | 77.9504
LCEC | [17 empty] | 116.9255 | 116.9255 | 116.9255 | 116.9255 | 116.9255 | 116.9255 | 116.9255 | 116.9255 | 116.9255 | 116.9255 | 116.9255 | 116.9255
XV:[Total Retail/Wholesale] | 12031007.3141 | 12031007.3141 | 12031007.3141 | 12031007.3141 | 12031007.3141 | 12031007.3141 | 12031007.3141 | 12031007.3141 | 12031007.3141 | 12031007.3141 | 12031007.3141 | 12031007.3141 | 12031007.3141 | 12031007.3141 | 12031007.3141 | 12031007.3141 | 12031007.3141 | 194.8759 | 194.8759 | 194.8759 | 194.8759 | 194.8759 | 194.8759 | 194.8759 | 194.8759 | 194.8759 | 194.8759 | 194.8759 | 194.8759
CILC-1D | 37567.6103 | 37567.6103 | 37567.6103 | 37567.6103 | 37567.6103 | 37567.6103 | 37567.6103 | 37567.6103 | 37567.6103 | 37567.6103 | 37567.6103 | 37567.6103 | 37567.6103 | 37567.6103 | 37567.6103 | 37567.6103 | 37567.6103 | 37567.6103 | 37567.6103 | 37567.6103 | 37567.6103 | 37567.6103 | 37567.6103 | 37567.6103 | 37567.6103 | 37567.6103 | 37567.6103 | 37567.6103 | 37567.6103
CILC-1G | 5939.0914 | 5939.0914 | 5939.0914 | 5939.0914 | 5939.0914 | 5939.0914 | 5939.0914 | 5939.0914 | 5939.0914 | 5939.0914 | 5939.0914 | 5939.0914 | 5939.0914 | 5939.0914 | 5939.0914 | 5939.0914 | 5939.0914 | 5939.0914 | 5939.0914 | 5939.0914 | 5939.0914 | 5939.0914 | 5939.0914 | 5939.0914 | 5939.0914 | 5939.0914 | 5939.0914 | 5939.0914 | 5939.0914
CILC-1T | 2399.5478 | 2399.5478 | 2399.5478 | 2399.5478 | 2399.5478 | 2399.5478 | 2399.5478 | 2399.5478 | 2399.5478 | 2399.5478 | 2399.5478 | 2399.5478 | 2399.5478 | 2399.5478 | 2399.5478 | 2399.5478 | 2399.5478 | 2399.5478 | 2399.5478 | 2399.5478 | 2399.5478 | 2399.5478 | 2399.5478 | 2399.5478 | 2399.5478 | 2399.5478 | 2399.5478 | 2399.5478 | 2399.5478
GS(T)-1 | 2391723.7822 | 2391723.7822 | 2391723.7822 | 2391723.7822 | 2391723.7822 | 2391723.7822 | 2391723.7822 | 2391723.7822 | 2391723.7822 | 2391723.7822 | 2391723.7822 | 2391723.7822 | 2391723.7822 | 2391723.7822 | 2391723.7822 | 2391723.7822 | 2391723.7822 | 2391723.7822 | 2391723.7822 | 2391723.7822 | 2391723.7822 | 2391723.7822 | 2391723.7822 | 2391723.7822 | 2391723.7822 | 2391723.7822 | 2391723.7822 | 2391723.7822 | 2391723.7822
GSCU-1 | 12101.4553 | 12101.4553 | 12101.4553 | 12101.4553 | 12101.4553 | 12101.4553 | 12101.4553 | 12101.4553 | 12101.4553 | 12101.4553 | 12101.4553 | 12101.4553 | 12101.4553 | 12101.4553 | 12101.4553 | 12101.4553 | 12101.4553 | 12101.4553 | 12101.4553 | 12101.4553 | 12101.4553 | 12101.4553 | 12101.4553 | 12101.4553 | 12101.4553 | 12101.4553 | 12101.4553 | 12101.4553 | 12101.4553
GSD(T)-1 | 1733314.11 | 1733314.11 | 1733314.11 | 1733314.11 | 1733314.11 | 1733314.11 | 1733314.11 | 1733314.11 | 1733314.11 | 1733314.11 | 1733314.11 | 1733314.11 | 1733314.11 | 1733314.11 | 1733314.11 | 1733314.11 | 1733314.11 | 1733314.11 | 1733314.11 | 1733314.11 | 1733314.11 | 1733314.11 | 1733314.11 | 1733314.11 | 1733314.11 | 1733314.11 | 1733314.11 | 1733314.11 | 1733314.11
GSLD(T)-1 | 208493.8368 | 208493.8368 | 208493.8368 | 208493.8368 | 208493.8368 | 208493.8368 | 208493.8368 | 208493.8368 | 208493.8368 | 208493.8368 | 208493.8368 | 208493.8368 | 208493.8368 | 208493.8368 | 208493.8368 | 208493.8368 | 208493.8368 | 208493.8368 | 208493.8368 | 208493.8368 | 208493.8368 | 208493.8368 | 208493.8368 | 208493.8368 | 208493.8368 | 208493.8368 | 208493.8368 | 208493.8368 | 208493.8368
GSLD(T)-2 | 33811.947 | 33811.947 | 33811.947 | 33811.947 | 33811.947 | 33811.947 | 33811.947 | 33811.947 | 33811.947 | 33811.947 | 33811.947 | 33811.947 | 33811.947 | 33811.947 | 33811.947 | 33811.947 | 33811.947 | 33811.947 | 33811.947 | 33811.947 | 33811.947 | 33811.947 | 33811.947 | 33811.947 | 33811.947 | 33811.947 | 33811.947 | 33811.947 | 33811.947
GSLD(T)-3 | 879.7905 | 879.7905 | 879.7905 | 879.7905 | 879.7905 | 879.7905 | 879.7905 | 879.7905 | 879.7905 | 879.7905 | 879.7905 | 879.7905 | 879.7905 | 879.7905 | 879.7905 | 879.7905 | 879.7905 | 879.7905 | 879.7905 | 879.7905 | 879.7905 | 879.7905 | 879.7905 | 879.7905 | 879.7905 | 879.7905 | 879.7905 | 879.7905 | 879.7905
MET | 4318.9714 | 4318.9714 | 4318.9714 | 4318.9714 | 4318.9714 | 4318.9714 | 4318.9714 | 4318.9714 | 4318.9714 | 4318.9714 | 4318.9714 | 4318.9714 | 4318.9714 | 4318.9714 | 4318.9714 | 4318.9714 | 4318.9714 | 4318.9714 | 4318.9714 | 4318.9714 | 4318.9714 | 4318.9714 | 4318.9714 | 4318.9714 | 4318.9714 | 4318.9714 | 4318.9714 | 4318.9714 | 4318.9714
OS-2 | 11176.6522 | 11176.6522 | 11176.6522 | 11176.6522 | 11176.6522 | 11176.6522 | 11176.6522 | 11176.6522 | 11176.6522 | 11176.6522 | 11176.6522 | 11176.6522 | 11176.6522 | 11176.6522 | 11176.6522 | 11176.6522 | 11176.6522 | 11176.6522 | 11176.6522 | 11176.6522 | 11176.6522 | 11176.6522 | 11176.6522 | 11176.6522 | 11176.6522 | 11176.6522 | 11176.6522 | 11176.6522 | 11176.6522
RS(T)-1 | 7587440.9576 | 7587440.9576 | 7587440.9576 | 7587440.9576 | 7587440.9576 | 7587440.9576 | 7587440.9576 | 7587440.9576 | 7587440.9576 | 7587440.9576 | 7587440.9576 | 7587440.9576 | 7587440.9576 | 7587440.9576 | 7587440.9576 | 7587440.9576 | 7587440.9576 | 7587440.9576 | 7587440.9576 | 7587440.9576 | 7587440.9576 | 7587440.9576 | 7587440.9576 | 7587440.9576 | 7587440.9576 | 7587440.9576 | 7587440.9576 | 7587440.9576 | 7587440.9576
SST-DST | 479.8857 | 479.8857 | 479.8857 | 479.8857 | 479.8857 | 479.8857 | 479.8857 | 479.8857 | 479.8857 | 479.8857 | 479.8857 | 479.8857 | 479.8857 | 479.8857 | 479.8857 | 479.8857 | 479.8857 | 479.8857 | 479.8857 | 479.8857 | 479.8857 | 479.8857 | 479.8857 | 479.8857 | 479.8857 | 479.8857 | 479.8857 | 479.8857 | 479.8857
SST-TST | 1359.6762 | 1359.6762 | 1359.6762 | 1359.6762 | 1359.6762 | 1359.6762 | 1359.6762 | 1359.6762 | 1359.6762 | 1359.6762 | 1359.6762 | 1359.6762 | 1359.6762 | 1359.6762 | 1359.6762 | 1359.6762 | 1359.6762 | 1359.6762 | 1359.6762 | 1359.6762 | 1359.6762 | 1359.6762 | 1359.6762 | 1359.6762 | 1359.6762 | 1359.6762 | 1359.6762 | 1359.6762 | 1359.6762
FKEC | 77.9504 | 77.9504 | 77.9504 | 77.9504 | 77.9504 | 77.9504 | 77.9504 | 77.9504 | 77.9504 | 77.9504 | 77.9504 | 77.9504 | 77.9504 | 77.9504 | 77.9504 | 77.9504 | 77.9504 | 77.9504 | 77.9504 | 77.9504 | 77.9504 | 77.9504 | 77.9504 | 77.9504 | 77.9504 | 77.9504 | 77.9504 | 77.9504 | 77.9504
LCEC | 116.9255 | 116.9255 | 116.9255 | 116.9255 | 116.9255 | 116.9255 | 116.9255 | 116.9255 | 116.9255 | 116.9255 | 116.9255 | 116.9255 | 116.9255 | 116.9255 | 116.9255 | 116.9255 | 116.9255 | 116.9255 | 116.9255 | 116.9255 | 116.9255 | 116.9255 | 116.9255 | 116.9255 | 116.9255 | 116.9255 | 116.9255 | 116.9255 | 116.9255
XW:[Total Company] | 12031202.19 | 12031202.19 | 12031202.19 | 12031202.19 | 12031202.19 | 12031202.19 | 12031202.19 | 12031202.19 | 12031202.19 | 12031202.19 | 12031202.19 | 12031202.19 | 12031202.19 | 12031202.19 | 12031202.19 | 12031202.19 | 12031202.19 | 12031202.19 | 12031202.19 | 12031202.19 | 12031202.19 | 12031202.19 | 12031202.19 | 12031202.19 | 12031202.19 | 12031202.19 | 12031202.19 | 12031202.19 | 12031202.19
XX:[]
XY:[External Factor - FPL330] | 0.0031226 | 0.00049365 | 0.00019945 | 0.1988 | 0.0010059 | 0.14407 | 0.01733 | 0.0028104 | 7.3127e-05 | 0.00035899 | 0 | 0.00092899 | 0.63066 | 0 | 0 | 3.9887e-05 | 0.00011301 | 0 | 0.4 | 0 | 0 | 0 | 0.6 | 0 | 0 | 0 | 0 | 0 | 0
XZ:[% to Total System] | 0.0031225 | 0.00049364 | 0.00019944 | 0.19879 | 0.0010058 | 0.14407 | 0.017329 | 0.0028104 | 7.3126e-05 | 0.00035898 | 0 | 0.00092897 | 0.63065 | 0 | 0 | 3.9887e-05 | 0.00011301 | 0 | 6.479e-06 | 0 | 0 | 0 | 9.7185e-06 | 0 | 0 | 0 | 0 | 0 | 0
YA:[]
YB:[FPL355]
YC:[Avg No of Customers] | 278 | 62 | 17 | 430456.3333 | 10880.0833 | 106794.25 | 3093.8333 | 157.5 | 7 | 27 | 5407.5 | 181.9167 | 4349628 | 9104.0833 | 914.8333 | 6 | 14 | 0 | 1 | 0 | 0 | 1 | 1 | 0 | 1 | 1 | 1 | 1 | 0
YD:[Fully Loaded (Stores,EO) Cost / Unit - Adjusted] | 5759.0215 | 3260.1161 | 13086.5555 | 131.1261 | 95.8545 | 374.2204 | 1129.093 | 3657.4539 | 11460.2471 | 11457.9714 | 0 | 2259.7116 | 91.8347 | 0 | 0 | 11312.3336 | 11234.0223 | 0 | 158390.7798 | 0 | 0 | 0 | 158390.7798 | 0 | 0 | 0 | 0 | 0 | 0
YE:[RS-1 - Fully Loaded (Stores,EO) Cost / Unit - Adjusted] | 91.8347 | 91.8347 | 91.8347 | 91.8347 | 91.8347 | 91.8347 | 91.8347 | 91.8347 | 91.8347 | 91.8347 | 91.8347 | 91.8347 | 91.8347 | 91.8347 | 91.8347 | 91.8347 | 91.8347 | 91.8347 | 91.8347 | 91.8347 | 91.8347 | 91.8347 | 91.8347 | 91.8347 | 91.8347 | 91.8347 | 91.8347 | 91.8347 | 91.8347
YF:[if] | 0 | 0 | 0 | 0 | 0 | 0 | 0 | 0 | 0 | 0 | 1 | 0 | 0 | 1 | 1 | 0 | 0 | 0 | 0 | 0 | 0 | 0 | 0 | 0 | 0 | 0 | 0 | 0 | 0
YG:[Customer Weight - force to 1] | 0 | 0 | 0 | 0 | 0 | 0 | 0 | 0 | 0 | 0 | 1 | 0 | 0 | 1 | 1 | 0 | 0 | 0 | 0 | 0 | 0 | 0 | 0 | 0 | 0 | 0 | 0 | 0 | 0
YH:[else] | 1 | 1 | 1 | 1 | 1 | 1 | 1 | 1 | 1 | 1 | 0 | 1 | 1 | 0 | 0 | 1 | 1 | 1 | 1 | 1 | 1 | 1 | 1 | 1 | 1 | 1 | 1 | 1 | 1
YI:[Customer Weight - calc] | 62.7108 | 35.4998 | 142.5013 | 1.4278 | 1.0438 | 4.0749 | 12.2948 | 39.8265 | 124.7922 | 124.7674 | 0 | 24.6063 | 1 | 0 | 0 | 123.1815 | 122.3288 | 0 | 1724.7386 | 0 | 0 | 0 | 1724.7386 | 0 | 0 | 0 | 0 | 0 | 0
YJ:[end if] | 0 | 0 | 0 | 0 | 0 | 0 | 0 | 0 | 0 | 0 | 0 | 0 | 0 | 0 | 0 | 0 | 0 | 0 | 0 | 0 | 0 | 0 | 0 | 0 | 0 | 0 | 0 | 0 | 0
YK:[Customer Weight - to use] | 62.7108 | 35.4998 | 142.5013 | 1.4278 | 1.0438 | 4.0749 | 12.2948 | 39.8265 | 124.7922 | 124.7674 | 1 | 24.6063 | 1 | 1 | 1 | 123.1815 | 122.3288 | 0 | 1724.7386 | 0 | 0 | 0 | 1724.7386 | 0 | 0 | 0 | 0 | 0 | 0
YL:[Weighted Average Customers - Material Cost Only] | 17433.5922 | 2200.9904 | 2422.5216 | 614626.9643 | 11356.3341 | 435179.8111 | 38038.2054 | 6272.6753 | 873.5452 | 3368.7198 | 5407.5 | 4476.297 | 4349628 | 9104.0833 | 914.8333 | 739.0892 | 1712.603 | 0 | 1724.7386 | 0 | 0 | 0 | 1724.7386 | 0 | 0 | 0 | 0 | 0 | 0
CILC-1D | 17433.5922 | 17433.5922 | 17433.5922 | 17433.5922 | 17433.5922 | 17433.5922 | 17433.5922 | 17433.5922 | 17433.5922 | 17433.5922 | 17433.5922 | 17433.5922 | 17433.5922 | 17433.5922 | 17433.5922 | 17433.5922 | 17433.5922
CILC-1G | 2200.9904 | 2200.9904 | 2200.9904 | 2200.9904 | 2200.9904 | 2200.9904 | 2200.9904 | 2200.9904 | 2200.9904 | 2200.9904 | 2200.9904 | 2200.9904 | 2200.9904 | 2200.9904 | 2200.9904 | 2200.9904 | 2200.9904
CILC-1T | 2422.5216 | 2422.5216 | 2422.5216 | 2422.5216 | 2422.5216 | 2422.5216 | 2422.5216 | 2422.5216 | 2422.5216 | 2422.5216 | 2422.5216 | 2422.5216 | 2422.5216 | 2422.5216 | 2422.5216 | 2422.5216 | 2422.5216
GS(T)-1 | 614626.9643 | 614626.9643 | 614626.9643 | 614626.9643 | 614626.9643 | 614626.9643 | 614626.9643 | 614626.9643 | 614626.9643 | 614626.9643 | 614626.9643 | 614626.9643 | 614626.9643 | 614626.9643 | 614626.9643 | 614626.9643 | 614626.9643
GSCU-1 | 11356.3341 | 11356.3341 | 11356.3341 | 11356.3341 | 11356.3341 | 11356.3341 | 11356.3341 | 11356.3341 | 11356.3341 | 11356.3341 | 11356.3341 | 11356.3341 | 11356.3341 | 11356.3341 | 11356.3341 | 11356.3341 | 11356.3341
GSD(T)-1 | 435179.8111 | 435179.8111 | 435179.8111 | 435179.8111 | 435179.8111 | 435179.8111 | 435179.8111 | 435179.8111 | 435179.8111 | 435179.8111 | 435179.8111 | 435179.8111 | 435179.8111 | 435179.8111 | 435179.8111 | 435179.8111 | 435179.8111
GSLD(T)-1 | 38038.2054 | 38038.2054 | 38038.2054 | 38038.2054 | 38038.2054 | 38038.2054 | 38038.2054 | 38038.2054 | 38038.2054 | 38038.2054 | 38038.2054 | 38038.2054 | 38038.2054 | 38038.2054 | 38038.2054 | 38038.2054 | 38038.2054
GSLD(T)-2 | 6272.6753 | 6272.6753 | 6272.6753 | 6272.6753 | 6272.6753 | 6272.6753 | 6272.6753 | 6272.6753 | 6272.6753 | 6272.6753 | 6272.6753 | 6272.6753 | 6272.6753 | 6272.6753 | 6272.6753 | 6272.6753 | 6272.6753
GSLD(T)-3 | 873.5452 | 873.5452 | 873.5452 | 873.5452 | 873.5452 | 873.5452 | 873.5452 | 873.5452 | 873.5452 | 873.5452 | 873.5452 | 873.5452 | 873.5452 | 873.5452 | 873.5452 | 873.5452 | 873.5452
MET | 3368.7198 | 3368.7198 | 3368.7198 | 3368.7198 | 3368.7198 | 3368.7198 | 3368.7198 | 3368.7198 | 3368.7198 | 3368.7198 | 3368.7198 | 3368.7198 | 3368.7198 | 3368.7198 | 3368.7198 | 3368.7198 | 3368.7198
OL-1 | 5407.5 | 5407.5 | 5407.5 | 5407.5 | 5407.5 | 5407.5 | 5407.5 | 5407.5 | 5407.5 | 5407.5 | 5407.5 | 5407.5 | 5407.5 | 5407.5 | 5407.5 | 5407.5 | 5407.5
OS-2 | 4476.297 | 4476.297 | 4476.297 | 4476.297 | 4476.297 | 4476.297 | 4476.297 | 4476.297 | 4476.297 | 4476.297 | 4476.297 | 4476.297 | 4476.297 | 4476.297 | 4476.297 | 4476.297 | 4476.297
RS(T)-1 | 4349628 | 4349628 | 4349628 | 4349628 | 4349628 | 4349628 | 4349628 | 4349628 | 4349628 | 4349628 | 4349628 | 4349628 | 4349628 | 4349628 | 4349628 | 4349628 | 4349628
SL-1 | 9104.0833 | 9104.0833 | 9104.0833 | 9104.0833 | 9104.0833 | 9104.0833 | 9104.0833 | 9104.0833 | 9104.0833 | 9104.0833 | 9104.0833 | 9104.0833 | 9104.0833 | 9104.0833 | 9104.0833 | 9104.0833 | 9104.0833
SL-2 | 914.8333 | 914.8333 | 914.8333 | 914.8333 | 914.8333 | 914.8333 | 914.8333 | 914.8333 | 914.8333 | 914.8333 | 914.8333 | 914.8333 | 914.8333 | 914.8333 | 914.8333 | 914.8333 | 914.8333
SST-DST | 739.0892 | 739.0892 | 739.0892 | 739.0892 | 739.0892 | 739.0892 | 739.0892 | 739.0892 | 739.0892 | 739.0892 | 739.0892 | 739.0892 | 739.0892 | 739.0892 | 739.0892 | 739.0892 | 739.0892
SST-TST | 1712.603 | 1712.603 | 1712.603 | 1712.603 | 1712.603 | 1712.603 | 1712.603 | 1712.603 | 1712.603 | 1712.603 | 1712.603 | 1712.603 | 1712.603 | 1712.603 | 1712.603 | 1712.603 | 1712.603
FKEC | [17 empty] | 1724.7386 | 1724.7386 | 1724.7386 | 1724.7386 | 1724.7386 | 1724.7386 | 1724.7386 | 1724.7386 | 1724.7386 | 1724.7386 | 1724.7386 | 1724.7386
LCEC | [17 empty] | 1724.7386 | 1724.7386 | 1724.7386 | 1724.7386 | 1724.7386 | 1724.7386 | 1724.7386 | 1724.7386 | 1724.7386 | 1724.7386 | 1724.7386 | 1724.7386
YM:[Total Retail/Wholesale] | 5503755.7651 | 5503755.7651 | 5503755.7651 | 5503755.7651 | 5503755.7651 | 5503755.7651 | 5503755.7651 | 5503755.7651 | 5503755.7651 | 5503755.7651 | 5503755.7651 | 5503755.7651 | 5503755.7651 | 5503755.7651 | 5503755.7651 | 5503755.7651 | 5503755.7651 | 3449.4772 | 3449.4772 | 3449.4772 | 3449.4772 | 3449.4772 | 3449.4772 | 3449.4772 | 3449.4772 | 3449.4772 | 3449.4772 | 3449.4772 | 3449.4772
CILC-1D | 17433.5922 | 17433.5922 | 17433.5922 | 17433.5922 | 17433.5922 | 17433.5922 | 17433.5922 | 17433.5922 | 17433.5922 | 17433.5922 | 17433.5922 | 17433.5922 | 17433.5922 | 17433.5922 | 17433.5922 | 17433.5922 | 17433.5922 | 17433.5922 | 17433.5922 | 17433.5922 | 17433.5922 | 17433.5922 | 17433.5922 | 17433.5922 | 17433.5922 | 17433.5922 | 17433.5922 | 17433.5922 | 17433.5922
CILC-1G | 2200.9904 | 2200.9904 | 2200.9904 | 2200.9904 | 2200.9904 | 2200.9904 | 2200.9904 | 2200.9904 | 2200.9904 | 2200.9904 | 2200.9904 | 2200.9904 | 2200.9904 | 2200.9904 | 2200.9904 | 2200.9904 | 2200.9904 | 2200.9904 | 2200.9904 | 2200.9904 | 2200.9904 | 2200.9904 | 2200.9904 | 2200.9904 | 2200.9904 | 2200.9904 | 2200.9904 | 2200.9904 | 2200.9904
CILC-1T | 2422.5216 | 2422.5216 | 2422.5216 | 2422.5216 | 2422.5216 | 2422.5216 | 2422.5216 | 2422.5216 | 2422.5216 | 2422.5216 | 2422.5216 | 2422.5216 | 2422.5216 | 2422.5216 | 2422.5216 | 2422.5216 | 2422.5216 | 2422.5216 | 2422.5216 | 2422.5216 | 2422.5216 | 2422.5216 | 2422.5216 | 2422.5216 | 2422.5216 | 2422.5216 | 2422.5216 | 2422.5216 | 2422.5216
GS(T)-1 | 614626.9643 | 614626.9643 | 614626.9643 | 614626.9643 | 614626.9643 | 614626.9643 | 614626.9643 | 614626.9643 | 614626.9643 | 614626.9643 | 614626.9643 | 614626.9643 | 614626.9643 | 614626.9643 | 614626.9643 | 614626.9643 | 614626.9643 | 614626.9643 | 614626.9643 | 614626.9643 | 614626.9643 | 614626.9643 | 614626.9643 | 614626.9643 | 614626.9643 | 614626.9643 | 614626.9643 | 614626.9643 | 614626.9643
GSCU-1 | 11356.3341 | 11356.3341 | 11356.3341 | 11356.3341 | 11356.3341 | 11356.3341 | 11356.3341 | 11356.3341 | 11356.3341 | 11356.3341 | 11356.3341 | 11356.3341 | 11356.3341 | 11356.3341 | 11356.3341 | 11356.3341 | 11356.3341 | 11356.3341 | 11356.3341 | 11356.3341 | 11356.3341 | 11356.3341 | 11356.3341 | 11356.3341 | 11356.3341 | 11356.3341 | 11356.3341 | 11356.3341 | 11356.3341
GSD(T)-1 | 435179.8111 | 435179.8111 | 435179.8111 | 435179.8111 | 435179.8111 | 435179.8111 | 435179.8111 | 435179.8111 | 435179.8111 | 435179.8111 | 435179.8111 | 435179.8111 | 435179.8111 | 435179.8111 | 435179.8111 | 435179.8111 | 435179.8111 | 435179.8111 | 435179.8111 | 435179.8111 | 435179.8111 | 435179.8111 | 435179.8111 | 435179.8111 | 435179.8111 | 435179.8111 | 435179.8111 | 435179.8111 | 435179.8111
GSLD(T)-1 | 38038.2054 | 38038.2054 | 38038.2054 | 38038.2054 | 38038.2054 | 38038.2054 | 38038.2054 | 38038.2054 | 38038.2054 | 38038.2054 | 38038.2054 | 38038.2054 | 38038.2054 | 38038.2054 | 38038.2054 | 38038.2054 | 38038.2054 | 38038.2054 | 38038.2054 | 38038.2054 | 38038.2054 | 38038.2054 | 38038.2054 | 38038.2054 | 38038.2054 | 38038.2054 | 38038.2054 | 38038.2054 | 38038.2054
GSLD(T)-2 | 6272.6753 | 6272.6753 | 6272.6753 | 6272.6753 | 6272.6753 | 6272.6753 | 6272.6753 | 6272.6753 | 6272.6753 | 6272.6753 | 6272.6753 | 6272.6753 | 6272.6753 | 6272.6753 | 6272.6753 | 6272.6753 | 6272.6753 | 6272.6753 | 6272.6753 | 6272.6753 | 6272.6753 | 6272.6753 | 6272.6753 | 6272.6753 | 6272.6753 | 6272.6753 | 6272.6753 | 6272.6753 | 6272.6753
GSLD(T)-3 | 873.5452 | 873.5452 | 873.5452 | 873.5452 | 873.5452 | 873.5452 | 873.5452 | 873.5452 | 873.5452 | 873.5452 | 873.5452 | 873.5452 | 873.5452 | 873.5452 | 873.5452 | 873.5452 | 873.5452 | 873.5452 | 873.5452 | 873.5452 | 873.5452 | 873.5452 | 873.5452 | 873.5452 | 873.5452 | 873.5452 | 873.5452 | 873.5452 | 873.5452
MET | 3368.7198 | 3368.7198 | 3368.7198 | 3368.7198 | 3368.7198 | 3368.7198 | 3368.7198 | 3368.7198 | 3368.7198 | 3368.7198 | 3368.7198 | 3368.7198 | 3368.7198 | 3368.7198 | 3368.7198 | 3368.7198 | 3368.7198 | 3368.7198 | 3368.7198 | 3368.7198 | 3368.7198 | 3368.7198 | 3368.7198 | 3368.7198 | 3368.7198 | 3368.7198 | 3368.7198 | 3368.7198 | 3368.7198
OL-1 | 5407.5 | 5407.5 | 5407.5 | 5407.5 | 5407.5 | 5407.5 | 5407.5 | 5407.5 | 5407.5 | 5407.5 | 5407.5 | 5407.5 | 5407.5 | 5407.5 | 5407.5 | 5407.5 | 5407.5 | 5407.5 | 5407.5 | 5407.5 | 5407.5 | 5407.5 | 5407.5 | 5407.5 | 5407.5 | 5407.5 | 5407.5 | 5407.5 | 5407.5
OS-2 | 4476.297 | 4476.297 | 4476.297 | 4476.297 | 4476.297 | 4476.297 | 4476.297 | 4476.297 | 4476.297 | 4476.297 | 4476.297 | 4476.297 | 4476.297 | 4476.297 | 4476.297 | 4476.297 | 4476.297 | 4476.297 | 4476.297 | 4476.297 | 4476.297 | 4476.297 | 4476.297 | 4476.297 | 4476.297 | 4476.297 | 4476.297 | 4476.297 | 4476.297
RS(T)-1 | 4349628 | 4349628 | 4349628 | 4349628 | 4349628 | 4349628 | 4349628 | 4349628 | 4349628 | 4349628 | 4349628 | 4349628 | 4349628 | 4349628 | 4349628 | 4349628 | 4349628 | 4349628 | 4349628 | 4349628 | 4349628 | 4349628 | 4349628 | 4349628 | 4349628 | 4349628 | 4349628 | 4349628 | 4349628
SL-1 | 9104.0833 | 9104.0833 | 9104.0833 | 9104.0833 | 9104.0833 | 9104.0833 | 9104.0833 | 9104.0833 | 9104.0833 | 9104.0833 | 9104.0833 | 9104.0833 | 9104.0833 | 9104.0833 | 9104.0833 | 9104.0833 | 9104.0833 | 9104.0833 | 9104.0833 | 9104.0833 | 9104.0833 | 9104.0833 | 9104.0833 | 9104.0833 | 9104.0833 | 9104.0833 | 9104.0833 | 9104.0833 | 9104.0833
SL-2 | 914.8333 | 914.8333 | 914.8333 | 914.8333 | 914.8333 | 914.8333 | 914.8333 | 914.8333 | 914.8333 | 914.8333 | 914.8333 | 914.8333 | 914.8333 | 914.8333 | 914.8333 | 914.8333 | 914.8333 | 914.8333 | 914.8333 | 914.8333 | 914.8333 | 914.8333 | 914.8333 | 914.8333 | 914.8333 | 914.8333 | 914.8333 | 914.8333 | 914.8333
SST-DST | 739.0892 | 739.0892 | 739.0892 | 739.0892 | 739.0892 | 739.0892 | 739.0892 | 739.0892 | 739.0892 | 739.0892 | 739.0892 | 739.0892 | 739.0892 | 739.0892 | 739.0892 | 739.0892 | 739.0892 | 739.0892 | 739.0892 | 739.0892 | 739.0892 | 739.0892 | 739.0892 | 739.0892 | 739.0892 | 739.0892 | 739.0892 | 739.0892 | 739.0892
SST-TST | 1712.603 | 1712.603 | 1712.603 | 1712.603 | 1712.603 | 1712.603 | 1712.603 | 1712.603 | 1712.603 | 1712.603 | 1712.603 | 1712.603 | 1712.603 | 1712.603 | 1712.603 | 1712.603 | 1712.603 | 1712.603 | 1712.603 | 1712.603 | 1712.603 | 1712.603 | 1712.603 | 1712.603 | 1712.603 | 1712.603 | 1712.603 | 1712.603 | 1712.603
FKEC | 1724.7386 | 1724.7386 | 1724.7386 | 1724.7386 | 1724.7386 | 1724.7386 | 1724.7386 | 1724.7386 | 1724.7386 | 1724.7386 | 1724.7386 | 1724.7386 | 1724.7386 | 1724.7386 | 1724.7386 | 1724.7386 | 1724.7386 | 1724.7386 | 1724.7386 | 1724.7386 | 1724.7386 | 1724.7386 | 1724.7386 | 1724.7386 | 1724.7386 | 1724.7386 | 1724.7386 | 1724.7386 | 1724.7386
LCEC | 1724.7386 | 1724.7386 | 1724.7386 | 1724.7386 | 1724.7386 | 1724.7386 | 1724.7386 | 1724.7386 | 1724.7386 | 1724.7386 | 1724.7386 | 1724.7386 | 1724.7386 | 1724.7386 | 1724.7386 | 1724.7386 | 1724.7386 | 1724.7386 | 1724.7386 | 1724.7386 | 1724.7386 | 1724.7386 | 1724.7386 | 1724.7386 | 1724.7386 | 1724.7386 | 1724.7386 | 1724.7386 | 1724.7386
YN:[Total Company] | 5507205.2423 | 5507205.2423 | 5507205.2423 | 5507205.2423 | 5507205.2423 | 5507205.2423 | 5507205.2423 | 5507205.2423 | 5507205.2423 | 5507205.2423 | 5507205.2423 | 5507205.2423 | 5507205.2423 | 5507205.2423 | 5507205.2423 | 5507205.2423 | 5507205.2423 | 5507205.2423 | 5507205.2423 | 5507205.2423 | 5507205.2423 | 5507205.2423 | 5507205.2423 | 5507205.2423 | 5507205.2423 | 5507205.2423 | 5507205.2423 | 5507205.2423 | 5507205.2423
YO:[]
YP:[External Factor - FPL355] | 0.0031676 | 0.00039991 | 0.00044016 | 0.11167 | 0.0020634 | 0.07907 | 0.0069113 | 0.0011397 | 0.00015872 | 0.00061208 | 0.00098251 | 0.00081332 | 0.7903 | 0.0016542 | 0.00016622 | 0.00013429 | 0.00031117 | 0 | 0.5 | 0 | 0 | 0 | 0.5 | 0 | 0 | 0 | 0 | 0 | 0
YQ:[% to Total System] | 0.0031656 | 0.00039966 | 0.00043988 | 0.1116 | 0.0020621 | 0.07902 | 0.006907 | 0.001139 | 0.00015862 | 0.00061169 | 0.0009819 | 0.00081281 | 0.78981 | 0.0016531 | 0.00016612 | 0.0001342 | 0.00031097 | 0 | 0.00031318 | 0 | 0 | 0 | 0.00031318 | 0 | 0 | 0 | 0 | 0 | 0
YR:[]
YS:[FPL356]
YT:[Retail/Wholesale Factor] | 1 | 1 | 1 | 1 | 1 | 1 | 1 | 1 | 1 | 1 | 1 | 1 | 1 | 1 | 1 | 1 | 1 | 0 | 0 | 0 | 0 | 0 | 0 | 0 | 0 | 0 | 0 | 0 | 0
YU:[]
YV:[Avg No of Customers] | 278 | 62 | 17 | 430456.3333 | 10880.0833 | 106794.25 | 3093.8333 | 157.5 | 7 | 27 | 5407.5 | 181.9167 | 4349628 | 9104.0833 | 914.8333 | 6 | 14 | 0 | 1 | 0 | 0 | 1 | 1 | 0 | 1 | 1 | 1 | 1 | 0
YW:[Avg No of Customers] | 278 | 62 | 17 | 430456.3333 | 10880.0833 | 106794.25 | 3093.8333 | 157.5 | 7 | 27 | 5407.5 | 181.9167 | 4349628 | 9104.0833 | 914.8333 | 6 | 14 | 0 | 0 | 0 | 0 | 0 | 0 | 0 | 0 | 0 | 0 | 0 | 0
CILC-1D | 278 | 278 | 278 | 278 | 278 | 278 | 278 | 278 | 278 | 278 | 278 | 278 | 278 | 278 | 278 | 278 | 278
CILC-1G | 62 | 62 | 62 | 62 | 62 | 62 | 62 | 62 | 62 | 62 | 62 | 62 | 62 | 62 | 62 | 62 | 62
CILC-1T | 17 | 17 | 17 | 17 | 17 | 17 | 17 | 17 | 17 | 17 | 17 | 17 | 17 | 17 | 17 | 17 | 17
GS(T)-1 | 430456.3333 | 430456.3333 | 430456.3333 | 430456.3333 | 430456.3333 | 430456.3333 | 430456.3333 | 430456.3333 | 430456.3333 | 430456.3333 | 430456.3333 | 430456.3333 | 430456.3333 | 430456.3333 | 430456.3333 | 430456.3333 | 430456.3333
GSCU-1 | 10880.0833 | 10880.0833 | 10880.0833 | 10880.0833 | 10880.0833 | 10880.0833 | 10880.0833 | 10880.0833 | 10880.0833 | 10880.0833 | 10880.0833 | 10880.0833 | 10880.0833 | 10880.0833 | 10880.0833 | 10880.0833 | 10880.0833
GSD(T)-1 | 106794.25 | 106794.25 | 106794.25 | 106794.25 | 106794.25 | 106794.25 | 106794.25 | 106794.25 | 106794.25 | 106794.25 | 106794.25 | 106794.25 | 106794.25 | 106794.25 | 106794.25 | 106794.25 | 106794.25
GSLD(T)-1 | 3093.8333 | 3093.8333 | 3093.8333 | 3093.8333 | 3093.8333 | 3093.8333 | 3093.8333 | 3093.8333 | 3093.8333 | 3093.8333 | 3093.8333 | 3093.8333 | 3093.8333 | 3093.8333 | 3093.8333 | 3093.8333 | 3093.8333
GSLD(T)-2 | 157.5 | 157.5 | 157.5 | 157.5 | 157.5 | 157.5 | 157.5 | 157.5 | 157.5 | 157.5 | 157.5 | 157.5 | 157.5 | 157.5 | 157.5 | 157.5 | 157.5
GSLD(T)-3 | 7 | 7 | 7 | 7 | 7 | 7 | 7 | 7 | 7 | 7 | 7 | 7 | 7 | 7 | 7 | 7 | 7
MET | 27 | 27 | 27 | 27 | 27 | 27 | 27 | 27 | 27 | 27 | 27 | 27 | 27 | 27 | 27 | 27 | 27
OL-1 | 5407.5 | 5407.5 | 5407.5 | 5407.5 | 5407.5 | 5407.5 | 5407.5 | 5407.5 | 5407.5 | 5407.5 | 5407.5 | 5407.5 | 5407.5 | 5407.5 | 5407.5 | 5407.5 | 5407.5
OS-2 | 181.9167 | 181.9167 | 181.9167 | 181.9167 | 181.9167 | 181.9167 | 181.9167 | 181.9167 | 181.9167 | 181.9167 | 181.9167 | 181.9167 | 181.9167 | 181.9167 | 181.9167 | 181.9167 | 181.9167
RS(T)-1 | 4349628 | 4349628 | 4349628 | 4349628 | 4349628 | 4349628 | 4349628 | 4349628 | 4349628 | 4349628 | 4349628 | 4349628 | 4349628 | 4349628 | 4349628 | 4349628 | 4349628
SL-1 | 9104.0833 | 9104.0833 | 9104.0833 | 9104.0833 | 9104.0833 | 9104.0833 | 9104.0833 | 9104.0833 | 9104.0833 | 9104.0833 | 9104.0833 | 9104.0833 | 9104.0833 | 9104.0833 | 9104.0833 | 9104.0833 | 9104.0833
SL-2 | 914.8333 | 914.8333 | 914.8333 | 914.8333 | 914.8333 | 914.8333 | 914.8333 | 914.8333 | 914.8333 | 914.8333 | 914.8333 | 914.8333 | 914.8333 | 914.8333 | 914.8333 | 914.8333 | 914.8333
SST-DST | 6 | 6 | 6 | 6 | 6 | 6 | 6 | 6 | 6 | 6 | 6 | 6 | 6 | 6 | 6 | 6 | 6
SST-TST | 14 | 14 | 14 | 14 | 14 | 14 | 14 | 14 | 14 | 14 | 14 | 14 | 14 | 14 | 14 | 14 | 14
YX:[Total Retail/Wholesale] | 4917029.3333 | 4917029.3333 | 4917029.3333 | 4917029.3333 | 4917029.3333 | 4917029.3333 | 4917029.3333 | 4917029.3333 | 4917029.3333 | 4917029.3333 | 4917029.3333 | 4917029.3333 | 4917029.3333 | 4917029.3333 | 4917029.3333 | 4917029.3333 | 4917029.3333 | 0 | 0 | 0 | 0 | 0 | 0 | 0 | 0 | 0 | 0 | 0 | 0
YY:[]
YZ:[External Factor - FPL356] | 5.6538e-05 | 1.2609e-05 | 3.4574e-06 | 0.087544 | 0.0022127 | 0.021719 | 0.00062921 | 3.2032e-05 | 1.4236e-06 | 5.4911e-06 | 0.0010997 | 3.6997e-05 | 0.8846 | 0.0018515 | 0.00018605 | 1.2202e-06 | 2.8472e-06 | 0 | 0 | 0 | 0 | 0 | 0 | 0 | 0 | 0 | 0 | 0 | 0
ZA:[% to Total System] | 5.6538e-05 | 1.2609e-05 | 3.4574e-06 | 0.087544 | 0.0022127 | 0.021719 | 0.00062921 | 3.2032e-05 | 1.4236e-06 | 5.4911e-06 | 0.0010997 | 3.6997e-05 | 0.8846 | 0.0018515 | 0.00018605 | 1.2202e-06 | 2.8472e-06 | 0 | 0 | 0 | 0 | 0 | 0 | 0 | 0 | 0 | 0 | 0 | 0
ZB:[]
ZC:[FPL360]
ZD:[New Service Accounts (NSAs)] | 4 | 1.3333 | 0 | 5575.3333 | 68.6667 | 1336.3333 | 31.6667 | 2 | 0 | 0 | 78.6667 | 2.6667 | 31011.3333 | 115 | 11.6667 | 0 | 0 | 0 | 0 | 0 | 0 | 0 | 0 | 0 | 0 | 0 | 0 | 0 | 0
CILC-1D | 4 | 4 | 4 | 4 | 4 | 4 | 4 | 4 | 4 | 4 | 4 | 4 | 4 | 4 | 4 | 4 | 4
CILC-1G | 1.3333 | 1.3333 | 1.3333 | 1.3333 | 1.3333 | 1.3333 | 1.3333 | 1.3333 | 1.3333 | 1.3333 | 1.3333 | 1.3333 | 1.3333 | 1.3333 | 1.3333 | 1.3333 | 1.3333
GS(T)-1 | 5575.3333 | 5575.3333 | 5575.3333 | 5575.3333 | 5575.3333 | 5575.3333 | 5575.3333 | 5575.3333 | 5575.3333 | 5575.3333 | 5575.3333 | 5575.3333 | 5575.3333 | 5575.3333 | 5575.3333 | 5575.3333 | 5575.3333
GSCU-1 | 68.6667 | 68.6667 | 68.6667 | 68.6667 | 68.6667 | 68.6667 | 68.6667 | 68.6667 | 68.6667 | 68.6667 | 68.6667 | 68.6667 | 68.6667 | 68.6667 | 68.6667 | 68.6667 | 68.6667
GSD(T)-1 | 1336.3333 | 1336.3333 | 1336.3333 | 1336.3333 | 1336.3333 | 1336.3333 | 1336.3333 | 1336.3333 | 1336.3333 | 1336.3333 | 1336.3333 | 1336.3333 | 1336.3333 | 1336.3333 | 1336.3333 | 1336.3333 | 1336.3333
GSLD(T)-1 | 31.6667 | 31.6667 | 31.6667 | 31.6667 | 31.6667 | 31.6667 | 31.6667 | 31.6667 | 31.6667 | 31.6667 | 31.6667 | 31.6667 | 31.6667 | 31.6667 | 31.6667 | 31.6667 | 31.6667
GSLD(T)-2 | 2 | 2 | 2 | 2 | 2 | 2 | 2 | 2 | 2 | 2 | 2 | 2 | 2 | 2 | 2 | 2 | 2
OL-1 | 78.6667 | 78.6667 | 78.6667 | 78.6667 | 78.6667 | 78.6667 | 78.6667 | 78.6667 | 78.6667 | 78.6667 | 78.6667 | 78.6667 | 78.6667 | 78.6667 | 78.6667 | 78.6667 | 78.6667
OS-2 | 2.6667 | 2.6667 | 2.6667 | 2.6667 | 2.6667 | 2.6667 | 2.6667 | 2.6667 | 2.6667 | 2.6667 | 2.6667 | 2.6667 | 2.6667 | 2.6667 | 2.6667 | 2.6667 | 2.6667
RS(T)-1 | 31011.3333 | 31011.3333 | 31011.3333 | 31011.3333 | 31011.3333 | 31011.3333 | 31011.3333 | 31011.3333 | 31011.3333 | 31011.3333 | 31011.3333 | 31011.3333 | 31011.3333 | 31011.3333 | 31011.3333 | 31011.3333 | 31011.3333
SL-1 | 115 | 115 | 115 | 115 | 115 | 115 | 115 | 115 | 115 | 115 | 115 | 115 | 115 | 115 | 115 | 115 | 115
SL-2 | 11.6667 | 11.6667 | 11.6667 | 11.6667 | 11.6667 | 11.6667 | 11.6667 | 11.6667 | 11.6667 | 11.6667 | 11.6667 | 11.6667 | 11.6667 | 11.6667 | 11.6667 | 11.6667 | 11.6667
ZE:[Total Retail/Wholesale] | 38238.6667 | 38238.6667 | 38238.6667 | 38238.6667 | 38238.6667 | 38238.6667 | 38238.6667 | 38238.6667 | 38238.6667 | 38238.6667 | 38238.6667 | 38238.6667 | 38238.6667 | 38238.6667 | 38238.6667 | 38238.6667 | 38238.6667 | 0 | 0 | 0 | 0 | 0 | 0 | 0 | 0 | 0 | 0 | 0 | 0
ZF:[]
ZG:[External Factor - FPL360] | 0.00010461 | 3.4869e-05 | 0 | 0.1458 | 0.0017957 | 0.034947 | 0.00082813 | 5.2303e-05 | 0 | 0 | 0.0020573 | 6.9737e-05 | 0.81099 | 0.0030074 | 0.0003051 | 0 | 0 | 0 | 0 | 0 | 0 | 0 | 0 | 0 | 0 | 0 | 0 | 0 | 0
ZH:[% to Total System] | 0.00010461 | 3.4869e-05 | 0 | 0.1458 | 0.0017957 | 0.034947 | 0.00082813 | 5.2303e-05 | 0 | 0 | 0.0020573 | 6.9737e-05 | 0.81099 | 0.0030074 | 0.0003051 | 0 | 0 | 0 | 0 | 0 | 0 | 0 | 0 | 0 | 0 | 0 | 0 | 0 | 0
ZI:[]
ZJ:[FPL401]
CILC-1D | 60735605.7245
CILC-1G |  | 3167221.622
CILC-1T |  |  | 22163928.7362
GS(T)-1 |  |  |  | 369855416.295
GSCU-1 |  |  |  |  | 4183106.5483
GSD(T)-1 | [5 empty] | 1133893498.2946
GSLD(T)-1 | [6 empty] | 370208605.961
GSLD(T)-2 | [7 empty] | 75478670.7809
GSLD(T)-3 | [8 empty] | 4562262.6327
MET | [9 empty] | 4091930.8766
OL-1 | [10 empty] | 14049599.6376
OS-2 | [11 empty] | 991809.5411
RS(T)-1 | [12 empty] | 3512185074.1952
SL-1 | [13 empty] | 91665291.4494
SL-2 | [14 empty] | 1568192.3823
SST-DST | [15 empty] | 801030.1418
SST-TST | [16 empty] | 4398930.3958
ZK:[Base Revenues] | 60735605.7245 | 3167221.622 | 22163928.7362 | 369855416.295 | 4183106.5483 | 1133893498.2946 | 370208605.961 | 75478670.7809 | 4562262.6327 | 4091930.8766 | 14049599.6376 | 991809.5411 | 3512185074.1952 | 91665291.4494 | 1568192.3823 | 801030.1418 | 4398930.3958 | 0 | 0 | 0 | 0 | 0 | 0 | 0 | 0 | 0 | 0 | 0 | 0
CILC-1D | 60735605.7245 | 60735605.7245 | 60735605.7245 | 60735605.7245 | 60735605.7245 | 60735605.7245 | 60735605.7245 | 60735605.7245 | 60735605.7245 | 60735605.7245 | 60735605.7245 | 60735605.7245 | 60735605.7245 | 60735605.7245 | 60735605.7245 | 60735605.7245 | 60735605.7245
CILC-1G | 3167221.622 | 3167221.622 | 3167221.622 | 3167221.622 | 3167221.622 | 3167221.622 | 3167221.622 | 3167221.622 | 3167221.622 | 3167221.622 | 3167221.622 | 3167221.622 | 3167221.622 | 3167221.622 | 3167221.622 | 3167221.622 | 3167221.622
CILC-1T | 22163928.7362 | 22163928.7362 | 22163928.7362 | 22163928.7362 | 22163928.7362 | 22163928.7362 | 22163928.7362 | 22163928.7362 | 22163928.7362 | 22163928.7362 | 22163928.7362 | 22163928.7362 | 22163928.7362 | 22163928.7362 | 22163928.7362 | 22163928.7362 | 22163928.7362
GS(T)-1 | 369855416.295 | 369855416.295 | 369855416.295 | 369855416.295 | 369855416.295 | 369855416.295 | 369855416.295 | 369855416.295 | 369855416.295 | 369855416.295 | 369855416.295 | 369855416.295 | 369855416.295 | 369855416.295 | 369855416.295 | 369855416.295 | 369855416.295
GSCU-1 | 4183106.5483 | 4183106.5483 | 4183106.5483 | 4183106.5483 | 4183106.5483 | 4183106.5483 | 4183106.5483 | 4183106.5483 | 4183106.5483 | 4183106.5483 | 4183106.5483 | 4183106.5483 | 4183106.5483 | 4183106.5483 | 4183106.5483 | 4183106.5483 | 4183106.5483
GSD(T)-1 | 1133893498.2946 | 1133893498.2946 | 1133893498.2946 | 1133893498.2946 | 1133893498.2946 | 1133893498.2946 | 1133893498.2946 | 1133893498.2946 | 1133893498.2946 | 1133893498.2946 | 1133893498.2946 | 1133893498.2946 | 1133893498.2946 | 1133893498.2946 | 1133893498.2946 | 1133893498.2946 | 1133893498.2946
GSLD(T)-1 | 370208605.961 | 370208605.961 | 370208605.961 | 370208605.961 | 370208605.961 | 370208605.961 | 370208605.961 | 370208605.961 | 370208605.961 | 370208605.961 | 370208605.961 | 370208605.961 | 370208605.961 | 370208605.961 | 370208605.961 | 370208605.961 | 370208605.961
GSLD(T)-2 | 75478670.7809 | 75478670.7809 | 75478670.7809 | 75478670.7809 | 75478670.7809 | 75478670.7809 | 75478670.7809 | 75478670.7809 | 75478670.7809 | 75478670.7809 | 75478670.7809 | 75478670.7809 | 75478670.7809 | 75478670.7809 | 75478670.7809 | 75478670.7809 | 75478670.7809
GSLD(T)-3 | 4562262.6327 | 4562262.6327 | 4562262.6327 | 4562262.6327 | 4562262.6327 | 4562262.6327 | 4562262.6327 | 4562262.6327 | 4562262.6327 | 4562262.6327 | 4562262.6327 | 4562262.6327 | 4562262.6327 | 4562262.6327 | 4562262.6327 | 4562262.6327 | 4562262.6327
MET | 4091930.8766 | 4091930.8766 | 4091930.8766 | 4091930.8766 | 4091930.8766 | 4091930.8766 | 4091930.8766 | 4091930.8766 | 4091930.8766 | 4091930.8766 | 4091930.8766 | 4091930.8766 | 4091930.8766 | 4091930.8766 | 4091930.8766 | 4091930.8766 | 4091930.8766
OL-1 | 14049599.6376 | 14049599.6376 | 14049599.6376 | 14049599.6376 | 14049599.6376 | 14049599.6376 | 14049599.6376 | 14049599.6376 | 14049599.6376 | 14049599.6376 | 14049599.6376 | 14049599.6376 | 14049599.6376 | 14049599.6376 | 14049599.6376 | 14049599.6376 | 14049599.6376
OS-2 | 991809.5411 | 991809.5411 | 991809.5411 | 991809.5411 | 991809.5411 | 991809.5411 | 991809.5411 | 991809.5411 | 991809.5411 | 991809.5411 | 991809.5411 | 991809.5411 | 991809.5411 | 991809.5411 | 991809.5411 | 991809.5411 | 991809.5411
RS(T)-1 | 3512185074.1952 | 3512185074.1952 | 3512185074.1952 | 3512185074.1952 | 3512185074.1952 | 3512185074.1952 | 3512185074.1952 | 3512185074.1952 | 3512185074.1952 | 3512185074.1952 | 3512185074.1952 | 3512185074.1952 | 3512185074.1952 | 3512185074.1952 | 3512185074.1952 | 3512185074.1952 | 3512185074.1952
SL-1 | 91665291.4494 | 91665291.4494 | 91665291.4494 | 91665291.4494 | 91665291.4494 | 91665291.4494 | 91665291.4494 | 91665291.4494 | 91665291.4494 | 91665291.4494 | 91665291.4494 | 91665291.4494 | 91665291.4494 | 91665291.4494 | 91665291.4494 | 91665291.4494 | 91665291.4494
SL-2 | 1568192.3823 | 1568192.3823 | 1568192.3823 | 1568192.3823 | 1568192.3823 | 1568192.3823 | 1568192.3823 | 1568192.3823 | 1568192.3823 | 1568192.3823 | 1568192.3823 | 1568192.3823 | 1568192.3823 | 1568192.3823 | 1568192.3823 | 1568192.3823 | 1568192.3823
SST-DST | 801030.1418 | 801030.1418 | 801030.1418 | 801030.1418 | 801030.1418 | 801030.1418 | 801030.1418 | 801030.1418 | 801030.1418 | 801030.1418 | 801030.1418 | 801030.1418 | 801030.1418 | 801030.1418 | 801030.1418 | 801030.1418 | 801030.1418
SST-TST | 4398930.3958 | 4398930.3958 | 4398930.3958 | 4398930.3958 | 4398930.3958 | 4398930.3958 | 4398930.3958 | 4398930.3958 | 4398930.3958 | 4398930.3958 | 4398930.3958 | 4398930.3958 | 4398930.3958 | 4398930.3958 | 4398930.3958 | 4398930.3958 | 4398930.3958
ZL:[Total Retail/Wholesale] | 5674000175.215 | 5674000175.215 | 5674000175.215 | 5674000175.215 | 5674000175.215 | 5674000175.215 | 5674000175.215 | 5674000175.215 | 5674000175.215 | 5674000175.215 | 5674000175.215 | 5674000175.215 | 5674000175.215 | 5674000175.215 | 5674000175.215 | 5674000175.215 | 5674000175.215 | 0 | 0 | 0 | 0 | 0 | 0 | 0 | 0 | 0 | 0 | 0 | 0
ZM:[]
ZN:[External Factor - FPL401] | 0.010704 | 0.0005582 | 0.0039062 | 0.065184 | 0.00073724 | 0.19984 | 0.065246 | 0.013303 | 0.00080406 | 0.00072117 | 0.0024761 | 0.0001748 | 0.619 | 0.016155 | 0.00027638 | 0.00014118 | 0.00077528 | 0 | 0 | 0 | 0 | 0 | 0 | 0 | 0 | 0 | 0 | 0 | 0
ZO:[% to Total System] | 0.010704 | 0.0005582 | 0.0039062 | 0.065184 | 0.00073724 | 0.19984 | 0.065246 | 0.013303 | 0.00080406 | 0.00072117 | 0.0024761 | 0.0001748 | 0.619 | 0.016155 | 0.00027638 | 0.00014118 | 0.00077528 | 0 | 0 | 0 | 0 | 0 | 0 | 0 | 0 | 0 | 0 | 0 | 0
ZP:[]
ZQ:[FPL402]
ZR:[Load Control Incentive Offset] | 27075626.8027 | 944762.7133 | 13667256.0134 | 0 | 0 | 6138746.1667 | 11579079.1158 | 2981527.7748 | 0 | 0 | 0 | 0 | 0 | 0 | 0 | 0 | 0 | 0 | 0 | 0 | 0 | 0 | 0 | 0 | 0 | 0 | 0 | 0 | 0
CILC-1D | 27075626.8027 | 27075626.8027 | 27075626.8027 | 27075626.8027 | 27075626.8027 | 27075626.8027 | 27075626.8027 | 27075626.8027 | 27075626.8027 | 27075626.8027 | 27075626.8027 | 27075626.8027 | 27075626.8027 | 27075626.8027 | 27075626.8027 | 27075626.8027 | 27075626.8027
CILC-1G | 944762.7133 | 944762.7133 | 944762.7133 | 944762.7133 | 944762.7133 | 944762.7133 | 944762.7133 | 944762.7133 | 944762.7133 | 944762.7133 | 944762.7133 | 944762.7133 | 944762.7133 | 944762.7133 | 944762.7133 | 944762.7133 | 944762.7133
CILC-1T | 13667256.0134 | 13667256.0134 | 13667256.0134 | 13667256.0134 | 13667256.0134 | 13667256.0134 | 13667256.0134 | 13667256.0134 | 13667256.0134 | 13667256.0134 | 13667256.0134 | 13667256.0134 | 13667256.0134 | 13667256.0134 | 13667256.0134 | 13667256.0134 | 13667256.0134
GSD(T)-1 | 6138746.1667 | 6138746.1667 | 6138746.1667 | 6138746.1667 | 6138746.1667 | 6138746.1667 | 6138746.1667 | 6138746.1667 | 6138746.1667 | 6138746.1667 | 6138746.1667 | 6138746.1667 | 6138746.1667 | 6138746.1667 | 6138746.1667 | 6138746.1667 | 6138746.1667
GSLD(T)-1 | 11579079.1158 | 11579079.1158 | 11579079.1158 | 11579079.1158 | 11579079.1158 | 11579079.1158 | 11579079.1158 | 11579079.1158 | 11579079.1158 | 11579079.1158 | 11579079.1158 | 11579079.1158 | 11579079.1158 | 11579079.1158 | 11579079.1158 | 11579079.1158 | 11579079.1158
GSLD(T)-2 | 2981527.7748 | 2981527.7748 | 2981527.7748 | 2981527.7748 | 2981527.7748 | 2981527.7748 | 2981527.7748 | 2981527.7748 | 2981527.7748 | 2981527.7748 | 2981527.7748 | 2981527.7748 | 2981527.7748 | 2981527.7748 | 2981527.7748 | 2981527.7748 | 2981527.7748
ZS:[Total Retail/Wholesale] | 62386998.5867 | 62386998.5867 | 62386998.5867 | 62386998.5867 | 62386998.5867 | 62386998.5867 | 62386998.5867 | 62386998.5867 | 62386998.5867 | 62386998.5867 | 62386998.5867 | 62386998.5867 | 62386998.5867 | 62386998.5867 | 62386998.5867 | 62386998.5867 | 62386998.5867 | 0 | 0 | 0 | 0 | 0 | 0 | 0 | 0 | 0 | 0 | 0 | 0
ZT:[]
ZU:[External Factor - FPL402] | 0.43399 | 0.015144 | 0.21907 | 0 | 0 | 0.098398 | 0.1856 | 0.047791 | 0 | 0 | 0 | 0 | 0 | 0 | 0 | 0 | 0 | 0 | 0 | 0 | 0 | 0 | 0 | 0 | 0 | 0 | 0 | 0 | 0
ZV:[% to Total System] | 0.43399 | 0.015144 | 0.21907 | 0 | 0 | 0.098398 | 0.1856 | 0.047791 | 0 | 0 | 0 | 0 | 0 | 0 | 0 | 0 | 0 | 0 | 0 | 0 | 0 | 0 | 0 | 0 | 0 | 0 | 0 | 0 | 0
ZW:[]
ZX:[FPL505]
ZY:[Wholesale Rate Classes] | 0 | 0 | 0 | 0 | 0 | 0 | 0 | 0 | 0 | 0 | 0 | 0 | 0 | 0 | 0 | 0 | 0 | 1 | 1 | 1 | 1 | 1 | 1 | 1 | 1 | 1 | 1 | 1 | 1
ZZ:[Wholesale Rate Classes - Adj to remove TRANS-Serv] | 0 | 0 | 0 | 0 | 0 | 0 | 0 | 0 | 0 | 0 | 0 | 0 | 0 | 0 | 0 | 0 | 0 | 0 | 0 | 0 | 0 | 0 | 0 | 0 | 0 | 0 | 0 | 0 | -1
AAA:[Wholesale Rate Classes - Adjusted] | 0 | 0 | 0 | 0 | 0 | 0 | 0 | 0 | 0 | 0 | 0 | 0 | 0 | 0 | 0 | 0 | 0 | 1 | 1 | 1 | 1 | 1 | 1 | 1 | 1 | 1 | 1 | 1 | 0
BLOUNTSTOWN | 1 | 1 | 1 | 1 | 1 | 1 | 1 | 1 | 1 | 1 | 1 | 1 | 1 | 1 | 1 | 1 | 1 | 1 | 1 | 1 | 1 | 1 | 1 | 1 | 1 | 1 | 1 | 1 | 1
FKEC | 1 | 1 | 1 | 1 | 1 | 1 | 1 | 1 | 1 | 1 | 1 | 1 | 1 | 1 | 1 | 1 | 1 | 1 | 1 | 1 | 1 | 1 | 1 | 1 | 1 | 1 | 1 | 1 | 1
KWEST | 1 | 1 | 1 | 1 | 1 | 1 | 1 | 1 | 1 | 1 | 1 | 1 | 1 | 1 | 1 | 1 | 1 | 1 | 1 | 1 | 1 | 1 | 1 | 1 | 1 | 1 | 1 | 1 | 1
MDCSWM | 1 | 1 | 1 | 1 | 1 | 1 | 1 | 1 | 1 | 1 | 1 | 1 | 1 | 1 | 1 | 1 | 1 | 1 | 1 | 1 | 1 | 1 | 1 | 1 | 1 | 1 | 1 | 1 | 1
SEMINOLE | 1 | 1 | 1 | 1 | 1 | 1 | 1 | 1 | 1 | 1 | 1 | 1 | 1 | 1 | 1 | 1 | 1 | 1 | 1 | 1 | 1 | 1 | 1 | 1 | 1 | 1 | 1 | 1 | 1
LCEC | 1 | 1 | 1 | 1 | 1 | 1 | 1 | 1 | 1 | 1 | 1 | 1 | 1 | 1 | 1 | 1 | 1 | 1 | 1 | 1 | 1 | 1 | 1 | 1 | 1 | 1 | 1 | 1 | 1
WAUCHULA | 1 | 1 | 1 | 1 | 1 | 1 | 1 | 1 | 1 | 1 | 1 | 1 | 1 | 1 | 1 | 1 | 1 | 1 | 1 | 1 | 1 | 1 | 1 | 1 | 1 | 1 | 1 | 1 | 1
WINTER PARK | 1 | 1 | 1 | 1 | 1 | 1 | 1 | 1 | 1 | 1 | 1 | 1 | 1 | 1 | 1 | 1 | 1 | 1 | 1 | 1 | 1 | 1 | 1 | 1 | 1 | 1 | 1 | 1 | 1
NEW SMRYNA BEACH | 1 | 1 | 1 | 1 | 1 | 1 | 1 | 1 | 1 | 1 | 1 | 1 | 1 | 1 | 1 | 1 | 1 | 1 | 1 | 1 | 1 | 1 | 1 | 1 | 1 | 1 | 1 | 1 | 1
HOMESTEAD | 1 | 1 | 1 | 1 | 1 | 1 | 1 | 1 | 1 | 1 | 1 | 1 | 1 | 1 | 1 | 1 | 1 | 1 | 1 | 1 | 1 | 1 | 1 | 1 | 1 | 1 | 1 | 1 | 1
QUINCY | 1 | 1 | 1 | 1 | 1 | 1 | 1 | 1 | 1 | 1 | 1 | 1 | 1 | 1 | 1 | 1 | 1 | 1 | 1 | 1 | 1 | 1 | 1 | 1 | 1 | 1 | 1 | 1 | 1
AAB:[Total Company] | 11 | 11 | 11 | 11 | 11 | 11 | 11 | 11 | 11 | 11 | 11 | 11 | 11 | 11 | 11 | 11 | 11 | 11 | 11 | 11 | 11 | 11 | 11 | 11 | 11 | 11 | 11 | 11 | 11
AAC:[]
AAD:[External Factor - FPL505] | 0 | 0 | 0 | 0 | 0 | 0 | 0 | 0 | 0 | 0 | 0 | 0 | 0 | 0 | 0 | 0 | 0 | 1 | 1 | 1 | 1 | 1 | 1 | 1 | 1 | 1 | 1 | 1 | 1
AAE:[% to Total System] | 0 | 0 | 0 | 0 | 0 | 0 | 0 | 0 | 0 | 0 | 0 | 0 | 0 | 0 | 0 | 0 | 0 | 0.090909 | 0.090909 | 0.090909 | 0.090909 | 0.090909 | 0.090909 | 0.090909 | 0.090909 | 0.090909 | 0.090909 | 0.090909 | 0
AAF:[]
AAG:[FPL508]
AAH:[Street Lights and Traffic Signals (SL-1 and SL-2)] | 0 | 0 | 0 | 0 | 0 | 0 | 0 | 0 | 0 | 0 | 0 | 0 | 0 | 7136090 | 3258 | 0 | 0 | 0 | 0 | 0 | 0 | 0 | 0 | 0 | 0 | 0 | 0 | 0 | 0
SL-1 | 7136090 | 7136090 | 7136090 | 7136090 | 7136090 | 7136090 | 7136090 | 7136090 | 7136090 | 7136090 | 7136090 | 7136090 | 7136090 | 7136090 | 7136090 | 7136090 | 7136090
SL-2 | 3258 | 3258 | 3258 | 3258 | 3258 | 3258 | 3258 | 3258 | 3258 | 3258 | 3258 | 3258 | 3258 | 3258 | 3258 | 3258 | 3258
AAI:[Total Retail/Wholesale] | 7139348 | 7139348 | 7139348 | 7139348 | 7139348 | 7139348 | 7139348 | 7139348 | 7139348 | 7139348 | 7139348 | 7139348 | 7139348 | 7139348 | 7139348 | 7139348 | 7139348 | 0 | 0 | 0 | 0 | 0 | 0 | 0 | 0 | 0 | 0 | 0 | 0
AAJ:[]
AAK:[External Factor - FPL508] | 0 | 0 | 0 | 0 | 0 | 0 | 0 | 0 | 0 | 0 | 0 | 0 | 0 | 0.99954 | 0.00045634 | 0 | 0 | 0 | 0 | 0 | 0 | 0 | 0 | 0 | 0 | 0 | 0 | 0 | 0
AAL:[% to Total System] | 0 | 0 | 0 | 0 | 0 | 0 | 0 | 0 | 0 | 0 | 0 | 0 | 0 | 0.99954 | 0.00045634 | 0 | 0 | 0 | 0 | 0 | 0 | 0 | 0 | 0 | 0 | 0 | 0 | 0 | 0
AAM:[]
AAN:[FPL509]
AAO:[Outdoor Lighting (OL-1)] | 0 | 0 | 0 | 0 | 0 | 0 | 0 | 0 | 0 | 0 | 2395776 | 0 | 0 | 0 | 0 | 0 | 0 | 0 | 0 | 0 | 0 | 0 | 0 | 0 | 0 | 0 | 0 | 0 | 0
OL-1 | 2395776 | 2395776 | 2395776 | 2395776 | 2395776 | 2395776 | 2395776 | 2395776 | 2395776 | 2395776 | 2395776 | 2395776 | 2395776 | 2395776 | 2395776 | 2395776 | 2395776
AAP:[Total Retail/Wholesale] | 2395776 | 2395776 | 2395776 | 2395776 | 2395776 | 2395776 | 2395776 | 2395776 | 2395776 | 2395776 | 2395776 | 2395776 | 2395776 | 2395776 | 2395776 | 2395776 | 2395776 | 0 | 0 | 0 | 0 | 0 | 0 | 0 | 0 | 0 | 0 | 0 | 0
AAQ:[]
AAR:[External Factor - FPL509] | 0 | 0 | 0 | 0 | 0 | 0 | 0 | 0 | 0 | 0 | 1 | 0 | 0 | 0 | 0 | 0 | 0 | 0 | 0 | 0 | 0 | 0 | 0 | 0 | 0 | 0 | 0 | 0 | 0
AAS:[% to Total System] | 0 | 0 | 0 | 0 | 0 | 0 | 0 | 0 | 0 | 0 | 1 | 0 | 0 | 0 | 0 | 0 | 0 | 0 | 0 | 0 | 0 | 0 | 0 | 0 | 0 | 0 | 0 | 0 | 0
AAT:[]
AAU:[FPL600]
AAV:[External Factor - FPL600] | 0 | 0 | 0 | 0 | 0 | 0 | 0 | 0 | 0 | 0 | 0 | 0 | 0 | 0 | 0 | 0 | 0 | 0 | 0 | 0 | 0 | 0 | 0 | 0 | 0 | 0 | 0 | 0 | 0
AAW:[]
Dec 2018
B:[]
C:[Current Entity - Rate Class] | CILC-1D | CILC-1G | CILC-1T | GS(T)-1 | GSCU-1 | GSD(T)-1 | GSLD(T)-1 | GSLD(T)-2 | GSLD(T)-3 | MET | OL-1 | OS-2 | RS(T)-1 | SL-1 | SL-2 | SST-DST | SST-TST | BLOUNTSTOWN | FKEC | KWEST | MDCSWM | SEMINOLE | LCEC | WAUCHULA | WINTER PARK | NEW SMRYNA BEACH | HOMESTEAD | QUINCY | TRANS-SERV
D:[Entity Id - Rate Class - FKEC] | FKEC | FKEC | FKEC | FKEC | FKEC | FKEC | FKEC | FKEC | FKEC | FKEC | FKEC | FKEC | FKEC | FKEC | FKEC | FKEC | FKEC | FKEC | FKEC | FKEC | FKEC | FKEC | FKEC | FKEC | FKEC | FKEC | FKEC | FKEC | FKEC
E:[Entity Id - Rate Class - KWEST] | KWEST | KWEST | KWEST | KWEST | KWEST | KWEST | KWEST | KWEST | KWEST | KWEST | KWEST | KWEST | KWEST | KWEST | KWEST | KWEST | KWEST | KWEST | KWEST | KWEST | KWEST | KWEST | KWEST | KWEST | KWEST | KWEST | KWEST | KWEST | KWEST
F:[Entity ID - Rate Class - TRANS-SERV] | 3936 | 3936 | 3936 | 3936 | 3936 | 3936 | 3936 | 3936 | 3936 | 3936 | 3936 | 3936 | 3936 | 3936 | 3936 | 3936 | 3936 | 3936 | 3936 | 3936 | 3936 | 3936 | 3936 | 3936 | 3936 | 3936 | 3936 | 3936 | 3936
G:[Entity Id - Rate Class - SL-1 - Street Lights] | SL-1 | SL-1 | SL-1 | SL-1 | SL-1 | SL-1 | SL-1 | SL-1 | SL-1 | SL-1 | SL-1 | SL-1 | SL-1 | SL-1 | SL-1 | SL-1 | SL-1 | SL-1 | SL-1 | SL-1 | SL-1 | SL-1 | SL-1 | SL-1 | SL-1 | SL-1 | SL-1 | SL-1 | SL-1
H:[Entity Id - Rate Class - SL-2 - Traffic Signals] | SL-2 | SL-2 | SL-2 | SL-2 | SL-2 | SL-2 | SL-2 | SL-2 | SL-2 | SL-2 | SL-2 | SL-2 | SL-2 | SL-2 | SL-2 | SL-2 | SL-2 | SL-2 | SL-2 | SL-2 | SL-2 | SL-2 | SL-2 | SL-2 | SL-2 | SL-2 | SL-2 | SL-2 | SL-2
I:[Entity Id - Rate Class - OL-1 - Outdoor Lighting] | OL-1 | OL-1 | OL-1 | OL-1 | OL-1 | OL-1 | OL-1 | OL-1 | OL-1 | OL-1 | OL-1 | OL-1 | OL-1 | OL-1 | OL-1 | OL-1 | OL-1 | OL-1 | OL-1 | OL-1 | OL-1 | OL-1 | OL-1 | OL-1 | OL-1 | OL-1 | OL-1 | OL-1 | OL-1
J:[Attribute - Calc non-nuclear power adjustment (Yes/No)] | 0 | 0 | 0 | 0 | 0 | 0 | 0 | 0 | 0 | 0 | 0 | 0 | 0 | 0 | 0 | 0 | 0 | 0 | 0 | 0 | 0 | 0 | 0 | 0 | 0 | 0 | 0 | 0 | 0
K:[Retail/Wholesale] | RETAIL | RETAIL | RETAIL | RETAIL | RETAIL | RETAIL | RETAIL | RETAIL | RETAIL | RETAIL | RETAIL | RETAIL | RETAIL | RETAIL | RETAIL | RETAIL | RETAIL | WHOLESALE | WHOLESALE | WHOLESALE | WHOLESALE | WHOLESALE | WHOLESALE | WHOLESALE | WHOLESALE | WHOLESALE | WHOLESALE | WHOLESALE | WHOLESALE
L:[Entity Id - Retail/Wholesale - Retail] | RETAIL | RETAIL | RETAIL | RETAIL | RETAIL | RETAIL | RETAIL | RETAIL | RETAIL | RETAIL | RETAIL | RETAIL | RETAIL | RETAIL | RETAIL | RETAIL | RETAIL | RETAIL | RETAIL | RETAIL | RETAIL | RETAIL | RETAIL | RETAIL | RETAIL | RETAIL | RETAIL | RETAIL | RETAIL
M:[Entity Id - Retail/Wholesale - Wholesale] | WHOLESALE | WHOLESALE | WHOLESALE | WHOLESALE | WHOLESALE | WHOLESALE | WHOLESALE | WHOLESALE | WHOLESALE | WHOLESALE | WHOLESALE | WHOLESALE | WHOLESALE | WHOLESALE | WHOLESALE | WHOLESALE | WHOLESALE | WHOLESALE | WHOLESALE | WHOLESALE | WHOLESALE | WHOLESALE | WHOLESALE | WHOLESALE | WHOLESALE | WHOLESALE | WHOLESALE | WHOLESALE | WHOLESALE
N:[Zero] | 0 | 0 | 0 | 0 | 0 | 0 | 0 | 0 | 0 | 0 | 0 | 0 | 0 | 0 | 0 | 0 | 0 | 0 | 0 | 0 | 0 | 0 | 0 | 0 | 0 | 0 | 0 | 0 | 0
O:[One] | 1 | 1 | 1 | 1 | 1 | 1 | 1 | 1 | 1 | 1 | 1 | 1 | 1 | 1 | 1 | 1 | 1 | 1 | 1 | 1 | 1 | 1 | 1 | 1 | 1 | 1 | 1 | 1 | 1
P:[Minus One] | -1 | -1 | -1 | -1 | -1 | -1 | -1 | -1 | -1 | -1 | -1 | -1 | -1 | -1 | -1 | -1 | -1 | -1 | -1 | -1 | -1 | -1 | -1 | -1 | -1 | -1 | -1 | -1 | -1
Q:[]
R:[FPL101]
S:[12 CP @ Meter] | 355703.809 | 13749.9589 | 193768.5297 | 1031051.818 | 8666.0921 | 4096795.0811 | 1663228.216 | 332064.7496 | 22637.588 | 14611.3368 | 3060.5633 | 1665.9685 | 11205216.5183 | 18367.8317 | 4069.044 | 1916.5206 | 10946.0221 | 0 | 132190.2592 | 0 | 0 | 195715.7872 | 666744.6685 | 0 | 9785.7894 | 0 | 3914.3157 | 3098.8333 | 0
T:[12 CP @ Meter Adjustment] | 0 | 0 | 0 | 0 | 0 | 0 | 0 | 0 | 0 | 0 | 0 | 0 | 0 | 0 | 0 | 0 | 0 | 0 | 0 | 0 | 0 | 0 | 0 | 0 | 0 | 0 | 0 | 0 | 0
U:[Load Control Impact on CP (ADJ_CP12)] | 0 | 0 | 0 | 0 | 0 | 0 | 0 | 0 | 0 | 0 | 0 | 0 | 0 | 0 | 0 | 0 | 0 | 0 | 0 | 0 | 0 | 0 | 0 | 0 | 0 | 0 | 0 | 0 | 0
V:[Firm Transmission Service for Others (Trans Service Peak Adj)] | 0 | 0 | 0 | 0 | 0 | 0 | 0 | 0 | 0 | 0 | 0 | 0 | 0 | 0 | 0 | 0 | 0 | 0 | 0 | 0 | 0 | 0 | 0 | 0 | 0 | 0 | 0 | 0 | 1212906.0667
W:[12 CP @ Meter Adjusted] | 355703.809 | 13749.9589 | 193768.5297 | 1031051.818 | 8666.0921 | 4096795.0811 | 1663228.216 | 332064.7496 | 22637.588 | 14611.3368 | 3060.5633 | 1665.9685 | 11205216.5183 | 18367.8317 | 4069.044 | 1916.5206 | 10946.0221 | 0 | 132190.2592 | 0 | 0 | 195715.7872 | 666744.6685 | 0 | 9785.7894 | 0 | 3914.3157 | 3098.8333 | 1212906.0667
X:[Voltage Level % - Transm] | 0 | 0 | 1 | 0 | 0 | 0 | 0 | 0 | 1 | 0 | 0 | 0 | 0 | 0 | 0 | 0 | 1 | 1 | 1 | 1 | 1 | 1 | 1 | 1 | 1 | 1 | 1 | 1 | 1
Y:[Loss Expansion Factor - Transm] | 1.0219 | 1.0219 | 1.0219 | 1.0219 | 1.0219 | 1.0219 | 1.0219 | 1.0219 | 1.0219 | 1.0219 | 1.0219 | 1.0219 | 1.0219 | 1.0219 | 1.0219 | 1.0219 | 1.0219 | 1.0219 | 1.0219 | 1.0219 | 1.0219 | 1.0219 | 1.0219 | 1.0219 | 1.0219 | 1.0219 | 1.0219 | 1.0219 | 1.0219
Z:[Transmission 12CP at Generator] | 0 | 0 | 198010.1228 | 0 | 0 | 0 | 0 | 0 | 23133.1248 | 0 | 0 | 0 | 0 | 0 | 0 | 0 | 11185.6305 | 0 | 135083.9039 | 0 | 0 | 200000.0058 | 681339.7093 | 0 | 10000.0003 | 0 | 4000.0001 | 3166.6668 | 1239456.5805
AA:[]
AB:[12 CP Average (CP_12)] | 355703.809 | 13749.9589 | 193768.5297 | 1031051.818 | 8666.0921 | 4096795.0811 | 1663228.216 | 332064.7496 | 22637.588 | 14611.3368 | 3060.5633 | 1665.9685 | 11205216.5183 | 18367.8317 | 4069.044 | 1916.5206 | 10946.0221 | 0 | 132190.2592 | 0 | 0 | 195715.7872 | 666744.6685 | 0 | 9785.7894 | 0 | 3914.3157 | 3098.8333 | 0
AC:[Load COntrol Impact on CP (ADJ_CP12)] | 0 | 0 | 0 | 0 | 0 | 0 | 0 | 0 | 0 | 0 | 0 | 0 | 0 | 0 | 0 | 0 | 0 | 0 | 0 | 0 | 0 | 0 | 0 | 0 | 0 | 0 | 0 | 0 | 0
AD:[Voltage Level % - Primary] | 0.39212 | 0.01428 | 0 | 0 | 0 | 0.00288 | 0.03935 | 0.32521 | 0 | 1 | 0 | 1 | 0 | 0 | 0 | 1 | 0 | 0 | 0 | 0 | 0 | 0 | 0 | 0 | 0 | 0 | 0 | 0 | 0
AE:[Loss Expansion Factor - Primary] | 1.0348 | 1.0348 | 1.0348 | 1.0348 | 1.0348 | 1.0348 | 1.0348 | 1.0348 | 1.0348 | 1.0348 | 1.0348 | 1.0348 | 1.0348 | 1.0348 | 1.0348 | 1.0348 | 1.0348 | 1.0348 | 1.0348 | 1.0348 | 1.0348 | 1.0348 | 1.0348 | 1.0348 | 1.0348 | 1.0348 | 1.0348 | 1.0348 | 1.0348
AF:[Primary 12CP at Generator] | 144336.6164 | 203.1883 | 0 | 0 | 0 | 12209.721 | 67727.5852 | 111752.096 | 0 | 15120.2497 | 0 | 1723.9942 | 0 | 0 | 0 | 1983.273 | 0 | 0 | 0 | 0 | 0 | 0 | 0 | 0 | 0 | 0 | 0 | 0 | 0
AG:[]
AH:[12 CP Average (CP_12)] | 355703.809 | 13749.9589 | 193768.5297 | 1031051.818 | 8666.0921 | 4096795.0811 | 1663228.216 | 332064.7496 | 22637.588 | 14611.3368 | 3060.5633 | 1665.9685 | 11205216.5183 | 18367.8317 | 4069.044 | 1916.5206 | 10946.0221 | 0 | 132190.2592 | 0 | 0 | 195715.7872 | 666744.6685 | 0 | 9785.7894 | 0 | 3914.3157 | 3098.8333 | 0
AI:[Load COntrol Impact on CP (ADJ_CP12)] | 0 | 0 | 0 | 0 | 0 | 0 | 0 | 0 | 0 | 0 | 0 | 0 | 0 | 0 | 0 | 0 | 0 | 0 | 0 | 0 | 0 | 0 | 0 | 0 | 0 | 0 | 0 | 0 | 0
AJ:[Voltage Level % - Secondary] | 0.60788 | 0.98572 | 0 | 1 | 1 | 0.99712 | 0.96065 | 0.67479 | 0 | 0 | 1 | 0 | 1 | 1 | 1 | 0 | 0 | 0 | 0 | 0 | 0 | 0 | 0 | 0 | 0 | 0 | 0 | 0 | 0
AK:[Loss Expansion Factor - Secondary] | 1.0646 | 1.0646 | 1.0646 | 1.0646 | 1.0646 | 1.0646 | 1.0646 | 1.0646 | 1.0646 | 1.0646 | 1.0646 | 1.0646 | 1.0646 | 1.0646 | 1.0646 | 1.0646 | 1.0646 | 1.0646 | 1.0646 | 1.0646 | 1.0646 | 1.0646 | 1.0646 | 1.0646 | 1.0646 | 1.0646 | 1.0646 | 1.0646 | 1.0646
AL:[Secondary 12CP at Generator] | 230186.8946 | 14428.766 | 0 | 1097626.8339 | 9225.6617 | 4348764.5231 | 1700948.8523 | 238542.4287 | 0 | 0 | 3258.1839 | 0 | 11928737.3489 | 19553.8426 | 4331.7821 | 0 | 0 | 0 | 0 | 0 | 0 | 0 | 0 | 0 | 0 | 0 | 0 | 0 | 0
AM:[]
AN:[Transmission 12CP at Generator] | 0 | 0 | 198010.1228 | 0 | 0 | 0 | 0 | 0 | 23133.1248 | 0 | 0 | 0 | 0 | 0 | 0 | 0 | 11185.6305 | 0 | 135083.9039 | 0 | 0 | 200000.0058 | 681339.7093 | 0 | 10000.0003 | 0 | 4000.0001 | 3166.6668 | 1239456.5805
AO:[Primary 12CP at Generator] | 144336.6164 | 203.1883 | 0 | 0 | 0 | 12209.721 | 67727.5852 | 111752.096 | 0 | 15120.2497 | 0 | 1723.9942 | 0 | 0 | 0 | 1983.273 | 0 | 0 | 0 | 0 | 0 | 0 | 0 | 0 | 0 | 0 | 0 | 0 | 0
AP:[Secondary 12CP at Generator] | 230186.8946 | 14428.766 | 0 | 1097626.8339 | 9225.6617 | 4348764.5231 | 1700948.8523 | 238542.4287 | 0 | 0 | 3258.1839 | 0 | 11928737.3489 | 19553.8426 | 4331.7821 | 0 | 0 | 0 | 0 | 0 | 0 | 0 | 0 | 0 | 0 | 0 | 0 | 0 | 0
AQ:[Average 12CP Demand Including Firm Transmission Service at Generator] | 374523.511 | 14631.9543 | 198010.1228 | 1097626.8339 | 9225.6617 | 4360974.244 | 1768676.4375 | 350294.5247 | 23133.1248 | 15120.2497 | 3258.1839 | 1723.9942 | 11928737.3489 | 19553.8426 | 4331.7821 | 1983.273 | 11185.6305 | 0 | 135083.9039 | 0 | 0 | 200000.0058 | 681339.7093 | 0 | 10000.0003 | 0 | 4000.0001 | 3166.6668 | 1239456.5805
CILC-1D | 374523.511 | 374523.511 | 374523.511 | 374523.511 | 374523.511 | 374523.511 | 374523.511 | 374523.511 | 374523.511 | 374523.511 | 374523.511 | 374523.511 | 374523.511 | 374523.511 | 374523.511 | 374523.511 | 374523.511
CILC-1G | 14631.9543 | 14631.9543 | 14631.9543 | 14631.9543 | 14631.9543 | 14631.9543 | 14631.9543 | 14631.9543 | 14631.9543 | 14631.9543 | 14631.9543 | 14631.9543 | 14631.9543 | 14631.9543 | 14631.9543 | 14631.9543 | 14631.9543
CILC-1T | 198010.1228 | 198010.1228 | 198010.1228 | 198010.1228 | 198010.1228 | 198010.1228 | 198010.1228 | 198010.1228 | 198010.1228 | 198010.1228 | 198010.1228 | 198010.1228 | 198010.1228 | 198010.1228 | 198010.1228 | 198010.1228 | 198010.1228
GS(T)-1 | 1097626.8339 | 1097626.8339 | 1097626.8339 | 1097626.8339 | 1097626.8339 | 1097626.8339 | 1097626.8339 | 1097626.8339 | 1097626.8339 | 1097626.8339 | 1097626.8339 | 1097626.8339 | 1097626.8339 | 1097626.8339 | 1097626.8339 | 1097626.8339 | 1097626.8339
GSCU-1 | 9225.6617 | 9225.6617 | 9225.6617 | 9225.6617 | 9225.6617 | 9225.6617 | 9225.6617 | 9225.6617 | 9225.6617 | 9225.6617 | 9225.6617 | 9225.6617 | 9225.6617 | 9225.6617 | 9225.6617 | 9225.6617 | 9225.6617
GSD(T)-1 | 4360974.244 | 4360974.244 | 4360974.244 | 4360974.244 | 4360974.244 | 4360974.244 | 4360974.244 | 4360974.244 | 4360974.244 | 4360974.244 | 4360974.244 | 4360974.244 | 4360974.244 | 4360974.244 | 4360974.244 | 4360974.244 | 4360974.244
GSLD(T)-1 | 1768676.4375 | 1768676.4375 | 1768676.4375 | 1768676.4375 | 1768676.4375 | 1768676.4375 | 1768676.4375 | 1768676.4375 | 1768676.4375 | 1768676.4375 | 1768676.4375 | 1768676.4375 | 1768676.4375 | 1768676.4375 | 1768676.4375 | 1768676.4375 | 1768676.4375
GSLD(T)-2 | 350294.5247 | 350294.5247 | 350294.5247 | 350294.5247 | 350294.5247 | 350294.5247 | 350294.5247 | 350294.5247 | 350294.5247 | 350294.5247 | 350294.5247 | 350294.5247 | 350294.5247 | 350294.5247 | 350294.5247 | 350294.5247 | 350294.5247
GSLD(T)-3 | 23133.1248 | 23133.1248 | 23133.1248 | 23133.1248 | 23133.1248 | 23133.1248 | 23133.1248 | 23133.1248 | 23133.1248 | 23133.1248 | 23133.1248 | 23133.1248 | 23133.1248 | 23133.1248 | 23133.1248 | 23133.1248 | 23133.1248
MET | 15120.2497 | 15120.2497 | 15120.2497 | 15120.2497 | 15120.2497 | 15120.2497 | 15120.2497 | 15120.2497 | 15120.2497 | 15120.2497 | 15120.2497 | 15120.2497 | 15120.2497 | 15120.2497 | 15120.2497 | 15120.2497 | 15120.2497
OL-1 | 3258.1839 | 3258.1839 | 3258.1839 | 3258.1839 | 3258.1839 | 3258.1839 | 3258.1839 | 3258.1839 | 3258.1839 | 3258.1839 | 3258.1839 | 3258.1839 | 3258.1839 | 3258.1839 | 3258.1839 | 3258.1839 | 3258.1839
OS-2 | 1723.9942 | 1723.9942 | 1723.9942 | 1723.9942 | 1723.9942 | 1723.9942 | 1723.9942 | 1723.9942 | 1723.9942 | 1723.9942 | 1723.9942 | 1723.9942 | 1723.9942 | 1723.9942 | 1723.9942 | 1723.9942 | 1723.9942
RS(T)-1 | 11928737.3489 | 11928737.3489 | 11928737.3489 | 11928737.3489 | 11928737.3489 | 11928737.3489 | 11928737.3489 | 11928737.3489 | 11928737.3489 | 11928737.3489 | 11928737.3489 | 11928737.3489 | 11928737.3489 | 11928737.3489 | 11928737.3489 | 11928737.3489 | 11928737.3489
SL-1 | 19553.8426 | 19553.8426 | 19553.8426 | 19553.8426 | 19553.8426 | 19553.8426 | 19553.8426 | 19553.8426 | 19553.8426 | 19553.8426 | 19553.8426 | 19553.8426 | 19553.8426 | 19553.8426 | 19553.8426 | 19553.8426 | 19553.8426
SL-2 | 4331.7821 | 4331.7821 | 4331.7821 | 4331.7821 | 4331.7821 | 4331.7821 | 4331.7821 | 4331.7821 | 4331.7821 | 4331.7821 | 4331.7821 | 4331.7821 | 4331.7821 | 4331.7821 | 4331.7821 | 4331.7821 | 4331.7821
SST-DST | 1983.273 | 1983.273 | 1983.273 | 1983.273 | 1983.273 | 1983.273 | 1983.273 | 1983.273 | 1983.273 | 1983.273 | 1983.273 | 1983.273 | 1983.273 | 1983.273 | 1983.273 | 1983.273 | 1983.273
SST-TST | 11185.6305 | 11185.6305 | 11185.6305 | 11185.6305 | 11185.6305 | 11185.6305 | 11185.6305 | 11185.6305 | 11185.6305 | 11185.6305 | 11185.6305 | 11185.6305 | 11185.6305 | 11185.6305 | 11185.6305 | 11185.6305 | 11185.6305
FKEC | [17 empty] | 135083.9039 | 135083.9039 | 135083.9039 | 135083.9039 | 135083.9039 | 135083.9039 | 135083.9039 | 135083.9039 | 135083.9039 | 135083.9039 | 135083.9039 | 135083.9039
SEMINOLE | [17 empty] | 200000.0058 | 200000.0058 | 200000.0058 | 200000.0058 | 200000.0058 | 200000.0058 | 200000.0058 | 200000.0058 | 200000.0058 | 200000.0058 | 200000.0058 | 200000.0058
LCEC | [17 empty] | 681339.7093 | 681339.7093 | 681339.7093 | 681339.7093 | 681339.7093 | 681339.7093 | 681339.7093 | 681339.7093 | 681339.7093 | 681339.7093 | 681339.7093 | 681339.7093
WINTER PARK | [17 empty] | 10000.0003 | 10000.0003 | 10000.0003 | 10000.0003 | 10000.0003 | 10000.0003 | 10000.0003 | 10000.0003 | 10000.0003 | 10000.0003 | 10000.0003 | 10000.0003
HOMESTEAD | [17 empty] | 4000.0001 | 4000.0001 | 4000.0001 | 4000.0001 | 4000.0001 | 4000.0001 | 4000.0001 | 4000.0001 | 4000.0001 | 4000.0001 | 4000.0001 | 4000.0001
QUINCY | [17 empty] | 3166.6668 | 3166.6668 | 3166.6668 | 3166.6668 | 3166.6668 | 3166.6668 | 3166.6668 | 3166.6668 | 3166.6668 | 3166.6668 | 3166.6668 | 3166.6668
TRANS-SERV | [17 empty] | 1239456.5805 | 1239456.5805 | 1239456.5805 | 1239456.5805 | 1239456.5805 | 1239456.5805 | 1239456.5805 | 1239456.5805 | 1239456.5805 | 1239456.5805 | 1239456.5805 | 1239456.5805
AR:[Total Retail/Wholesale] | 20182990.7196 | 20182990.7196 | 20182990.7196 | 20182990.7196 | 20182990.7196 | 20182990.7196 | 20182990.7196 | 20182990.7196 | 20182990.7196 | 20182990.7196 | 20182990.7196 | 20182990.7196 | 20182990.7196 | 20182990.7196 | 20182990.7196 | 20182990.7196 | 20182990.7196 | 2273046.8667 | 2273046.8667 | 2273046.8667 | 2273046.8667 | 2273046.8667 | 2273046.8667 | 2273046.8667 | 2273046.8667 | 2273046.8667 | 2273046.8667 | 2273046.8667 | 2273046.8667
CILC-1D | 374523.511 | 374523.511 | 374523.511 | 374523.511 | 374523.511 | 374523.511 | 374523.511 | 374523.511 | 374523.511 | 374523.511 | 374523.511 | 374523.511 | 374523.511 | 374523.511 | 374523.511 | 374523.511 | 374523.511
CILC-1G | 14631.9543 | 14631.9543 | 14631.9543 | 14631.9543 | 14631.9543 | 14631.9543 | 14631.9543 | 14631.9543 | 14631.9543 | 14631.9543 | 14631.9543 | 14631.9543 | 14631.9543 | 14631.9543 | 14631.9543 | 14631.9543 | 14631.9543
CILC-1T | 198010.1228 | 198010.1228 | 198010.1228 | 198010.1228 | 198010.1228 | 198010.1228 | 198010.1228 | 198010.1228 | 198010.1228 | 198010.1228 | 198010.1228 | 198010.1228 | 198010.1228 | 198010.1228 | 198010.1228 | 198010.1228 | 198010.1228
GS(T)-1 | 1097626.8339 | 1097626.8339 | 1097626.8339 | 1097626.8339 | 1097626.8339 | 1097626.8339 | 1097626.8339 | 1097626.8339 | 1097626.8339 | 1097626.8339 | 1097626.8339 | 1097626.8339 | 1097626.8339 | 1097626.8339 | 1097626.8339 | 1097626.8339 | 1097626.8339
GSCU-1 | 9225.6617 | 9225.6617 | 9225.6617 | 9225.6617 | 9225.6617 | 9225.6617 | 9225.6617 | 9225.6617 | 9225.6617 | 9225.6617 | 9225.6617 | 9225.6617 | 9225.6617 | 9225.6617 | 9225.6617 | 9225.6617 | 9225.6617
GSD(T)-1 | 4360974.244 | 4360974.244 | 4360974.244 | 4360974.244 | 4360974.244 | 4360974.244 | 4360974.244 | 4360974.244 | 4360974.244 | 4360974.244 | 4360974.244 | 4360974.244 | 4360974.244 | 4360974.244 | 4360974.244 | 4360974.244 | 4360974.244
GSLD(T)-1 | 1768676.4375 | 1768676.4375 | 1768676.4375 | 1768676.4375 | 1768676.4375 | 1768676.4375 | 1768676.4375 | 1768676.4375 | 1768676.4375 | 1768676.4375 | 1768676.4375 | 1768676.4375 | 1768676.4375 | 1768676.4375 | 1768676.4375 | 1768676.4375 | 1768676.4375
GSLD(T)-2 | 350294.5247 | 350294.5247 | 350294.5247 | 350294.5247 | 350294.5247 | 350294.5247 | 350294.5247 | 350294.5247 | 350294.5247 | 350294.5247 | 350294.5247 | 350294.5247 | 350294.5247 | 350294.5247 | 350294.5247 | 350294.5247 | 350294.5247
GSLD(T)-3 | 23133.1248 | 23133.1248 | 23133.1248 | 23133.1248 | 23133.1248 | 23133.1248 | 23133.1248 | 23133.1248 | 23133.1248 | 23133.1248 | 23133.1248 | 23133.1248 | 23133.1248 | 23133.1248 | 23133.1248 | 23133.1248 | 23133.1248
MET | 15120.2497 | 15120.2497 | 15120.2497 | 15120.2497 | 15120.2497 | 15120.2497 | 15120.2497 | 15120.2497 | 15120.2497 | 15120.2497 | 15120.2497 | 15120.2497 | 15120.2497 | 15120.2497 | 15120.2497 | 15120.2497 | 15120.2497
OL-1 | 3258.1839 | 3258.1839 | 3258.1839 | 3258.1839 | 3258.1839 | 3258.1839 | 3258.1839 | 3258.1839 | 3258.1839 | 3258.1839 | 3258.1839 | 3258.1839 | 3258.1839 | 3258.1839 | 3258.1839 | 3258.1839 | 3258.1839
OS-2 | 1723.9942 | 1723.9942 | 1723.9942 | 1723.9942 | 1723.9942 | 1723.9942 | 1723.9942 | 1723.9942 | 1723.9942 | 1723.9942 | 1723.9942 | 1723.9942 | 1723.9942 | 1723.9942 | 1723.9942 | 1723.9942 | 1723.9942
RS(T)-1 | 11928737.3489 | 11928737.3489 | 11928737.3489 | 11928737.3489 | 11928737.3489 | 11928737.3489 | 11928737.3489 | 11928737.3489 | 11928737.3489 | 11928737.3489 | 11928737.3489 | 11928737.3489 | 11928737.3489 | 11928737.3489 | 11928737.3489 | 11928737.3489 | 11928737.3489
SL-1 | 19553.8426 | 19553.8426 | 19553.8426 | 19553.8426 | 19553.8426 | 19553.8426 | 19553.8426 | 19553.8426 | 19553.8426 | 19553.8426 | 19553.8426 | 19553.8426 | 19553.8426 | 19553.8426 | 19553.8426 | 19553.8426 | 19553.8426
SL-2 | 4331.7821 | 4331.7821 | 4331.7821 | 4331.7821 | 4331.7821 | 4331.7821 | 4331.7821 | 4331.7821 | 4331.7821 | 4331.7821 | 4331.7821 | 4331.7821 | 4331.7821 | 4331.7821 | 4331.7821 | 4331.7821 | 4331.7821
SST-DST | 1983.273 | 1983.273 | 1983.273 | 1983.273 | 1983.273 | 1983.273 | 1983.273 | 1983.273 | 1983.273 | 1983.273 | 1983.273 | 1983.273 | 1983.273 | 1983.273 | 1983.273 | 1983.273 | 1983.273
SST-TST | 11185.6305 | 11185.6305 | 11185.6305 | 11185.6305 | 11185.6305 | 11185.6305 | 11185.6305 | 11185.6305 | 11185.6305 | 11185.6305 | 11185.6305 | 11185.6305 | 11185.6305 | 11185.6305 | 11185.6305 | 11185.6305 | 11185.6305
FKEC | [17 empty] | 135083.9039 | 135083.9039 | 135083.9039 | 135083.9039 | 135083.9039 | 135083.9039 | 135083.9039 | 135083.9039 | 135083.9039 | 135083.9039 | 135083.9039 | 135083.9039
SEMINOLE | [17 empty] | 200000.0058 | 200000.0058 | 200000.0058 | 200000.0058 | 200000.0058 | 200000.0058 | 200000.0058 | 200000.0058 | 200000.0058 | 200000.0058 | 200000.0058 | 200000.0058
LCEC | [17 empty] | 681339.7093 | 681339.7093 | 681339.7093 | 681339.7093 | 681339.7093 | 681339.7093 | 681339.7093 | 681339.7093 | 681339.7093 | 681339.7093 | 681339.7093 | 681339.7093
WINTER PARK | [17 empty] | 10000.0003 | 10000.0003 | 10000.0003 | 10000.0003 | 10000.0003 | 10000.0003 | 10000.0003 | 10000.0003 | 10000.0003 | 10000.0003 | 10000.0003 | 10000.0003
HOMESTEAD | [17 empty] | 4000.0001 | 4000.0001 | 4000.0001 | 4000.0001 | 4000.0001 | 4000.0001 | 4000.0001 | 4000.0001 | 4000.0001 | 4000.0001 | 4000.0001 | 4000.0001
QUINCY | [17 empty] | 3166.6668 | 3166.6668 | 3166.6668 | 3166.6668 | 3166.6668 | 3166.6668 | 3166.6668 | 3166.6668 | 3166.6668 | 3166.6668 | 3166.6668 | 3166.6668
TRANS-SERV | [17 empty] | 1239456.5805 | 1239456.5805 | 1239456.5805 | 1239456.5805 | 1239456.5805 | 1239456.5805 | 1239456.5805 | 1239456.5805 | 1239456.5805 | 1239456.5805 | 1239456.5805 | 1239456.5805
AS:[Total Retail] | 20182990.7196 | 20182990.7196 | 20182990.7196 | 20182990.7196 | 20182990.7196 | 20182990.7196 | 20182990.7196 | 20182990.7196 | 20182990.7196 | 20182990.7196 | 20182990.7196 | 20182990.7196 | 20182990.7196 | 20182990.7196 | 20182990.7196 | 20182990.7196 | 20182990.7196 | 2273046.8667 | 2273046.8667 | 2273046.8667 | 2273046.8667 | 2273046.8667 | 2273046.8667 | 2273046.8667 | 2273046.8667 | 2273046.8667 | 2273046.8667 | 2273046.8667 | 2273046.8667
CILC-1D | 374523.511 | 374523.511 | 374523.511 | 374523.511 | 374523.511 | 374523.511 | 374523.511 | 374523.511 | 374523.511 | 374523.511 | 374523.511 | 374523.511 | 374523.511 | 374523.511 | 374523.511 | 374523.511 | 374523.511 | 374523.511 | 374523.511 | 374523.511 | 374523.511 | 374523.511 | 374523.511 | 374523.511 | 374523.511 | 374523.511 | 374523.511 | 374523.511 | 374523.511
CILC-1G | 14631.9543 | 14631.9543 | 14631.9543 | 14631.9543 | 14631.9543 | 14631.9543 | 14631.9543 | 14631.9543 | 14631.9543 | 14631.9543 | 14631.9543 | 14631.9543 | 14631.9543 | 14631.9543 | 14631.9543 | 14631.9543 | 14631.9543 | 14631.9543 | 14631.9543 | 14631.9543 | 14631.9543 | 14631.9543 | 14631.9543 | 14631.9543 | 14631.9543 | 14631.9543 | 14631.9543 | 14631.9543 | 14631.9543
CILC-1T | 198010.1228 | 198010.1228 | 198010.1228 | 198010.1228 | 198010.1228 | 198010.1228 | 198010.1228 | 198010.1228 | 198010.1228 | 198010.1228 | 198010.1228 | 198010.1228 | 198010.1228 | 198010.1228 | 198010.1228 | 198010.1228 | 198010.1228 | 198010.1228 | 198010.1228 | 198010.1228 | 198010.1228 | 198010.1228 | 198010.1228 | 198010.1228 | 198010.1228 | 198010.1228 | 198010.1228 | 198010.1228 | 198010.1228
GS(T)-1 | 1097626.8339 | 1097626.8339 | 1097626.8339 | 1097626.8339 | 1097626.8339 | 1097626.8339 | 1097626.8339 | 1097626.8339 | 1097626.8339 | 1097626.8339 | 1097626.8339 | 1097626.8339 | 1097626.8339 | 1097626.8339 | 1097626.8339 | 1097626.8339 | 1097626.8339 | 1097626.8339 | 1097626.8339 | 1097626.8339 | 1097626.8339 | 1097626.8339 | 1097626.8339 | 1097626.8339 | 1097626.8339 | 1097626.8339 | 1097626.8339 | 1097626.8339 | 1097626.8339
GSCU-1 | 9225.6617 | 9225.6617 | 9225.6617 | 9225.6617 | 9225.6617 | 9225.6617 | 9225.6617 | 9225.6617 | 9225.6617 | 9225.6617 | 9225.6617 | 9225.6617 | 9225.6617 | 9225.6617 | 9225.6617 | 9225.6617 | 9225.6617 | 9225.6617 | 9225.6617 | 9225.6617 | 9225.6617 | 9225.6617 | 9225.6617 | 9225.6617 | 9225.6617 | 9225.6617 | 9225.6617 | 9225.6617 | 9225.6617
GSD(T)-1 | 4360974.244 | 4360974.244 | 4360974.244 | 4360974.244 | 4360974.244 | 4360974.244 | 4360974.244 | 4360974.244 | 4360974.244 | 4360974.244 | 4360974.244 | 4360974.244 | 4360974.244 | 4360974.244 | 4360974.244 | 4360974.244 | 4360974.244 | 4360974.244 | 4360974.244 | 4360974.244 | 4360974.244 | 4360974.244 | 4360974.244 | 4360974.244 | 4360974.244 | 4360974.244 | 4360974.244 | 4360974.244 | 4360974.244
GSLD(T)-1 | 1768676.4375 | 1768676.4375 | 1768676.4375 | 1768676.4375 | 1768676.4375 | 1768676.4375 | 1768676.4375 | 1768676.4375 | 1768676.4375 | 1768676.4375 | 1768676.4375 | 1768676.4375 | 1768676.4375 | 1768676.4375 | 1768676.4375 | 1768676.4375 | 1768676.4375 | 1768676.4375 | 1768676.4375 | 1768676.4375 | 1768676.4375 | 1768676.4375 | 1768676.4375 | 1768676.4375 | 1768676.4375 | 1768676.4375 | 1768676.4375 | 1768676.4375 | 1768676.4375
GSLD(T)-2 | 350294.5247 | 350294.5247 | 350294.5247 | 350294.5247 | 350294.5247 | 350294.5247 | 350294.5247 | 350294.5247 | 350294.5247 | 350294.5247 | 350294.5247 | 350294.5247 | 350294.5247 | 350294.5247 | 350294.5247 | 350294.5247 | 350294.5247 | 350294.5247 | 350294.5247 | 350294.5247 | 350294.5247 | 350294.5247 | 350294.5247 | 350294.5247 | 350294.5247 | 350294.5247 | 350294.5247 | 350294.5247 | 350294.5247
GSLD(T)-3 | 23133.1248 | 23133.1248 | 23133.1248 | 23133.1248 | 23133.1248 | 23133.1248 | 23133.1248 | 23133.1248 | 23133.1248 | 23133.1248 | 23133.1248 | 23133.1248 | 23133.1248 | 23133.1248 | 23133.1248 | 23133.1248 | 23133.1248 | 23133.1248 | 23133.1248 | 23133.1248 | 23133.1248 | 23133.1248 | 23133.1248 | 23133.1248 | 23133.1248 | 23133.1248 | 23133.1248 | 23133.1248 | 23133.1248
MET | 15120.2497 | 15120.2497 | 15120.2497 | 15120.2497 | 15120.2497 | 15120.2497 | 15120.2497 | 15120.2497 | 15120.2497 | 15120.2497 | 15120.2497 | 15120.2497 | 15120.2497 | 15120.2497 | 15120.2497 | 15120.2497 | 15120.2497 | 15120.2497 | 15120.2497 | 15120.2497 | 15120.2497 | 15120.2497 | 15120.2497 | 15120.2497 | 15120.2497 | 15120.2497 | 15120.2497 | 15120.2497 | 15120.2497
OL-1 | 3258.1839 | 3258.1839 | 3258.1839 | 3258.1839 | 3258.1839 | 3258.1839 | 3258.1839 | 3258.1839 | 3258.1839 | 3258.1839 | 3258.1839 | 3258.1839 | 3258.1839 | 3258.1839 | 3258.1839 | 3258.1839 | 3258.1839 | 3258.1839 | 3258.1839 | 3258.1839 | 3258.1839 | 3258.1839 | 3258.1839 | 3258.1839 | 3258.1839 | 3258.1839 | 3258.1839 | 3258.1839 | 3258.1839
OS-2 | 1723.9942 | 1723.9942 | 1723.9942 | 1723.9942 | 1723.9942 | 1723.9942 | 1723.9942 | 1723.9942 | 1723.9942 | 1723.9942 | 1723.9942 | 1723.9942 | 1723.9942 | 1723.9942 | 1723.9942 | 1723.9942 | 1723.9942 | 1723.9942 | 1723.9942 | 1723.9942 | 1723.9942 | 1723.9942 | 1723.9942 | 1723.9942 | 1723.9942 | 1723.9942 | 1723.9942 | 1723.9942 | 1723.9942
RS(T)-1 | 11928737.3489 | 11928737.3489 | 11928737.3489 | 11928737.3489 | 11928737.3489 | 11928737.3489 | 11928737.3489 | 11928737.3489 | 11928737.3489 | 11928737.3489 | 11928737.3489 | 11928737.3489 | 11928737.3489 | 11928737.3489 | 11928737.3489 | 11928737.3489 | 11928737.3489 | 11928737.3489 | 11928737.3489 | 11928737.3489 | 11928737.3489 | 11928737.3489 | 11928737.3489 | 11928737.3489 | 11928737.3489 | 11928737.3489 | 11928737.3489 | 11928737.3489 | 11928737.3489
SL-1 | 19553.8426 | 19553.8426 | 19553.8426 | 19553.8426 | 19553.8426 | 19553.8426 | 19553.8426 | 19553.8426 | 19553.8426 | 19553.8426 | 19553.8426 | 19553.8426 | 19553.8426 | 19553.8426 | 19553.8426 | 19553.8426 | 19553.8426 | 19553.8426 | 19553.8426 | 19553.8426 | 19553.8426 | 19553.8426 | 19553.8426 | 19553.8426 | 19553.8426 | 19553.8426 | 19553.8426 | 19553.8426 | 19553.8426
SL-2 | 4331.7821 | 4331.7821 | 4331.7821 | 4331.7821 | 4331.7821 | 4331.7821 | 4331.7821 | 4331.7821 | 4331.7821 | 4331.7821 | 4331.7821 | 4331.7821 | 4331.7821 | 4331.7821 | 4331.7821 | 4331.7821 | 4331.7821 | 4331.7821 | 4331.7821 | 4331.7821 | 4331.7821 | 4331.7821 | 4331.7821 | 4331.7821 | 4331.7821 | 4331.7821 | 4331.7821 | 4331.7821 | 4331.7821
SST-DST | 1983.273 | 1983.273 | 1983.273 | 1983.273 | 1983.273 | 1983.273 | 1983.273 | 1983.273 | 1983.273 | 1983.273 | 1983.273 | 1983.273 | 1983.273 | 1983.273 | 1983.273 | 1983.273 | 1983.273 | 1983.273 | 1983.273 | 1983.273 | 1983.273 | 1983.273 | 1983.273 | 1983.273 | 1983.273 | 1983.273 | 1983.273 | 1983.273 | 1983.273
SST-TST | 11185.6305 | 11185.6305 | 11185.6305 | 11185.6305 | 11185.6305 | 11185.6305 | 11185.6305 | 11185.6305 | 11185.6305 | 11185.6305 | 11185.6305 | 11185.6305 | 11185.6305 | 11185.6305 | 11185.6305 | 11185.6305 | 11185.6305 | 11185.6305 | 11185.6305 | 11185.6305 | 11185.6305 | 11185.6305 | 11185.6305 | 11185.6305 | 11185.6305 | 11185.6305 | 11185.6305 | 11185.6305 | 11185.6305
FKEC | 135083.9039 | 135083.9039 | 135083.9039 | 135083.9039 | 135083.9039 | 135083.9039 | 135083.9039 | 135083.9039 | 135083.9039 | 135083.9039 | 135083.9039 | 135083.9039 | 135083.9039 | 135083.9039 | 135083.9039 | 135083.9039 | 135083.9039 | 135083.9039 | 135083.9039 | 135083.9039 | 135083.9039 | 135083.9039 | 135083.9039 | 135083.9039 | 135083.9039 | 135083.9039 | 135083.9039 | 135083.9039 | 135083.9039
SEMINOLE | 200000.0058 | 200000.0058 | 200000.0058 | 200000.0058 | 200000.0058 | 200000.0058 | 200000.0058 | 200000.0058 | 200000.0058 | 200000.0058 | 200000.0058 | 200000.0058 | 200000.0058 | 200000.0058 | 200000.0058 | 200000.0058 | 200000.0058 | 200000.0058 | 200000.0058 | 200000.0058 | 200000.0058 | 200000.0058 | 200000.0058 | 200000.0058 | 200000.0058 | 200000.0058 | 200000.0058 | 200000.0058 | 200000.0058
LCEC | 681339.7093 | 681339.7093 | 681339.7093 | 681339.7093 | 681339.7093 | 681339.7093 | 681339.7093 | 681339.7093 | 681339.7093 | 681339.7093 | 681339.7093 | 681339.7093 | 681339.7093 | 681339.7093 | 681339.7093 | 681339.7093 | 681339.7093 | 681339.7093 | 681339.7093 | 681339.7093 | 681339.7093 | 681339.7093 | 681339.7093 | 681339.7093 | 681339.7093 | 681339.7093 | 681339.7093 | 681339.7093 | 681339.7093
WINTER PARK | 10000.0003 | 10000.0003 | 10000.0003 | 10000.0003 | 10000.0003 | 10000.0003 | 10000.0003 | 10000.0003 | 10000.0003 | 10000.0003 | 10000.0003 | 10000.0003 | 10000.0003 | 10000.0003 | 10000.0003 | 10000.0003 | 10000.0003 | 10000.0003 | 10000.0003 | 10000.0003 | 10000.0003 | 10000.0003 | 10000.0003 | 10000.0003 | 10000.0003 | 10000.0003 | 10000.0003 | 10000.0003 | 10000.0003
HOMESTEAD | 4000.0001 | 4000.0001 | 4000.0001 | 4000.0001 | 4000.0001 | 4000.0001 | 4000.0001 | 4000.0001 | 4000.0001 | 4000.0001 | 4000.0001 | 4000.0001 | 4000.0001 | 4000.0001 | 4000.0001 | 4000.0001 | 4000.0001 | 4000.0001 | 4000.0001 | 4000.0001 | 4000.0001 | 4000.0001 | 4000.0001 | 4000.0001 | 4000.0001 | 4000.0001 | 4000.0001 | 4000.0001 | 4000.0001
QUINCY | 3166.6668 | 3166.6668 | 3166.6668 | 3166.6668 | 3166.6668 | 3166.6668 | 3166.6668 | 3166.6668 | 3166.6668 | 3166.6668 | 3166.6668 | 3166.6668 | 3166.6668 | 3166.6668 | 3166.6668 | 3166.6668 | 3166.6668 | 3166.6668 | 3166.6668 | 3166.6668 | 3166.6668 | 3166.6668 | 3166.6668 | 3166.6668 | 3166.6668 | 3166.6668 | 3166.6668 | 3166.6668 | 3166.6668
TRANS-SERV | 1239456.5805 | 1239456.5805 | 1239456.5805 | 1239456.5805 | 1239456.5805 | 1239456.5805 | 1239456.5805 | 1239456.5805 | 1239456.5805 | 1239456.5805 | 1239456.5805 | 1239456.5805 | 1239456.5805 | 1239456.5805 | 1239456.5805 | 1239456.5805 | 1239456.5805 | 1239456.5805 | 1239456.5805 | 1239456.5805 | 1239456.5805 | 1239456.5805 | 1239456.5805 | 1239456.5805 | 1239456.5805 | 1239456.5805 | 1239456.5805 | 1239456.5805 | 1239456.5805
AT:[Total Company] | 22456037.5863 | 22456037.5863 | 22456037.5863 | 22456037.5863 | 22456037.5863 | 22456037.5863 | 22456037.5863 | 22456037.5863 | 22456037.5863 | 22456037.5863 | 22456037.5863 | 22456037.5863 | 22456037.5863 | 22456037.5863 | 22456037.5863 | 22456037.5863 | 22456037.5863 | 22456037.5863 | 22456037.5863 | 22456037.5863 | 22456037.5863 | 22456037.5863 | 22456037.5863 | 22456037.5863 | 22456037.5863 | 22456037.5863 | 22456037.5863 | 22456037.5863 | 22456037.5863
AU:[% to Total columns]
AV:[% to Total Retail] | 1.856% | 0.0725% | 0.9811% | 5.438% | 0.04571% | 21.61% | 8.763% | 1.736% | 0.1146% | 0.07492% | 0.01614% | 0.008542% | 59.1% | 0.09688% | 0.02146% | 0.009826% | 0.05542% | 0% | 5.943% | 0% | 0% | 8.799% | 29.97% | 0% | 0.4399% | 0% | 0.176% | 0.1393% | 54.53%
AW:[% to Total System] | 1.856% | 0.0725% | 0.9811% | 5.438% | 0.04571% | 21.61% | 8.763% | 1.736% | 0.1146% | 0.07492% | 0.01614% | 0.008542% | 59.1% | 0.09688% | 0.02146% | 0.009826% | 0.05542% | 0% | 5.943% | 0% | 0% | 8.799% | 29.97% | 0% | 0.4399% | 0% | 0.176% | 0.1393% | 54.53%
AX:[]
AY:[External Factor - FPL101] | 0.018556 | 0.00072496 | 0.0098107 | 0.054384 | 0.0004571 | 0.21607 | 0.087632 | 0.017356 | 0.0011462 | 0.00074916 | 0.00016143 | 8.5418e-05 | 0.59103 | 0.00096883 | 0.00021463 | 9.8265e-05 | 0.00055421 | 0 | 0.059429 | 0 | 0 | 0.087988 | 0.29975 | 0 | 0.0043994 | 0 | 0.0017598 | 0.0013931 | 0.54528
AZ:[% to Total System] | 0.016678 | 0.00065158 | 0.0088177 | 0.048879 | 0.00041083 | 0.1942 | 0.078762 | 0.015599 | 0.0010302 | 0.00067333 | 0.00014509 | 7.6772e-05 | 0.5312 | 0.00087076 | 0.0001929 | 8.8318e-05 | 0.00049811 | 0 | 0.0060155 | 0 | 0 | 0.0089063 | 0.030341 | 0 | 0.00044531 | 0 | 0.00017813 | 0.00014102 | 0.055195
BA:[]
BB:[FPL102]
BC:[12 CP Average (CP_12)] | 355703.809 | 13749.9589 | 193768.5297 | 1031051.818 | 8666.0921 | 4096795.0811 | 1663228.216 | 332064.7496 | 22637.588 | 14611.3368 | 3060.5633 | 1665.9685 | 11205216.5183 | 18367.8317 | 4069.044 | 1916.5206 | 10946.0221 | 0 | 132190.2592 | 0 | 0 | 195715.7872 | 666744.6685 | 0 | 9785.7894 | 0 | 3914.3157 | 3098.8333 | 0
BD:[Load Control Impact on CP (ADJ_CP12)] | 0 | 0 | 0 | 0 | 0 | 0 | 0 | 0 | 0 | 0 | 0 | 0 | 0 | 0 | 0 | 0 | 0 | 0 | 0 | 0 | 0 | 0 | 0 | 0 | 0 | 0 | 0 | 0 | 0
BE:[12 CP @ Meter Adjusted] | 355703.809 | 13749.9589 | 193768.5297 | 1031051.818 | 8666.0921 | 4096795.0811 | 1663228.216 | 332064.7496 | 22637.588 | 14611.3368 | 3060.5633 | 1665.9685 | 11205216.5183 | 18367.8317 | 4069.044 | 1916.5206 | 10946.0221 | 0 | 132190.2592 | 0 | 0 | 195715.7872 | 666744.6685 | 0 | 9785.7894 | 0 | 3914.3157 | 3098.8333 | 0
BF:[Exclude from Calc (1=Yes)] | 0 | 0 | 0 | 0 | 0 | 0 | 0 | 0 | 0 | 0 | 0 | 0 | 0 | 0 | 0 | 0 | 0 | 0 | 0 | 0 | 0 | 0 | 0 | 0 | 0 | 0 | 0 | 0 | 0
BG:[% Transmission - KW (KW_TRANS)] | 0 | 0 | 1 | 0 | 0 | 0 | 0 | 0 | 1 | 0 | 0 | 0 | 0 | 0 | 0 | 0 | 1 | 1 | 1 | 1 | 1 | 1 | 1 | 1 | 1 | 1 | 1 | 1 | 1
BH:[Delivered Demand at Transmission (KW_EXP_TR)] | 1.0219 | 1.0219 | 1.0219 | 1.0219 | 1.0219 | 1.0219 | 1.0219 | 1.0219 | 1.0219 | 1.0219 | 1.0219 | 1.0219 | 1.0219 | 1.0219 | 1.0219 | 1.0219 | 1.0219 | 1.0219 | 1.0219 | 1.0219 | 1.0219 | 1.0219 | 1.0219 | 1.0219 | 1.0219 | 1.0219 | 1.0219 | 1.0219 | 1.0219
BI:[Transmission 12CP at Generator] | 0 | 0 | 198010.1228 | 0 | 0 | 0 | 0 | 0 | 23133.1248 | 0 | 0 | 0 | 0 | 0 | 0 | 0 | 11185.6305 | 0 | 135083.9039 | 0 | 0 | 200000.0058 | 681339.7093 | 0 | 10000.0003 | 0 | 4000.0001 | 3166.6668 | 0
BJ:[]
BK:[12 CP Average (CP_12)] | 355703.809 | 13749.9589 | 193768.5297 | 1031051.818 | 8666.0921 | 4096795.0811 | 1663228.216 | 332064.7496 | 22637.588 | 14611.3368 | 3060.5633 | 1665.9685 | 11205216.5183 | 18367.8317 | 4069.044 | 1916.5206 | 10946.0221 | 0 | 132190.2592 | 0 | 0 | 195715.7872 | 666744.6685 | 0 | 9785.7894 | 0 | 3914.3157 | 3098.8333 | 0
BL:[Load Control Impact on CP (ADJ_CP12)] | 0 | 0 | 0 | 0 | 0 | 0 | 0 | 0 | 0 | 0 | 0 | 0 | 0 | 0 | 0 | 0 | 0 | 0 | 0 | 0 | 0 | 0 | 0 | 0 | 0 | 0 | 0 | 0 | 0
BM:[% Primary (KW_PRI)] | 0.39212 | 0.01428 | 0 | 0 | 0 | 0.00288 | 0.03935 | 0.32521 | 0 | 1 | 0 | 1 | 0 | 0 | 0 | 1 | 0 | 0 | 0 | 0 | 0 | 0 | 0 | 0 | 0 | 0 | 0 | 0 | 0
BN:[Deliverd Demand at Primary (KW_EXP_PR)] | 1.0348 | 1.0348 | 1.0348 | 1.0348 | 1.0348 | 1.0348 | 1.0348 | 1.0348 | 1.0348 | 1.0348 | 1.0348 | 1.0348 | 1.0348 | 1.0348 | 1.0348 | 1.0348 | 1.0348 | 1.0348 | 1.0348 | 1.0348 | 1.0348 | 1.0348 | 1.0348 | 1.0348 | 1.0348 | 1.0348 | 1.0348 | 1.0348 | 1.0348
BO:[Primary 12CP at Generator] | 144336.6164 | 203.1883 | 0 | 0 | 0 | 12209.721 | 67727.5852 | 111752.096 | 0 | 15120.2497 | 0 | 1723.9942 | 0 | 0 | 0 | 1983.273 | 0 | 0 | 0 | 0 | 0 | 0 | 0 | 0 | 0 | 0 | 0 | 0 | 0
BP:[]
BQ:[12 CP Average (CP_12)] | 355703.809 | 13749.9589 | 193768.5297 | 1031051.818 | 8666.0921 | 4096795.0811 | 1663228.216 | 332064.7496 | 22637.588 | 14611.3368 | 3060.5633 | 1665.9685 | 11205216.5183 | 18367.8317 | 4069.044 | 1916.5206 | 10946.0221 | 0 | 132190.2592 | 0 | 0 | 195715.7872 | 666744.6685 | 0 | 9785.7894 | 0 | 3914.3157 | 3098.8333 | 0
BR:[Load Control Impact on CP (ADJ_CP12)] | 0 | 0 | 0 | 0 | 0 | 0 | 0 | 0 | 0 | 0 | 0 | 0 | 0 | 0 | 0 | 0 | 0 | 0 | 0 | 0 | 0 | 0 | 0 | 0 | 0 | 0 | 0 | 0 | 0
BS:[% Secondary - KW (KW_SEC)] | 0.60788 | 0.98572 | 0 | 1 | 1 | 0.99712 | 0.96065 | 0.67479 | 0 | 0 | 1 | 0 | 1 | 1 | 1 | 0 | 0 | 0 | 0 | 0 | 0 | 0 | 0 | 0 | 0 | 0 | 0 | 0 | 0
BT:[Delivered Demand at Secondary - Expansion Factor (KW_EXP_SEC)] | 1.0646 | 1.0646 | 1.0646 | 1.0646 | 1.0646 | 1.0646 | 1.0646 | 1.0646 | 1.0646 | 1.0646 | 1.0646 | 1.0646 | 1.0646 | 1.0646 | 1.0646 | 1.0646 | 1.0646 | 1.0646 | 1.0646 | 1.0646 | 1.0646 | 1.0646 | 1.0646 | 1.0646 | 1.0646 | 1.0646 | 1.0646 | 1.0646 | 1.0646
BU:[Secondary 12CP at Generator] | 230186.8946 | 14428.766 | 0 | 1097626.8339 | 9225.6617 | 4348764.5231 | 1700948.8523 | 238542.4287 | 0 | 0 | 3258.1839 | 0 | 11928737.3489 | 19553.8426 | 4331.7821 | 0 | 0 | 0 | 0 | 0 | 0 | 0 | 0 | 0 | 0 | 0 | 0 | 0 | 0
BV:[]
BW:[Transmission 12CP at Generator] | 0 | 0 | 198010.1228 | 0 | 0 | 0 | 0 | 0 | 23133.1248 | 0 | 0 | 0 | 0 | 0 | 0 | 0 | 11185.6305 | 0 | 135083.9039 | 0 | 0 | 200000.0058 | 681339.7093 | 0 | 10000.0003 | 0 | 4000.0001 | 3166.6668 | 0
BX:[Primary 12CP at Generator] | 144336.6164 | 203.1883 | 0 | 0 | 0 | 12209.721 | 67727.5852 | 111752.096 | 0 | 15120.2497 | 0 | 1723.9942 | 0 | 0 | 0 | 1983.273 | 0 | 0 | 0 | 0 | 0 | 0 | 0 | 0 | 0 | 0 | 0 | 0 | 0
BY:[Secondary 12CP at Generator] | 230186.8946 | 14428.766 | 0 | 1097626.8339 | 9225.6617 | 4348764.5231 | 1700948.8523 | 238542.4287 | 0 | 0 | 3258.1839 | 0 | 11928737.3489 | 19553.8426 | 4331.7821 | 0 | 0 | 0 | 0 | 0 | 0 | 0 | 0 | 0 | 0 | 0 | 0 | 0 | 0
BZ:[Average 12CP Demand Excluding Certain Contracts] | 374523.511 | 14631.9543 | 198010.1228 | 1097626.8339 | 9225.6617 | 4360974.244 | 1768676.4375 | 350294.5247 | 23133.1248 | 15120.2497 | 3258.1839 | 1723.9942 | 11928737.3489 | 19553.8426 | 4331.7821 | 1983.273 | 11185.6305 | 0 | 135083.9039 | 0 | 0 | 200000.0058 | 681339.7093 | 0 | 10000.0003 | 0 | 4000.0001 | 3166.6668 | 0
CILC-1D | 374523.511 | 374523.511 | 374523.511 | 374523.511 | 374523.511 | 374523.511 | 374523.511 | 374523.511 | 374523.511 | 374523.511 | 374523.511 | 374523.511 | 374523.511 | 374523.511 | 374523.511 | 374523.511 | 374523.511
CILC-1G | 14631.9543 | 14631.9543 | 14631.9543 | 14631.9543 | 14631.9543 | 14631.9543 | 14631.9543 | 14631.9543 | 14631.9543 | 14631.9543 | 14631.9543 | 14631.9543 | 14631.9543 | 14631.9543 | 14631.9543 | 14631.9543 | 14631.9543
CILC-1T | 198010.1228 | 198010.1228 | 198010.1228 | 198010.1228 | 198010.1228 | 198010.1228 | 198010.1228 | 198010.1228 | 198010.1228 | 198010.1228 | 198010.1228 | 198010.1228 | 198010.1228 | 198010.1228 | 198010.1228 | 198010.1228 | 198010.1228
GS(T)-1 | 1097626.8339 | 1097626.8339 | 1097626.8339 | 1097626.8339 | 1097626.8339 | 1097626.8339 | 1097626.8339 | 1097626.8339 | 1097626.8339 | 1097626.8339 | 1097626.8339 | 1097626.8339 | 1097626.8339 | 1097626.8339 | 1097626.8339 | 1097626.8339 | 1097626.8339
GSCU-1 | 9225.6617 | 9225.6617 | 9225.6617 | 9225.6617 | 9225.6617 | 9225.6617 | 9225.6617 | 9225.6617 | 9225.6617 | 9225.6617 | 9225.6617 | 9225.6617 | 9225.6617 | 9225.6617 | 9225.6617 | 9225.6617 | 9225.6617
GSD(T)-1 | 4360974.244 | 4360974.244 | 4360974.244 | 4360974.244 | 4360974.244 | 4360974.244 | 4360974.244 | 4360974.244 | 4360974.244 | 4360974.244 | 4360974.244 | 4360974.244 | 4360974.244 | 4360974.244 | 4360974.244 | 4360974.244 | 4360974.244
GSLD(T)-1 | 1768676.4375 | 1768676.4375 | 1768676.4375 | 1768676.4375 | 1768676.4375 | 1768676.4375 | 1768676.4375 | 1768676.4375 | 1768676.4375 | 1768676.4375 | 1768676.4375 | 1768676.4375 | 1768676.4375 | 1768676.4375 | 1768676.4375 | 1768676.4375 | 1768676.4375
GSLD(T)-2 | 350294.5247 | 350294.5247 | 350294.5247 | 350294.5247 | 350294.5247 | 350294.5247 | 350294.5247 | 350294.5247 | 350294.5247 | 350294.5247 | 350294.5247 | 350294.5247 | 350294.5247 | 350294.5247 | 350294.5247 | 350294.5247 | 350294.5247
GSLD(T)-3 | 23133.1248 | 23133.1248 | 23133.1248 | 23133.1248 | 23133.1248 | 23133.1248 | 23133.1248 | 23133.1248 | 23133.1248 | 23133.1248 | 23133.1248 | 23133.1248 | 23133.1248 | 23133.1248 | 23133.1248 | 23133.1248 | 23133.1248
MET | 15120.2497 | 15120.2497 | 15120.2497 | 15120.2497 | 15120.2497 | 15120.2497 | 15120.2497 | 15120.2497 | 15120.2497 | 15120.2497 | 15120.2497 | 15120.2497 | 15120.2497 | 15120.2497 | 15120.2497 | 15120.2497 | 15120.2497
OL-1 | 3258.1839 | 3258.1839 | 3258.1839 | 3258.1839 | 3258.1839 | 3258.1839 | 3258.1839 | 3258.1839 | 3258.1839 | 3258.1839 | 3258.1839 | 3258.1839 | 3258.1839 | 3258.1839 | 3258.1839 | 3258.1839 | 3258.1839
OS-2 | 1723.9942 | 1723.9942 | 1723.9942 | 1723.9942 | 1723.9942 | 1723.9942 | 1723.9942 | 1723.9942 | 1723.9942 | 1723.9942 | 1723.9942 | 1723.9942 | 1723.9942 | 1723.9942 | 1723.9942 | 1723.9942 | 1723.9942
RS(T)-1 | 11928737.3489 | 11928737.3489 | 11928737.3489 | 11928737.3489 | 11928737.3489 | 11928737.3489 | 11928737.3489 | 11928737.3489 | 11928737.3489 | 11928737.3489 | 11928737.3489 | 11928737.3489 | 11928737.3489 | 11928737.3489 | 11928737.3489 | 11928737.3489 | 11928737.3489
SL-1 | 19553.8426 | 19553.8426 | 19553.8426 | 19553.8426 | 19553.8426 | 19553.8426 | 19553.8426 | 19553.8426 | 19553.8426 | 19553.8426 | 19553.8426 | 19553.8426 | 19553.8426 | 19553.8426 | 19553.8426 | 19553.8426 | 19553.8426
SL-2 | 4331.7821 | 4331.7821 | 4331.7821 | 4331.7821 | 4331.7821 | 4331.7821 | 4331.7821 | 4331.7821 | 4331.7821 | 4331.7821 | 4331.7821 | 4331.7821 | 4331.7821 | 4331.7821 | 4331.7821 | 4331.7821 | 4331.7821
SST-DST | 1983.273 | 1983.273 | 1983.273 | 1983.273 | 1983.273 | 1983.273 | 1983.273 | 1983.273 | 1983.273 | 1983.273 | 1983.273 | 1983.273 | 1983.273 | 1983.273 | 1983.273 | 1983.273 | 1983.273
SST-TST | 11185.6305 | 11185.6305 | 11185.6305 | 11185.6305 | 11185.6305 | 11185.6305 | 11185.6305 | 11185.6305 | 11185.6305 | 11185.6305 | 11185.6305 | 11185.6305 | 11185.6305 | 11185.6305 | 11185.6305 | 11185.6305 | 11185.6305
FKEC | [17 empty] | 135083.9039 | 135083.9039 | 135083.9039 | 135083.9039 | 135083.9039 | 135083.9039 | 135083.9039 | 135083.9039 | 135083.9039 | 135083.9039 | 135083.9039 | 135083.9039
SEMINOLE | [17 empty] | 200000.0058 | 200000.0058 | 200000.0058 | 200000.0058 | 200000.0058 | 200000.0058 | 200000.0058 | 200000.0058 | 200000.0058 | 200000.0058 | 200000.0058 | 200000.0058
LCEC | [17 empty] | 681339.7093 | 681339.7093 | 681339.7093 | 681339.7093 | 681339.7093 | 681339.7093 | 681339.7093 | 681339.7093 | 681339.7093 | 681339.7093 | 681339.7093 | 681339.7093
WINTER PARK | [17 empty] | 10000.0003 | 10000.0003 | 10000.0003 | 10000.0003 | 10000.0003 | 10000.0003 | 10000.0003 | 10000.0003 | 10000.0003 | 10000.0003 | 10000.0003 | 10000.0003
HOMESTEAD | [17 empty] | 4000.0001 | 4000.0001 | 4000.0001 | 4000.0001 | 4000.0001 | 4000.0001 | 4000.0001 | 4000.0001 | 4000.0001 | 4000.0001 | 4000.0001 | 4000.0001
QUINCY | [17 empty] | 3166.6668 | 3166.6668 | 3166.6668 | 3166.6668 | 3166.6668 | 3166.6668 | 3166.6668 | 3166.6668 | 3166.6668 | 3166.6668 | 3166.6668 | 3166.6668
CA:[Total Retail/Wholesale Excluding Certain Contracts] | 20182990.7196 | 20182990.7196 | 20182990.7196 | 20182990.7196 | 20182990.7196 | 20182990.7196 | 20182990.7196 | 20182990.7196 | 20182990.7196 | 20182990.7196 | 20182990.7196 | 20182990.7196 | 20182990.7196 | 20182990.7196 | 20182990.7196 | 20182990.7196 | 20182990.7196 | 1033590.2862 | 1033590.2862 | 1033590.2862 | 1033590.2862 | 1033590.2862 | 1033590.2862 | 1033590.2862 | 1033590.2862 | 1033590.2862 | 1033590.2862 | 1033590.2862 | 1033590.2862
CILC-1D | 374523.511 | 374523.511 | 374523.511 | 374523.511 | 374523.511 | 374523.511 | 374523.511 | 374523.511 | 374523.511 | 374523.511 | 374523.511 | 374523.511 | 374523.511 | 374523.511 | 374523.511 | 374523.511 | 374523.511 | 374523.511 | 374523.511 | 374523.511 | 374523.511 | 374523.511 | 374523.511 | 374523.511 | 374523.511 | 374523.511 | 374523.511 | 374523.511 | 374523.511
CILC-1G | 14631.9543 | 14631.9543 | 14631.9543 | 14631.9543 | 14631.9543 | 14631.9543 | 14631.9543 | 14631.9543 | 14631.9543 | 14631.9543 | 14631.9543 | 14631.9543 | 14631.9543 | 14631.9543 | 14631.9543 | 14631.9543 | 14631.9543 | 14631.9543 | 14631.9543 | 14631.9543 | 14631.9543 | 14631.9543 | 14631.9543 | 14631.9543 | 14631.9543 | 14631.9543 | 14631.9543 | 14631.9543 | 14631.9543
CILC-1T | 198010.1228 | 198010.1228 | 198010.1228 | 198010.1228 | 198010.1228 | 198010.1228 | 198010.1228 | 198010.1228 | 198010.1228 | 198010.1228 | 198010.1228 | 198010.1228 | 198010.1228 | 198010.1228 | 198010.1228 | 198010.1228 | 198010.1228 | 198010.1228 | 198010.1228 | 198010.1228 | 198010.1228 | 198010.1228 | 198010.1228 | 198010.1228 | 198010.1228 | 198010.1228 | 198010.1228 | 198010.1228 | 198010.1228
GS(T)-1 | 1097626.8339 | 1097626.8339 | 1097626.8339 | 1097626.8339 | 1097626.8339 | 1097626.8339 | 1097626.8339 | 1097626.8339 | 1097626.8339 | 1097626.8339 | 1097626.8339 | 1097626.8339 | 1097626.8339 | 1097626.8339 | 1097626.8339 | 1097626.8339 | 1097626.8339 | 1097626.8339 | 1097626.8339 | 1097626.8339 | 1097626.8339 | 1097626.8339 | 1097626.8339 | 1097626.8339 | 1097626.8339 | 1097626.8339 | 1097626.8339 | 1097626.8339 | 1097626.8339
GSCU-1 | 9225.6617 | 9225.6617 | 9225.6617 | 9225.6617 | 9225.6617 | 9225.6617 | 9225.6617 | 9225.6617 | 9225.6617 | 9225.6617 | 9225.6617 | 9225.6617 | 9225.6617 | 9225.6617 | 9225.6617 | 9225.6617 | 9225.6617 | 9225.6617 | 9225.6617 | 9225.6617 | 9225.6617 | 9225.6617 | 9225.6617 | 9225.6617 | 9225.6617 | 9225.6617 | 9225.6617 | 9225.6617 | 9225.6617
GSD(T)-1 | 4360974.244 | 4360974.244 | 4360974.244 | 4360974.244 | 4360974.244 | 4360974.244 | 4360974.244 | 4360974.244 | 4360974.244 | 4360974.244 | 4360974.244 | 4360974.244 | 4360974.244 | 4360974.244 | 4360974.244 | 4360974.244 | 4360974.244 | 4360974.244 | 4360974.244 | 4360974.244 | 4360974.244 | 4360974.244 | 4360974.244 | 4360974.244 | 4360974.244 | 4360974.244 | 4360974.244 | 4360974.244 | 4360974.244
GSLD(T)-1 | 1768676.4375 | 1768676.4375 | 1768676.4375 | 1768676.4375 | 1768676.4375 | 1768676.4375 | 1768676.4375 | 1768676.4375 | 1768676.4375 | 1768676.4375 | 1768676.4375 | 1768676.4375 | 1768676.4375 | 1768676.4375 | 1768676.4375 | 1768676.4375 | 1768676.4375 | 1768676.4375 | 1768676.4375 | 1768676.4375 | 1768676.4375 | 1768676.4375 | 1768676.4375 | 1768676.4375 | 1768676.4375 | 1768676.4375 | 1768676.4375 | 1768676.4375 | 1768676.4375
GSLD(T)-2 | 350294.5247 | 350294.5247 | 350294.5247 | 350294.5247 | 350294.5247 | 350294.5247 | 350294.5247 | 350294.5247 | 350294.5247 | 350294.5247 | 350294.5247 | 350294.5247 | 350294.5247 | 350294.5247 | 350294.5247 | 350294.5247 | 350294.5247 | 350294.5247 | 350294.5247 | 350294.5247 | 350294.5247 | 350294.5247 | 350294.5247 | 350294.5247 | 350294.5247 | 350294.5247 | 350294.5247 | 350294.5247 | 350294.5247
GSLD(T)-3 | 23133.1248 | 23133.1248 | 23133.1248 | 23133.1248 | 23133.1248 | 23133.1248 | 23133.1248 | 23133.1248 | 23133.1248 | 23133.1248 | 23133.1248 | 23133.1248 | 23133.1248 | 23133.1248 | 23133.1248 | 23133.1248 | 23133.1248 | 23133.1248 | 23133.1248 | 23133.1248 | 23133.1248 | 23133.1248 | 23133.1248 | 23133.1248 | 23133.1248 | 23133.1248 | 23133.1248 | 23133.1248 | 23133.1248
MET | 15120.2497 | 15120.2497 | 15120.2497 | 15120.2497 | 15120.2497 | 15120.2497 | 15120.2497 | 15120.2497 | 15120.2497 | 15120.2497 | 15120.2497 | 15120.2497 | 15120.2497 | 15120.2497 | 15120.2497 | 15120.2497 | 15120.2497 | 15120.2497 | 15120.2497 | 15120.2497 | 15120.2497 | 15120.2497 | 15120.2497 | 15120.2497 | 15120.2497 | 15120.2497 | 15120.2497 | 15120.2497 | 15120.2497
OL-1 | 3258.1839 | 3258.1839 | 3258.1839 | 3258.1839 | 3258.1839 | 3258.1839 | 3258.1839 | 3258.1839 | 3258.1839 | 3258.1839 | 3258.1839 | 3258.1839 | 3258.1839 | 3258.1839 | 3258.1839 | 3258.1839 | 3258.1839 | 3258.1839 | 3258.1839 | 3258.1839 | 3258.1839 | 3258.1839 | 3258.1839 | 3258.1839 | 3258.1839 | 3258.1839 | 3258.1839 | 3258.1839 | 3258.1839
OS-2 | 1723.9942 | 1723.9942 | 1723.9942 | 1723.9942 | 1723.9942 | 1723.9942 | 1723.9942 | 1723.9942 | 1723.9942 | 1723.9942 | 1723.9942 | 1723.9942 | 1723.9942 | 1723.9942 | 1723.9942 | 1723.9942 | 1723.9942 | 1723.9942 | 1723.9942 | 1723.9942 | 1723.9942 | 1723.9942 | 1723.9942 | 1723.9942 | 1723.9942 | 1723.9942 | 1723.9942 | 1723.9942 | 1723.9942
RS(T)-1 | 11928737.3489 | 11928737.3489 | 11928737.3489 | 11928737.3489 | 11928737.3489 | 11928737.3489 | 11928737.3489 | 11928737.3489 | 11928737.3489 | 11928737.3489 | 11928737.3489 | 11928737.3489 | 11928737.3489 | 11928737.3489 | 11928737.3489 | 11928737.3489 | 11928737.3489 | 11928737.3489 | 11928737.3489 | 11928737.3489 | 11928737.3489 | 11928737.3489 | 11928737.3489 | 11928737.3489 | 11928737.3489 | 11928737.3489 | 11928737.3489 | 11928737.3489 | 11928737.3489
SL-1 | 19553.8426 | 19553.8426 | 19553.8426 | 19553.8426 | 19553.8426 | 19553.8426 | 19553.8426 | 19553.8426 | 19553.8426 | 19553.8426 | 19553.8426 | 19553.8426 | 19553.8426 | 19553.8426 | 19553.8426 | 19553.8426 | 19553.8426 | 19553.8426 | 19553.8426 | 19553.8426 | 19553.8426 | 19553.8426 | 19553.8426 | 19553.8426 | 19553.8426 | 19553.8426 | 19553.8426 | 19553.8426 | 19553.8426
SL-2 | 4331.7821 | 4331.7821 | 4331.7821 | 4331.7821 | 4331.7821 | 4331.7821 | 4331.7821 | 4331.7821 | 4331.7821 | 4331.7821 | 4331.7821 | 4331.7821 | 4331.7821 | 4331.7821 | 4331.7821 | 4331.7821 | 4331.7821 | 4331.7821 | 4331.7821 | 4331.7821 | 4331.7821 | 4331.7821 | 4331.7821 | 4331.7821 | 4331.7821 | 4331.7821 | 4331.7821 | 4331.7821 | 4331.7821
SST-DST | 1983.273 | 1983.273 | 1983.273 | 1983.273 | 1983.273 | 1983.273 | 1983.273 | 1983.273 | 1983.273 | 1983.273 | 1983.273 | 1983.273 | 1983.273 | 1983.273 | 1983.273 | 1983.273 | 1983.273 | 1983.273 | 1983.273 | 1983.273 | 1983.273 | 1983.273 | 1983.273 | 1983.273 | 1983.273 | 1983.273 | 1983.273 | 1983.273 | 1983.273
SST-TST | 11185.6305 | 11185.6305 | 11185.6305 | 11185.6305 | 11185.6305 | 11185.6305 | 11185.6305 | 11185.6305 | 11185.6305 | 11185.6305 | 11185.6305 | 11185.6305 | 11185.6305 | 11185.6305 | 11185.6305 | 11185.6305 | 11185.6305 | 11185.6305 | 11185.6305 | 11185.6305 | 11185.6305 | 11185.6305 | 11185.6305 | 11185.6305 | 11185.6305 | 11185.6305 | 11185.6305 | 11185.6305 | 11185.6305
FKEC | 135083.9039 | 135083.9039 | 135083.9039 | 135083.9039 | 135083.9039 | 135083.9039 | 135083.9039 | 135083.9039 | 135083.9039 | 135083.9039 | 135083.9039 | 135083.9039 | 135083.9039 | 135083.9039 | 135083.9039 | 135083.9039 | 135083.9039 | 135083.9039 | 135083.9039 | 135083.9039 | 135083.9039 | 135083.9039 | 135083.9039 | 135083.9039 | 135083.9039 | 135083.9039 | 135083.9039 | 135083.9039 | 135083.9039
SEMINOLE | 200000.0058 | 200000.0058 | 200000.0058 | 200000.0058 | 200000.0058 | 200000.0058 | 200000.0058 | 200000.0058 | 200000.0058 | 200000.0058 | 200000.0058 | 200000.0058 | 200000.0058 | 200000.0058 | 200000.0058 | 200000.0058 | 200000.0058 | 200000.0058 | 200000.0058 | 200000.0058 | 200000.0058 | 200000.0058 | 200000.0058 | 200000.0058 | 200000.0058 | 200000.0058 | 200000.0058 | 200000.0058 | 200000.0058
LCEC | 681339.7093 | 681339.7093 | 681339.7093 | 681339.7093 | 681339.7093 | 681339.7093 | 681339.7093 | 681339.7093 | 681339.7093 | 681339.7093 | 681339.7093 | 681339.7093 | 681339.7093 | 681339.7093 | 681339.7093 | 681339.7093 | 681339.7093 | 681339.7093 | 681339.7093 | 681339.7093 | 681339.7093 | 681339.7093 | 681339.7093 | 681339.7093 | 681339.7093 | 681339.7093 | 681339.7093 | 681339.7093 | 681339.7093
WINTER PARK | 10000.0003 | 10000.0003 | 10000.0003 | 10000.0003 | 10000.0003 | 10000.0003 | 10000.0003 | 10000.0003 | 10000.0003 | 10000.0003 | 10000.0003 | 10000.0003 | 10000.0003 | 10000.0003 | 10000.0003 | 10000.0003 | 10000.0003 | 10000.0003 | 10000.0003 | 10000.0003 | 10000.0003 | 10000.0003 | 10000.0003 | 10000.0003 | 10000.0003 | 10000.0003 | 10000.0003 | 10000.0003 | 10000.0003
HOMESTEAD | 4000.0001 | 4000.0001 | 4000.0001 | 4000.0001 | 4000.0001 | 4000.0001 | 4000.0001 | 4000.0001 | 4000.0001 | 4000.0001 | 4000.0001 | 4000.0001 | 4000.0001 | 4000.0001 | 4000.0001 | 4000.0001 | 4000.0001 | 4000.0001 | 4000.0001 | 4000.0001 | 4000.0001 | 4000.0001 | 4000.0001 | 4000.0001 | 4000.0001 | 4000.0001 | 4000.0001 | 4000.0001 | 4000.0001
QUINCY | 3166.6668 | 3166.6668 | 3166.6668 | 3166.6668 | 3166.6668 | 3166.6668 | 3166.6668 | 3166.6668 | 3166.6668 | 3166.6668 | 3166.6668 | 3166.6668 | 3166.6668 | 3166.6668 | 3166.6668 | 3166.6668 | 3166.6668 | 3166.6668 | 3166.6668 | 3166.6668 | 3166.6668 | 3166.6668 | 3166.6668 | 3166.6668 | 3166.6668 | 3166.6668 | 3166.6668 | 3166.6668 | 3166.6668
CB:[Total Company] | 21216581.0058 | 21216581.0058 | 21216581.0058 | 21216581.0058 | 21216581.0058 | 21216581.0058 | 21216581.0058 | 21216581.0058 | 21216581.0058 | 21216581.0058 | 21216581.0058 | 21216581.0058 | 21216581.0058 | 21216581.0058 | 21216581.0058 | 21216581.0058 | 21216581.0058 | 21216581.0058 | 21216581.0058 | 21216581.0058 | 21216581.0058 | 21216581.0058 | 21216581.0058 | 21216581.0058 | 21216581.0058 | 21216581.0058 | 21216581.0058 | 21216581.0058 | 21216581.0058
CC:[]
CD:[External Factor - FPL102] | 0.018556 | 0.00072496 | 0.0098107 | 0.054384 | 0.0004571 | 0.21607 | 0.087632 | 0.017356 | 0.0011462 | 0.00074916 | 0.00016143 | 8.5418e-05 | 0.59103 | 0.00096883 | 0.00021463 | 9.8265e-05 | 0.00055421 | 0 | 0.13069 | 0 | 0 | 0.1935 | 0.6592 | 0 | 0.009675 | 0 | 0.00387 | 0.0030638 | 0
CE:[% to Total System] | 0.017652 | 0.00068965 | 0.0093328 | 0.051734 | 0.00043483 | 0.20555 | 0.083363 | 0.01651 | 0.0010903 | 0.00071266 | 0.00015357 | 8.1257e-05 | 0.56224 | 0.00092163 | 0.00020417 | 9.3478e-05 | 0.00052721 | 0 | 0.0063669 | 0 | 0 | 0.0094266 | 0.032114 | 0 | 0.00047133 | 0 | 0.00018853 | 0.00014925 | 0
CF:[]
CG:[FPL103]
CH:[12 CP Average (CP_12)] | 355703.809 | 13749.9589 | 193768.5297 | 1031051.818 | 8666.0921 | 4096795.0811 | 1663228.216 | 332064.7496 | 22637.588 | 14611.3368 | 3060.5633 | 1665.9685 | 11205216.5183 | 18367.8317 | 4069.044 | 1916.5206 | 10946.0221 | 0 | 132190.2592 | 0 | 0 | 195715.7872 | 666744.6685 | 0 | 9785.7894 | 0 | 3914.3157 | 3098.8333 | 0
CI:[Load Control Impact on CP (ADJ_CP12)] | 0 | 0 | 0 | 0 | 0 | 0 | 0 | 0 | 0 | 0 | 0 | 0 | 0 | 0 | 0 | 0 | 0 | 0 | 0 | 0 | 0 | 0 | 0 | 0 | 0 | 0 | 0 | 0 | 0
CJ:[Adjusted 12 CP @ Meter] | 355703.809 | 13749.9589 | 193768.5297 | 1031051.818 | 8666.0921 | 4096795.0811 | 1663228.216 | 332064.7496 | 22637.588 | 14611.3368 | 3060.5633 | 1665.9685 | 11205216.5183 | 18367.8317 | 4069.044 | 1916.5206 | 10946.0221 | 0 | 132190.2592 | 0 | 0 | 195715.7872 | 666744.6685 | 0 | 9785.7894 | 0 | 3914.3157 | 3098.8333 | 0
CK:[% Transmission (KW_TRANS)] | 0 | 0 | 1 | 0 | 0 | 0 | 0 | 0 | 1 | 0 | 0 | 0 | 0 | 0 | 0 | 0 | 1 | 1 | 1 | 1 | 1 | 1 | 1 | 1 | 1 | 1 | 1 | 1 | 1
CL:[Delivered Demand at Transmission - Expansion Factor (KW_EXP_TR)] | 1.0219 | 1.0219 | 1.0219 | 1.0219 | 1.0219 | 1.0219 | 1.0219 | 1.0219 | 1.0219 | 1.0219 | 1.0219 | 1.0219 | 1.0219 | 1.0219 | 1.0219 | 1.0219 | 1.0219 | 1.0219 | 1.0219 | 1.0219 | 1.0219 | 1.0219 | 1.0219 | 1.0219 | 1.0219 | 1.0219 | 1.0219 | 1.0219 | 1.0219
CM:[Transmission 12CP at Generator] | 0 | 0 | 198010.1228 | 0 | 0 | 0 | 0 | 0 | 23133.1248 | 0 | 0 | 0 | 0 | 0 | 0 | 0 | 11185.6305 | 0 | 135083.9039 | 0 | 0 | 200000.0058 | 681339.7093 | 0 | 10000.0003 | 0 | 4000.0001 | 3166.6668 | 0
CN:[if] | 0 | 0 | 0 | 0 | 0 | 0 | 0 | 0 | 0 | 0 | 0 | 0 | 0 | 0 | 0 | 0 | 0 | 0 | 0 | 0 | 0 | 0 | 0 | 0 | 0 | 0 | 0 | 0 | 0
CO:[Contract Rate Class Summer CP] | 0 | 0 | 0 | 0 | 0 | 0 | 0 | 0 | 0 | 0 | 0 | 0 | 0 | 0 | 0 | 0 | 0 | 0 | 0 | 0 | 0 | 0 | 0 | 0 | 0 | 0 | 0 | 0 | 0
CP:[Non-Nuclear System Capacity Net of Reserve Margin]
CQ:[Summer System Capacity (MWH)] | 0 | 0 | 0 | 0 | 0 | 0 | 0 | 0 | 0 | 0 | 0 | 0 | 0 | 0 | 0 | 0 | 0 | 0 | 0 | 0 | 0 | 0 | 0 | 0 | 0 | 0 | 0 | 0 | 0
CR:[Less: Summer Nuclear Capacity (MWH)] | 0 | 0 | 0 | 0 | 0 | 0 | 0 | 0 | 0 | 0 | 0 | 0 | 0 | 0 | 0 | 0 | 0 | 0 | 0 | 0 | 0 | 0 | 0 | 0 | 0 | 0 | 0 | 0 | 0
CS:[Non-Nuclear Summer Capacity (MWH)] | 0 | 0 | 0 | 0 | 0 | 0 | 0 | 0 | 0 | 0 | 0 | 0 | 0 | 0 | 0 | 0 | 0 | 0 | 0 | 0 | 0 | 0 | 0 | 0 | 0 | 0 | 0 | 0 | 0
CT:[Divide By: System Capacity Including Reserve Margin (100% + 25.2%)] | 0% | 0% | 0% | 0% | 0% | 0% | 0% | 0% | 0% | 0% | 0% | 0% | 0% | 0% | 0% | 0% | 0% | 0% | 0% | 0% | 0% | 0% | 0% | 0% | 0% | 0% | 0% | 0% | 0%
CU:[Non-Nuclear System Capacity Net of Reserve Margin] | 0 | 0 | 0 | 0 | 0 | 0 | 0 | 0 | 0 | 0 | 0 | 0 | 0 | 0 | 0 | 0 | 0 | 0 | 0 | 0 | 0 | 0 | 0 | 0 | 0 | 0 | 0 | 0 | 0
CV:[Contract Rate Class Contribution to Non-Nuclear System Capacity Net of Reserve M]
CW:[Contract Adjusted 12CP @ Generation]
CX:[Total System 12 CP Excluding Contract] | 0 | 0 | 0 | 0 | 0 | 0 | 0 | 0 | 0 | 0 | 0 | 0 | 0 | 0 | 0 | 0 | 0 | 0 | 0 | 0 | 0 | 0 | 0 | 0 | 0 | 0 | 0 | 0 | 0
CY:[Contribution (Excluding Contract) to Non-Nuclear System Capacity Net of Reserve ] | 0% | 0% | 0% | 0% | 0% | 0% | 0% | 0% | 0% | 0% | 0% | 0% | 0% | 0% | 0% | 0% | 0% | 0% | 0% | 0% | 0% | 0% | 0% | 0% | 0% | 0% | 0% | 0% | 0%
CZ:[Total System 12 CP Including Contract]
DA:[Contract Adjusted 12CP @ Generation] | 0 | 0 | 0 | 0 | 0 | 0 | 0 | 0 | 0 | 0 | 0 | 0 | 0 | 0 | 0 | 0 | 0 | 0 | 0 | 0 | 0 | 0 | 0 | 0 | 0 | 0 | 0 | 0 | 0
DB:[end if] | 0 | 0 | 0 | 0 | 0 | 0 | 0 | 0 | 0 | 0 | 0 | 0 | 0 | 0 | 0 | 0 | 0 | 0 | 0 | 0 | 0 | 0 | 0 | 0 | 0 | 0 | 0 | 0 | 0
DC:[]
DD:[12 CP Average (CP_12)] | 355703.809 | 13749.9589 | 193768.5297 | 1031051.818 | 8666.0921 | 4096795.0811 | 1663228.216 | 332064.7496 | 22637.588 | 14611.3368 | 3060.5633 | 1665.9685 | 11205216.5183 | 18367.8317 | 4069.044 | 1916.5206 | 10946.0221 | 0 | 132190.2592 | 0 | 0 | 195715.7872 | 666744.6685 | 0 | 9785.7894 | 0 | 3914.3157 | 3098.8333 | 0
DE:[Load Control Impact on CP (ADJ_CP12)] | 0 | 0 | 0 | 0 | 0 | 0 | 0 | 0 | 0 | 0 | 0 | 0 | 0 | 0 | 0 | 0 | 0 | 0 | 0 | 0 | 0 | 0 | 0 | 0 | 0 | 0 | 0 | 0 | 0
DF:[% Primary - KW (KW_PRI)] | 0.39212 | 0.01428 | 0 | 0 | 0 | 0.00288 | 0.03935 | 0.32521 | 0 | 1 | 0 | 1 | 0 | 0 | 0 | 1 | 0 | 0 | 0 | 0 | 0 | 0 | 0 | 0 | 0 | 0 | 0 | 0 | 0
DG:[Delivered Demand at Primary - Expansion Factor (KW_EXP_PR)] | 1.0348 | 1.0348 | 1.0348 | 1.0348 | 1.0348 | 1.0348 | 1.0348 | 1.0348 | 1.0348 | 1.0348 | 1.0348 | 1.0348 | 1.0348 | 1.0348 | 1.0348 | 1.0348 | 1.0348 | 1.0348 | 1.0348 | 1.0348 | 1.0348 | 1.0348 | 1.0348 | 1.0348 | 1.0348 | 1.0348 | 1.0348 | 1.0348 | 1.0348
DH:[Primary 12CP at Generator] | 144336.6164 | 203.1883 | 0 | 0 | 0 | 12209.721 | 67727.5852 | 111752.096 | 0 | 15120.2497 | 0 | 1723.9942 | 0 | 0 | 0 | 1983.273 | 0 | 0 | 0 | 0 | 0 | 0 | 0 | 0 | 0 | 0 | 0 | 0 | 0
DI:[]
DJ:[12 CP Average (CP_12)] | 355703.809 | 13749.9589 | 193768.5297 | 1031051.818 | 8666.0921 | 4096795.0811 | 1663228.216 | 332064.7496 | 22637.588 | 14611.3368 | 3060.5633 | 1665.9685 | 11205216.5183 | 18367.8317 | 4069.044 | 1916.5206 | 10946.0221 | 0 | 132190.2592 | 0 | 0 | 195715.7872 | 666744.6685 | 0 | 9785.7894 | 0 | 3914.3157 | 3098.8333 | 0
DK:[Load Control Impact on CP (ADJ_CP12)] | 0 | 0 | 0 | 0 | 0 | 0 | 0 | 0 | 0 | 0 | 0 | 0 | 0 | 0 | 0 | 0 | 0 | 0 | 0 | 0 | 0 | 0 | 0 | 0 | 0 | 0 | 0 | 0 | 0
DL:[% Secondary - KW (KW_SEC)] | 0.60788 | 0.98572 | 0 | 1 | 1 | 0.99712 | 0.96065 | 0.67479 | 0 | 0 | 1 | 0 | 1 | 1 | 1 | 0 | 0 | 0 | 0 | 0 | 0 | 0 | 0 | 0 | 0 | 0 | 0 | 0 | 0
DM:[Delivered Demand at Secondary - Expansion Factor (KW_EXP_SEC)] | 1.0646 | 1.0646 | 1.0646 | 1.0646 | 1.0646 | 1.0646 | 1.0646 | 1.0646 | 1.0646 | 1.0646 | 1.0646 | 1.0646 | 1.0646 | 1.0646 | 1.0646 | 1.0646 | 1.0646 | 1.0646 | 1.0646 | 1.0646 | 1.0646 | 1.0646 | 1.0646 | 1.0646 | 1.0646 | 1.0646 | 1.0646 | 1.0646 | 1.0646
DN:[Secondary 12CP at Generator] | 230186.8946 | 14428.766 | 0 | 1097626.8339 | 9225.6617 | 4348764.5231 | 1700948.8523 | 238542.4287 | 0 | 0 | 3258.1839 | 0 | 11928737.3489 | 19553.8426 | 4331.7821 | 0 | 0 | 0 | 0 | 0 | 0 | 0 | 0 | 0 | 0 | 0 | 0 | 0 | 0
DO:[Total 12CP at Generator:]
DP:[Transmission 12CP at Generator] | 0 | 0 | 198010.1228 | 0 | 0 | 0 | 0 | 0 | 23133.1248 | 0 | 0 | 0 | 0 | 0 | 0 | 0 | 11185.6305 | 0 | 135083.9039 | 0 | 0 | 200000.0058 | 681339.7093 | 0 | 10000.0003 | 0 | 4000.0001 | 3166.6668 | 0
DQ:[Primary 12CP at Generator] | 144336.6164 | 203.1883 | 0 | 0 | 0 | 12209.721 | 67727.5852 | 111752.096 | 0 | 15120.2497 | 0 | 1723.9942 | 0 | 0 | 0 | 1983.273 | 0 | 0 | 0 | 0 | 0 | 0 | 0 | 0 | 0 | 0 | 0 | 0 | 0
DR:[Secondary 12CP at Generator] | 230186.8946 | 14428.766 | 0 | 1097626.8339 | 9225.6617 | 4348764.5231 | 1700948.8523 | 238542.4287 | 0 | 0 | 3258.1839 | 0 | 11928737.3489 | 19553.8426 | 4331.7821 | 0 | 0 | 0 | 0 | 0 | 0 | 0 | 0 | 0 | 0 | 0 | 0 | 0 | 0
DS:[Average 12CP Demand Adjusted for Certain Contracts] | 374523.511 | 14631.9543 | 198010.1228 | 1097626.8339 | 9225.6617 | 4360974.244 | 1768676.4375 | 350294.5247 | 23133.1248 | 15120.2497 | 3258.1839 | 1723.9942 | 11928737.3489 | 19553.8426 | 4331.7821 | 1983.273 | 11185.6305 | 0 | 135083.9039 | 0 | 0 | 200000.0058 | 681339.7093 | 0 | 10000.0003 | 0 | 4000.0001 | 3166.6668 | 0
CILC-1D | 374523.511 | 374523.511 | 374523.511 | 374523.511 | 374523.511 | 374523.511 | 374523.511 | 374523.511 | 374523.511 | 374523.511 | 374523.511 | 374523.511 | 374523.511 | 374523.511 | 374523.511 | 374523.511 | 374523.511
CILC-1G | 14631.9543 | 14631.9543 | 14631.9543 | 14631.9543 | 14631.9543 | 14631.9543 | 14631.9543 | 14631.9543 | 14631.9543 | 14631.9543 | 14631.9543 | 14631.9543 | 14631.9543 | 14631.9543 | 14631.9543 | 14631.9543 | 14631.9543
CILC-1T | 198010.1228 | 198010.1228 | 198010.1228 | 198010.1228 | 198010.1228 | 198010.1228 | 198010.1228 | 198010.1228 | 198010.1228 | 198010.1228 | 198010.1228 | 198010.1228 | 198010.1228 | 198010.1228 | 198010.1228 | 198010.1228 | 198010.1228
GS(T)-1 | 1097626.8339 | 1097626.8339 | 1097626.8339 | 1097626.8339 | 1097626.8339 | 1097626.8339 | 1097626.8339 | 1097626.8339 | 1097626.8339 | 1097626.8339 | 1097626.8339 | 1097626.8339 | 1097626.8339 | 1097626.8339 | 1097626.8339 | 1097626.8339 | 1097626.8339
GSCU-1 | 9225.6617 | 9225.6617 | 9225.6617 | 9225.6617 | 9225.6617 | 9225.6617 | 9225.6617 | 9225.6617 | 9225.6617 | 9225.6617 | 9225.6617 | 9225.6617 | 9225.6617 | 9225.6617 | 9225.6617 | 9225.6617 | 9225.6617
GSD(T)-1 | 4360974.244 | 4360974.244 | 4360974.244 | 4360974.244 | 4360974.244 | 4360974.244 | 4360974.244 | 4360974.244 | 4360974.244 | 4360974.244 | 4360974.244 | 4360974.244 | 4360974.244 | 4360974.244 | 4360974.244 | 4360974.244 | 4360974.244
GSLD(T)-1 | 1768676.4375 | 1768676.4375 | 1768676.4375 | 1768676.4375 | 1768676.4375 | 1768676.4375 | 1768676.4375 | 1768676.4375 | 1768676.4375 | 1768676.4375 | 1768676.4375 | 1768676.4375 | 1768676.4375 | 1768676.4375 | 1768676.4375 | 1768676.4375 | 1768676.4375
GSLD(T)-2 | 350294.5247 | 350294.5247 | 350294.5247 | 350294.5247 | 350294.5247 | 350294.5247 | 350294.5247 | 350294.5247 | 350294.5247 | 350294.5247 | 350294.5247 | 350294.5247 | 350294.5247 | 350294.5247 | 350294.5247 | 350294.5247 | 350294.5247
GSLD(T)-3 | 23133.1248 | 23133.1248 | 23133.1248 | 23133.1248 | 23133.1248 | 23133.1248 | 23133.1248 | 23133.1248 | 23133.1248 | 23133.1248 | 23133.1248 | 23133.1248 | 23133.1248 | 23133.1248 | 23133.1248 | 23133.1248 | 23133.1248
MET | 15120.2497 | 15120.2497 | 15120.2497 | 15120.2497 | 15120.2497 | 15120.2497 | 15120.2497 | 15120.2497 | 15120.2497 | 15120.2497 | 15120.2497 | 15120.2497 | 15120.2497 | 15120.2497 | 15120.2497 | 15120.2497 | 15120.2497
OL-1 | 3258.1839 | 3258.1839 | 3258.1839 | 3258.1839 | 3258.1839 | 3258.1839 | 3258.1839 | 3258.1839 | 3258.1839 | 3258.1839 | 3258.1839 | 3258.1839 | 3258.1839 | 3258.1839 | 3258.1839 | 3258.1839 | 3258.1839
OS-2 | 1723.9942 | 1723.9942 | 1723.9942 | 1723.9942 | 1723.9942 | 1723.9942 | 1723.9942 | 1723.9942 | 1723.9942 | 1723.9942 | 1723.9942 | 1723.9942 | 1723.9942 | 1723.9942 | 1723.9942 | 1723.9942 | 1723.9942
RS(T)-1 | 11928737.3489 | 11928737.3489 | 11928737.3489 | 11928737.3489 | 11928737.3489 | 11928737.3489 | 11928737.3489 | 11928737.3489 | 11928737.3489 | 11928737.3489 | 11928737.3489 | 11928737.3489 | 11928737.3489 | 11928737.3489 | 11928737.3489 | 11928737.3489 | 11928737.3489
SL-1 | 19553.8426 | 19553.8426 | 19553.8426 | 19553.8426 | 19553.8426 | 19553.8426 | 19553.8426 | 19553.8426 | 19553.8426 | 19553.8426 | 19553.8426 | 19553.8426 | 19553.8426 | 19553.8426 | 19553.8426 | 19553.8426 | 19553.8426
SL-2 | 4331.7821 | 4331.7821 | 4331.7821 | 4331.7821 | 4331.7821 | 4331.7821 | 4331.7821 | 4331.7821 | 4331.7821 | 4331.7821 | 4331.7821 | 4331.7821 | 4331.7821 | 4331.7821 | 4331.7821 | 4331.7821 | 4331.7821
SST-DST | 1983.273 | 1983.273 | 1983.273 | 1983.273 | 1983.273 | 1983.273 | 1983.273 | 1983.273 | 1983.273 | 1983.273 | 1983.273 | 1983.273 | 1983.273 | 1983.273 | 1983.273 | 1983.273 | 1983.273
SST-TST | 11185.6305 | 11185.6305 | 11185.6305 | 11185.6305 | 11185.6305 | 11185.6305 | 11185.6305 | 11185.6305 | 11185.6305 | 11185.6305 | 11185.6305 | 11185.6305 | 11185.6305 | 11185.6305 | 11185.6305 | 11185.6305 | 11185.6305
FKEC | [17 empty] | 135083.9039 | 135083.9039 | 135083.9039 | 135083.9039 | 135083.9039 | 135083.9039 | 135083.9039 | 135083.9039 | 135083.9039 | 135083.9039 | 135083.9039 | 135083.9039
SEMINOLE | [17 empty] | 200000.0058 | 200000.0058 | 200000.0058 | 200000.0058 | 200000.0058 | 200000.0058 | 200000.0058 | 200000.0058 | 200000.0058 | 200000.0058 | 200000.0058 | 200000.0058
LCEC | [17 empty] | 681339.7093 | 681339.7093 | 681339.7093 | 681339.7093 | 681339.7093 | 681339.7093 | 681339.7093 | 681339.7093 | 681339.7093 | 681339.7093 | 681339.7093 | 681339.7093
WINTER PARK | [17 empty] | 10000.0003 | 10000.0003 | 10000.0003 | 10000.0003 | 10000.0003 | 10000.0003 | 10000.0003 | 10000.0003 | 10000.0003 | 10000.0003 | 10000.0003 | 10000.0003
HOMESTEAD | [17 empty] | 4000.0001 | 4000.0001 | 4000.0001 | 4000.0001 | 4000.0001 | 4000.0001 | 4000.0001 | 4000.0001 | 4000.0001 | 4000.0001 | 4000.0001 | 4000.0001
QUINCY | [17 empty] | 3166.6668 | 3166.6668 | 3166.6668 | 3166.6668 | 3166.6668 | 3166.6668 | 3166.6668 | 3166.6668 | 3166.6668 | 3166.6668 | 3166.6668 | 3166.6668
DT:[Total Retail/Wholesale] | 20182990.7196 | 20182990.7196 | 20182990.7196 | 20182990.7196 | 20182990.7196 | 20182990.7196 | 20182990.7196 | 20182990.7196 | 20182990.7196 | 20182990.7196 | 20182990.7196 | 20182990.7196 | 20182990.7196 | 20182990.7196 | 20182990.7196 | 20182990.7196 | 20182990.7196 | 1033590.2862 | 1033590.2862 | 1033590.2862 | 1033590.2862 | 1033590.2862 | 1033590.2862 | 1033590.2862 | 1033590.2862 | 1033590.2862 | 1033590.2862 | 1033590.2862 | 1033590.2862
CILC-1D | 374523.511 | 374523.511 | 374523.511 | 374523.511 | 374523.511 | 374523.511 | 374523.511 | 374523.511 | 374523.511 | 374523.511 | 374523.511 | 374523.511 | 374523.511 | 374523.511 | 374523.511 | 374523.511 | 374523.511 | 374523.511 | 374523.511 | 374523.511 | 374523.511 | 374523.511 | 374523.511 | 374523.511 | 374523.511 | 374523.511 | 374523.511 | 374523.511 | 374523.511
CILC-1G | 14631.9543 | 14631.9543 | 14631.9543 | 14631.9543 | 14631.9543 | 14631.9543 | 14631.9543 | 14631.9543 | 14631.9543 | 14631.9543 | 14631.9543 | 14631.9543 | 14631.9543 | 14631.9543 | 14631.9543 | 14631.9543 | 14631.9543 | 14631.9543 | 14631.9543 | 14631.9543 | 14631.9543 | 14631.9543 | 14631.9543 | 14631.9543 | 14631.9543 | 14631.9543 | 14631.9543 | 14631.9543 | 14631.9543
CILC-1T | 198010.1228 | 198010.1228 | 198010.1228 | 198010.1228 | 198010.1228 | 198010.1228 | 198010.1228 | 198010.1228 | 198010.1228 | 198010.1228 | 198010.1228 | 198010.1228 | 198010.1228 | 198010.1228 | 198010.1228 | 198010.1228 | 198010.1228 | 198010.1228 | 198010.1228 | 198010.1228 | 198010.1228 | 198010.1228 | 198010.1228 | 198010.1228 | 198010.1228 | 198010.1228 | 198010.1228 | 198010.1228 | 198010.1228
GS(T)-1 | 1097626.8339 | 1097626.8339 | 1097626.8339 | 1097626.8339 | 1097626.8339 | 1097626.8339 | 1097626.8339 | 1097626.8339 | 1097626.8339 | 1097626.8339 | 1097626.8339 | 1097626.8339 | 1097626.8339 | 1097626.8339 | 1097626.8339 | 1097626.8339 | 1097626.8339 | 1097626.8339 | 1097626.8339 | 1097626.8339 | 1097626.8339 | 1097626.8339 | 1097626.8339 | 1097626.8339 | 1097626.8339 | 1097626.8339 | 1097626.8339 | 1097626.8339 | 1097626.8339
GSCU-1 | 9225.6617 | 9225.6617 | 9225.6617 | 9225.6617 | 9225.6617 | 9225.6617 | 9225.6617 | 9225.6617 | 9225.6617 | 9225.6617 | 9225.6617 | 9225.6617 | 9225.6617 | 9225.6617 | 9225.6617 | 9225.6617 | 9225.6617 | 9225.6617 | 9225.6617 | 9225.6617 | 9225.6617 | 9225.6617 | 9225.6617 | 9225.6617 | 9225.6617 | 9225.6617 | 9225.6617 | 9225.6617 | 9225.6617
GSD(T)-1 | 4360974.244 | 4360974.244 | 4360974.244 | 4360974.244 | 4360974.244 | 4360974.244 | 4360974.244 | 4360974.244 | 4360974.244 | 4360974.244 | 4360974.244 | 4360974.244 | 4360974.244 | 4360974.244 | 4360974.244 | 4360974.244 | 4360974.244 | 4360974.244 | 4360974.244 | 4360974.244 | 4360974.244 | 4360974.244 | 4360974.244 | 4360974.244 | 4360974.244 | 4360974.244 | 4360974.244 | 4360974.244 | 4360974.244
GSLD(T)-1 | 1768676.4375 | 1768676.4375 | 1768676.4375 | 1768676.4375 | 1768676.4375 | 1768676.4375 | 1768676.4375 | 1768676.4375 | 1768676.4375 | 1768676.4375 | 1768676.4375 | 1768676.4375 | 1768676.4375 | 1768676.4375 | 1768676.4375 | 1768676.4375 | 1768676.4375 | 1768676.4375 | 1768676.4375 | 1768676.4375 | 1768676.4375 | 1768676.4375 | 1768676.4375 | 1768676.4375 | 1768676.4375 | 1768676.4375 | 1768676.4375 | 1768676.4375 | 1768676.4375
GSLD(T)-2 | 350294.5247 | 350294.5247 | 350294.5247 | 350294.5247 | 350294.5247 | 350294.5247 | 350294.5247 | 350294.5247 | 350294.5247 | 350294.5247 | 350294.5247 | 350294.5247 | 350294.5247 | 350294.5247 | 350294.5247 | 350294.5247 | 350294.5247 | 350294.5247 | 350294.5247 | 350294.5247 | 350294.5247 | 350294.5247 | 350294.5247 | 350294.5247 | 350294.5247 | 350294.5247 | 350294.5247 | 350294.5247 | 350294.5247
GSLD(T)-3 | 23133.1248 | 23133.1248 | 23133.1248 | 23133.1248 | 23133.1248 | 23133.1248 | 23133.1248 | 23133.1248 | 23133.1248 | 23133.1248 | 23133.1248 | 23133.1248 | 23133.1248 | 23133.1248 | 23133.1248 | 23133.1248 | 23133.1248 | 23133.1248 | 23133.1248 | 23133.1248 | 23133.1248 | 23133.1248 | 23133.1248 | 23133.1248 | 23133.1248 | 23133.1248 | 23133.1248 | 23133.1248 | 23133.1248
MET | 15120.2497 | 15120.2497 | 15120.2497 | 15120.2497 | 15120.2497 | 15120.2497 | 15120.2497 | 15120.2497 | 15120.2497 | 15120.2497 | 15120.2497 | 15120.2497 | 15120.2497 | 15120.2497 | 15120.2497 | 15120.2497 | 15120.2497 | 15120.2497 | 15120.2497 | 15120.2497 | 15120.2497 | 15120.2497 | 15120.2497 | 15120.2497 | 15120.2497 | 15120.2497 | 15120.2497 | 15120.2497 | 15120.2497
OL-1 | 3258.1839 | 3258.1839 | 3258.1839 | 3258.1839 | 3258.1839 | 3258.1839 | 3258.1839 | 3258.1839 | 3258.1839 | 3258.1839 | 3258.1839 | 3258.1839 | 3258.1839 | 3258.1839 | 3258.1839 | 3258.1839 | 3258.1839 | 3258.1839 | 3258.1839 | 3258.1839 | 3258.1839 | 3258.1839 | 3258.1839 | 3258.1839 | 3258.1839 | 3258.1839 | 3258.1839 | 3258.1839 | 3258.1839
OS-2 | 1723.9942 | 1723.9942 | 1723.9942 | 1723.9942 | 1723.9942 | 1723.9942 | 1723.9942 | 1723.9942 | 1723.9942 | 1723.9942 | 1723.9942 | 1723.9942 | 1723.9942 | 1723.9942 | 1723.9942 | 1723.9942 | 1723.9942 | 1723.9942 | 1723.9942 | 1723.9942 | 1723.9942 | 1723.9942 | 1723.9942 | 1723.9942 | 1723.9942 | 1723.9942 | 1723.9942 | 1723.9942 | 1723.9942
RS(T)-1 | 11928737.3489 | 11928737.3489 | 11928737.3489 | 11928737.3489 | 11928737.3489 | 11928737.3489 | 11928737.3489 | 11928737.3489 | 11928737.3489 | 11928737.3489 | 11928737.3489 | 11928737.3489 | 11928737.3489 | 11928737.3489 | 11928737.3489 | 11928737.3489 | 11928737.3489 | 11928737.3489 | 11928737.3489 | 11928737.3489 | 11928737.3489 | 11928737.3489 | 11928737.3489 | 11928737.3489 | 11928737.3489 | 11928737.3489 | 11928737.3489 | 11928737.3489 | 11928737.3489
SL-1 | 19553.8426 | 19553.8426 | 19553.8426 | 19553.8426 | 19553.8426 | 19553.8426 | 19553.8426 | 19553.8426 | 19553.8426 | 19553.8426 | 19553.8426 | 19553.8426 | 19553.8426 | 19553.8426 | 19553.8426 | 19553.8426 | 19553.8426 | 19553.8426 | 19553.8426 | 19553.8426 | 19553.8426 | 19553.8426 | 19553.8426 | 19553.8426 | 19553.8426 | 19553.8426 | 19553.8426 | 19553.8426 | 19553.8426
SL-2 | 4331.7821 | 4331.7821 | 4331.7821 | 4331.7821 | 4331.7821 | 4331.7821 | 4331.7821 | 4331.7821 | 4331.7821 | 4331.7821 | 4331.7821 | 4331.7821 | 4331.7821 | 4331.7821 | 4331.7821 | 4331.7821 | 4331.7821 | 4331.7821 | 4331.7821 | 4331.7821 | 4331.7821 | 4331.7821 | 4331.7821 | 4331.7821 | 4331.7821 | 4331.7821 | 4331.7821 | 4331.7821 | 4331.7821
SST-DST | 1983.273 | 1983.273 | 1983.273 | 1983.273 | 1983.273 | 1983.273 | 1983.273 | 1983.273 | 1983.273 | 1983.273 | 1983.273 | 1983.273 | 1983.273 | 1983.273 | 1983.273 | 1983.273 | 1983.273 | 1983.273 | 1983.273 | 1983.273 | 1983.273 | 1983.273 | 1983.273 | 1983.273 | 1983.273 | 1983.273 | 1983.273 | 1983.273 | 1983.273
SST-TST | 11185.6305 | 11185.6305 | 11185.6305 | 11185.6305 | 11185.6305 | 11185.6305 | 11185.6305 | 11185.6305 | 11185.6305 | 11185.6305 | 11185.6305 | 11185.6305 | 11185.6305 | 11185.6305 | 11185.6305 | 11185.6305 | 11185.6305 | 11185.6305 | 11185.6305 | 11185.6305 | 11185.6305 | 11185.6305 | 11185.6305 | 11185.6305 | 11185.6305 | 11185.6305 | 11185.6305 | 11185.6305 | 11185.6305
FKEC | 135083.9039 | 135083.9039 | 135083.9039 | 135083.9039 | 135083.9039 | 135083.9039 | 135083.9039 | 135083.9039 | 135083.9039 | 135083.9039 | 135083.9039 | 135083.9039 | 135083.9039 | 135083.9039 | 135083.9039 | 135083.9039 | 135083.9039 | 135083.9039 | 135083.9039 | 135083.9039 | 135083.9039 | 135083.9039 | 135083.9039 | 135083.9039 | 135083.9039 | 135083.9039 | 135083.9039 | 135083.9039 | 135083.9039
SEMINOLE | 200000.0058 | 200000.0058 | 200000.0058 | 200000.0058 | 200000.0058 | 200000.0058 | 200000.0058 | 200000.0058 | 200000.0058 | 200000.0058 | 200000.0058 | 200000.0058 | 200000.0058 | 200000.0058 | 200000.0058 | 200000.0058 | 200000.0058 | 200000.0058 | 200000.0058 | 200000.0058 | 200000.0058 | 200000.0058 | 200000.0058 | 200000.0058 | 200000.0058 | 200000.0058 | 200000.0058 | 200000.0058 | 200000.0058
LCEC | 681339.7093 | 681339.7093 | 681339.7093 | 681339.7093 | 681339.7093 | 681339.7093 | 681339.7093 | 681339.7093 | 681339.7093 | 681339.7093 | 681339.7093 | 681339.7093 | 681339.7093 | 681339.7093 | 681339.7093 | 681339.7093 | 681339.7093 | 681339.7093 | 681339.7093 | 681339.7093 | 681339.7093 | 681339.7093 | 681339.7093 | 681339.7093 | 681339.7093 | 681339.7093 | 681339.7093 | 681339.7093 | 681339.7093
WINTER PARK | 10000.0003 | 10000.0003 | 10000.0003 | 10000.0003 | 10000.0003 | 10000.0003 | 10000.0003 | 10000.0003 | 10000.0003 | 10000.0003 | 10000.0003 | 10000.0003 | 10000.0003 | 10000.0003 | 10000.0003 | 10000.0003 | 10000.0003 | 10000.0003 | 10000.0003 | 10000.0003 | 10000.0003 | 10000.0003 | 10000.0003 | 10000.0003 | 10000.0003 | 10000.0003 | 10000.0003 | 10000.0003 | 10000.0003
HOMESTEAD | 4000.0001 | 4000.0001 | 4000.0001 | 4000.0001 | 4000.0001 | 4000.0001 | 4000.0001 | 4000.0001 | 4000.0001 | 4000.0001 | 4000.0001 | 4000.0001 | 4000.0001 | 4000.0001 | 4000.0001 | 4000.0001 | 4000.0001 | 4000.0001 | 4000.0001 | 4000.0001 | 4000.0001 | 4000.0001 | 4000.0001 | 4000.0001 | 4000.0001 | 4000.0001 | 4000.0001 | 4000.0001 | 4000.0001
QUINCY | 3166.6668 | 3166.6668 | 3166.6668 | 3166.6668 | 3166.6668 | 3166.6668 | 3166.6668 | 3166.6668 | 3166.6668 | 3166.6668 | 3166.6668 | 3166.6668 | 3166.6668 | 3166.6668 | 3166.6668 | 3166.6668 | 3166.6668 | 3166.6668 | 3166.6668 | 3166.6668 | 3166.6668 | 3166.6668 | 3166.6668 | 3166.6668 | 3166.6668 | 3166.6668 | 3166.6668 | 3166.6668 | 3166.6668
DU:[Total Company] | 21216581.0058 | 21216581.0058 | 21216581.0058 | 21216581.0058 | 21216581.0058 | 21216581.0058 | 21216581.0058 | 21216581.0058 | 21216581.0058 | 21216581.0058 | 21216581.0058 | 21216581.0058 | 21216581.0058 | 21216581.0058 | 21216581.0058 | 21216581.0058 | 21216581.0058 | 21216581.0058 | 21216581.0058 | 21216581.0058 | 21216581.0058 | 21216581.0058 | 21216581.0058 | 21216581.0058 | 21216581.0058 | 21216581.0058 | 21216581.0058 | 21216581.0058 | 21216581.0058
DV:[Adjusted 12CP at Generator:]
DW:[if] | 0 | 0 | 0 | 0 | 0 | 0 | 0 | 0 | 0 | 0 | 0 | 0 | 0 | 0 | 0 | 0 | 0 | 0 | 0 | 0 | 0 | 0 | 0 | 0 | 0 | 0 | 0 | 0 | 0
DX:[Contract Adjusted 12CP @ Generation] | 0 | 0 | 0 | 0 | 0 | 0 | 0 | 0 | 0 | 0 | 0 | 0 | 0 | 0 | 0 | 0 | 0 | 0 | 0 | 0 | 0 | 0 | 0 | 0 | 0 | 0 | 0 | 0 | 0
DY:[else] | 1 | 1 | 1 | 1 | 1 | 1 | 1 | 1 | 1 | 1 | 1 | 1 | 1 | 1 | 1 | 1 | 1 | 1 | 1 | 1 | 1 | 1 | 1 | 1 | 1 | 1 | 1 | 1 | 1
DZ:[Transmission 12CP at Generator] | 0 | 0 | 198010.1228 | 0 | 0 | 0 | 0 | 0 | 23133.1248 | 0 | 0 | 0 | 0 | 0 | 0 | 0 | 11185.6305 | 0 | 135083.9039 | 0 | 0 | 200000.0058 | 681339.7093 | 0 | 10000.0003 | 0 | 4000.0001 | 3166.6668 | 0
EA:[end if] | 0 | 0 | 0 | 0 | 0 | 0 | 0 | 0 | 0 | 0 | 0 | 0 | 0 | 0 | 0 | 0 | 0 | 0 | 0 | 0 | 0 | 0 | 0 | 0 | 0 | 0 | 0 | 0 | 0
EB:[Primary 12CP at Generator] | 144336.6164 | 203.1883 | 0 | 0 | 0 | 12209.721 | 67727.5852 | 111752.096 | 0 | 15120.2497 | 0 | 1723.9942 | 0 | 0 | 0 | 1983.273 | 0 | 0 | 0 | 0 | 0 | 0 | 0 | 0 | 0 | 0 | 0 | 0 | 0
EC:[Secondary 12CP at Generator] | 230186.8946 | 14428.766 | 0 | 1097626.8339 | 9225.6617 | 4348764.5231 | 1700948.8523 | 238542.4287 | 0 | 0 | 3258.1839 | 0 | 11928737.3489 | 19553.8426 | 4331.7821 | 0 | 0 | 0 | 0 | 0 | 0 | 0 | 0 | 0 | 0 | 0 | 0 | 0 | 0
ED:[Average 12CP Demand Adjusted for Certain Contracts] | 374523.511 | 14631.9543 | 198010.1228 | 1097626.8339 | 9225.6617 | 4360974.244 | 1768676.4375 | 350294.5247 | 23133.1248 | 15120.2497 | 3258.1839 | 1723.9942 | 11928737.3489 | 19553.8426 | 4331.7821 | 1983.273 | 11185.6305 | 0 | 135083.9039 | 0 | 0 | 200000.0058 | 681339.7093 | 0 | 10000.0003 | 0 | 4000.0001 | 3166.6668 | 0
CILC-1D | 374523.511 | 374523.511 | 374523.511 | 374523.511 | 374523.511 | 374523.511 | 374523.511 | 374523.511 | 374523.511 | 374523.511 | 374523.511 | 374523.511 | 374523.511 | 374523.511 | 374523.511 | 374523.511 | 374523.511
CILC-1G | 14631.9543 | 14631.9543 | 14631.9543 | 14631.9543 | 14631.9543 | 14631.9543 | 14631.9543 | 14631.9543 | 14631.9543 | 14631.9543 | 14631.9543 | 14631.9543 | 14631.9543 | 14631.9543 | 14631.9543 | 14631.9543 | 14631.9543
CILC-1T | 198010.1228 | 198010.1228 | 198010.1228 | 198010.1228 | 198010.1228 | 198010.1228 | 198010.1228 | 198010.1228 | 198010.1228 | 198010.1228 | 198010.1228 | 198010.1228 | 198010.1228 | 198010.1228 | 198010.1228 | 198010.1228 | 198010.1228
GS(T)-1 | 1097626.8339 | 1097626.8339 | 1097626.8339 | 1097626.8339 | 1097626.8339 | 1097626.8339 | 1097626.8339 | 1097626.8339 | 1097626.8339 | 1097626.8339 | 1097626.8339 | 1097626.8339 | 1097626.8339 | 1097626.8339 | 1097626.8339 | 1097626.8339 | 1097626.8339
GSCU-1 | 9225.6617 | 9225.6617 | 9225.6617 | 9225.6617 | 9225.6617 | 9225.6617 | 9225.6617 | 9225.6617 | 9225.6617 | 9225.6617 | 9225.6617 | 9225.6617 | 9225.6617 | 9225.6617 | 9225.6617 | 9225.6617 | 9225.6617
GSD(T)-1 | 4360974.244 | 4360974.244 | 4360974.244 | 4360974.244 | 4360974.244 | 4360974.244 | 4360974.244 | 4360974.244 | 4360974.244 | 4360974.244 | 4360974.244 | 4360974.244 | 4360974.244 | 4360974.244 | 4360974.244 | 4360974.244 | 4360974.244
GSLD(T)-1 | 1768676.4375 | 1768676.4375 | 1768676.4375 | 1768676.4375 | 1768676.4375 | 1768676.4375 | 1768676.4375 | 1768676.4375 | 1768676.4375 | 1768676.4375 | 1768676.4375 | 1768676.4375 | 1768676.4375 | 1768676.4375 | 1768676.4375 | 1768676.4375 | 1768676.4375
GSLD(T)-2 | 350294.5247 | 350294.5247 | 350294.5247 | 350294.5247 | 350294.5247 | 350294.5247 | 350294.5247 | 350294.5247 | 350294.5247 | 350294.5247 | 350294.5247 | 350294.5247 | 350294.5247 | 350294.5247 | 350294.5247 | 350294.5247 | 350294.5247
GSLD(T)-3 | 23133.1248 | 23133.1248 | 23133.1248 | 23133.1248 | 23133.1248 | 23133.1248 | 23133.1248 | 23133.1248 | 23133.1248 | 23133.1248 | 23133.1248 | 23133.1248 | 23133.1248 | 23133.1248 | 23133.1248 | 23133.1248 | 23133.1248
MET | 15120.2497 | 15120.2497 | 15120.2497 | 15120.2497 | 15120.2497 | 15120.2497 | 15120.2497 | 15120.2497 | 15120.2497 | 15120.2497 | 15120.2497 | 15120.2497 | 15120.2497 | 15120.2497 | 15120.2497 | 15120.2497 | 15120.2497
OL-1 | 3258.1839 | 3258.1839 | 3258.1839 | 3258.1839 | 3258.1839 | 3258.1839 | 3258.1839 | 3258.1839 | 3258.1839 | 3258.1839 | 3258.1839 | 3258.1839 | 3258.1839 | 3258.1839 | 3258.1839 | 3258.1839 | 3258.1839
OS-2 | 1723.9942 | 1723.9942 | 1723.9942 | 1723.9942 | 1723.9942 | 1723.9942 | 1723.9942 | 1723.9942 | 1723.9942 | 1723.9942 | 1723.9942 | 1723.9942 | 1723.9942 | 1723.9942 | 1723.9942 | 1723.9942 | 1723.9942
RS(T)-1 | 11928737.3489 | 11928737.3489 | 11928737.3489 | 11928737.3489 | 11928737.3489 | 11928737.3489 | 11928737.3489 | 11928737.3489 | 11928737.3489 | 11928737.3489 | 11928737.3489 | 11928737.3489 | 11928737.3489 | 11928737.3489 | 11928737.3489 | 11928737.3489 | 11928737.3489
SL-1 | 19553.8426 | 19553.8426 | 19553.8426 | 19553.8426 | 19553.8426 | 19553.8426 | 19553.8426 | 19553.8426 | 19553.8426 | 19553.8426 | 19553.8426 | 19553.8426 | 19553.8426 | 19553.8426 | 19553.8426 | 19553.8426 | 19553.8426
SL-2 | 4331.7821 | 4331.7821 | 4331.7821 | 4331.7821 | 4331.7821 | 4331.7821 | 4331.7821 | 4331.7821 | 4331.7821 | 4331.7821 | 4331.7821 | 4331.7821 | 4331.7821 | 4331.7821 | 4331.7821 | 4331.7821 | 4331.7821
SST-DST | 1983.273 | 1983.273 | 1983.273 | 1983.273 | 1983.273 | 1983.273 | 1983.273 | 1983.273 | 1983.273 | 1983.273 | 1983.273 | 1983.273 | 1983.273 | 1983.273 | 1983.273 | 1983.273 | 1983.273
SST-TST | 11185.6305 | 11185.6305 | 11185.6305 | 11185.6305 | 11185.6305 | 11185.6305 | 11185.6305 | 11185.6305 | 11185.6305 | 11185.6305 | 11185.6305 | 11185.6305 | 11185.6305 | 11185.6305 | 11185.6305 | 11185.6305 | 11185.6305
FKEC | [17 empty] | 135083.9039 | 135083.9039 | 135083.9039 | 135083.9039 | 135083.9039 | 135083.9039 | 135083.9039 | 135083.9039 | 135083.9039 | 135083.9039 | 135083.9039 | 135083.9039
SEMINOLE | [17 empty] | 200000.0058 | 200000.0058 | 200000.0058 | 200000.0058 | 200000.0058 | 200000.0058 | 200000.0058 | 200000.0058 | 200000.0058 | 200000.0058 | 200000.0058 | 200000.0058
LCEC | [17 empty] | 681339.7093 | 681339.7093 | 681339.7093 | 681339.7093 | 681339.7093 | 681339.7093 | 681339.7093 | 681339.7093 | 681339.7093 | 681339.7093 | 681339.7093 | 681339.7093
WINTER PARK | [17 empty] | 10000.0003 | 10000.0003 | 10000.0003 | 10000.0003 | 10000.0003 | 10000.0003 | 10000.0003 | 10000.0003 | 10000.0003 | 10000.0003 | 10000.0003 | 10000.0003
HOMESTEAD | [17 empty] | 4000.0001 | 4000.0001 | 4000.0001 | 4000.0001 | 4000.0001 | 4000.0001 | 4000.0001 | 4000.0001 | 4000.0001 | 4000.0001 | 4000.0001 | 4000.0001
QUINCY | [17 empty] | 3166.6668 | 3166.6668 | 3166.6668 | 3166.6668 | 3166.6668 | 3166.6668 | 3166.6668 | 3166.6668 | 3166.6668 | 3166.6668 | 3166.6668 | 3166.6668
EE:[Total Retail/Wholesale] | 20182990.7196 | 20182990.7196 | 20182990.7196 | 20182990.7196 | 20182990.7196 | 20182990.7196 | 20182990.7196 | 20182990.7196 | 20182990.7196 | 20182990.7196 | 20182990.7196 | 20182990.7196 | 20182990.7196 | 20182990.7196 | 20182990.7196 | 20182990.7196 | 20182990.7196 | 1033590.2862 | 1033590.2862 | 1033590.2862 | 1033590.2862 | 1033590.2862 | 1033590.2862 | 1033590.2862 | 1033590.2862 | 1033590.2862 | 1033590.2862 | 1033590.2862 | 1033590.2862
CILC-1D | 374523.511 | 374523.511 | 374523.511 | 374523.511 | 374523.511 | 374523.511 | 374523.511 | 374523.511 | 374523.511 | 374523.511 | 374523.511 | 374523.511 | 374523.511 | 374523.511 | 374523.511 | 374523.511 | 374523.511 | 374523.511 | 374523.511 | 374523.511 | 374523.511 | 374523.511 | 374523.511 | 374523.511 | 374523.511 | 374523.511 | 374523.511 | 374523.511 | 374523.511
CILC-1G | 14631.9543 | 14631.9543 | 14631.9543 | 14631.9543 | 14631.9543 | 14631.9543 | 14631.9543 | 14631.9543 | 14631.9543 | 14631.9543 | 14631.9543 | 14631.9543 | 14631.9543 | 14631.9543 | 14631.9543 | 14631.9543 | 14631.9543 | 14631.9543 | 14631.9543 | 14631.9543 | 14631.9543 | 14631.9543 | 14631.9543 | 14631.9543 | 14631.9543 | 14631.9543 | 14631.9543 | 14631.9543 | 14631.9543
CILC-1T | 198010.1228 | 198010.1228 | 198010.1228 | 198010.1228 | 198010.1228 | 198010.1228 | 198010.1228 | 198010.1228 | 198010.1228 | 198010.1228 | 198010.1228 | 198010.1228 | 198010.1228 | 198010.1228 | 198010.1228 | 198010.1228 | 198010.1228 | 198010.1228 | 198010.1228 | 198010.1228 | 198010.1228 | 198010.1228 | 198010.1228 | 198010.1228 | 198010.1228 | 198010.1228 | 198010.1228 | 198010.1228 | 198010.1228
GS(T)-1 | 1097626.8339 | 1097626.8339 | 1097626.8339 | 1097626.8339 | 1097626.8339 | 1097626.8339 | 1097626.8339 | 1097626.8339 | 1097626.8339 | 1097626.8339 | 1097626.8339 | 1097626.8339 | 1097626.8339 | 1097626.8339 | 1097626.8339 | 1097626.8339 | 1097626.8339 | 1097626.8339 | 1097626.8339 | 1097626.8339 | 1097626.8339 | 1097626.8339 | 1097626.8339 | 1097626.8339 | 1097626.8339 | 1097626.8339 | 1097626.8339 | 1097626.8339 | 1097626.8339
GSCU-1 | 9225.6617 | 9225.6617 | 9225.6617 | 9225.6617 | 9225.6617 | 9225.6617 | 9225.6617 | 9225.6617 | 9225.6617 | 9225.6617 | 9225.6617 | 9225.6617 | 9225.6617 | 9225.6617 | 9225.6617 | 9225.6617 | 9225.6617 | 9225.6617 | 9225.6617 | 9225.6617 | 9225.6617 | 9225.6617 | 9225.6617 | 9225.6617 | 9225.6617 | 9225.6617 | 9225.6617 | 9225.6617 | 9225.6617
GSD(T)-1 | 4360974.244 | 4360974.244 | 4360974.244 | 4360974.244 | 4360974.244 | 4360974.244 | 4360974.244 | 4360974.244 | 4360974.244 | 4360974.244 | 4360974.244 | 4360974.244 | 4360974.244 | 4360974.244 | 4360974.244 | 4360974.244 | 4360974.244 | 4360974.244 | 4360974.244 | 4360974.244 | 4360974.244 | 4360974.244 | 4360974.244 | 4360974.244 | 4360974.244 | 4360974.244 | 4360974.244 | 4360974.244 | 4360974.244
GSLD(T)-1 | 1768676.4375 | 1768676.4375 | 1768676.4375 | 1768676.4375 | 1768676.4375 | 1768676.4375 | 1768676.4375 | 1768676.4375 | 1768676.4375 | 1768676.4375 | 1768676.4375 | 1768676.4375 | 1768676.4375 | 1768676.4375 | 1768676.4375 | 1768676.4375 | 1768676.4375 | 1768676.4375 | 1768676.4375 | 1768676.4375 | 1768676.4375 | 1768676.4375 | 1768676.4375 | 1768676.4375 | 1768676.4375 | 1768676.4375 | 1768676.4375 | 1768676.4375 | 1768676.4375
GSLD(T)-2 | 350294.5247 | 350294.5247 | 350294.5247 | 350294.5247 | 350294.5247 | 350294.5247 | 350294.5247 | 350294.5247 | 350294.5247 | 350294.5247 | 350294.5247 | 350294.5247 | 350294.5247 | 350294.5247 | 350294.5247 | 350294.5247 | 350294.5247 | 350294.5247 | 350294.5247 | 350294.5247 | 350294.5247 | 350294.5247 | 350294.5247 | 350294.5247 | 350294.5247 | 350294.5247 | 350294.5247 | 350294.5247 | 350294.5247
GSLD(T)-3 | 23133.1248 | 23133.1248 | 23133.1248 | 23133.1248 | 23133.1248 | 23133.1248 | 23133.1248 | 23133.1248 | 23133.1248 | 23133.1248 | 23133.1248 | 23133.1248 | 23133.1248 | 23133.1248 | 23133.1248 | 23133.1248 | 23133.1248 | 23133.1248 | 23133.1248 | 23133.1248 | 23133.1248 | 23133.1248 | 23133.1248 | 23133.1248 | 23133.1248 | 23133.1248 | 23133.1248 | 23133.1248 | 23133.1248
MET | 15120.2497 | 15120.2497 | 15120.2497 | 15120.2497 | 15120.2497 | 15120.2497 | 15120.2497 | 15120.2497 | 15120.2497 | 15120.2497 | 15120.2497 | 15120.2497 | 15120.2497 | 15120.2497 | 15120.2497 | 15120.2497 | 15120.2497 | 15120.2497 | 15120.2497 | 15120.2497 | 15120.2497 | 15120.2497 | 15120.2497 | 15120.2497 | 15120.2497 | 15120.2497 | 15120.2497 | 15120.2497 | 15120.2497
OL-1 | 3258.1839 | 3258.1839 | 3258.1839 | 3258.1839 | 3258.1839 | 3258.1839 | 3258.1839 | 3258.1839 | 3258.1839 | 3258.1839 | 3258.1839 | 3258.1839 | 3258.1839 | 3258.1839 | 3258.1839 | 3258.1839 | 3258.1839 | 3258.1839 | 3258.1839 | 3258.1839 | 3258.1839 | 3258.1839 | 3258.1839 | 3258.1839 | 3258.1839 | 3258.1839 | 3258.1839 | 3258.1839 | 3258.1839
OS-2 | 1723.9942 | 1723.9942 | 1723.9942 | 1723.9942 | 1723.9942 | 1723.9942 | 1723.9942 | 1723.9942 | 1723.9942 | 1723.9942 | 1723.9942 | 1723.9942 | 1723.9942 | 1723.9942 | 1723.9942 | 1723.9942 | 1723.9942 | 1723.9942 | 1723.9942 | 1723.9942 | 1723.9942 | 1723.9942 | 1723.9942 | 1723.9942 | 1723.9942 | 1723.9942 | 1723.9942 | 1723.9942 | 1723.9942
RS(T)-1 | 11928737.3489 | 11928737.3489 | 11928737.3489 | 11928737.3489 | 11928737.3489 | 11928737.3489 | 11928737.3489 | 11928737.3489 | 11928737.3489 | 11928737.3489 | 11928737.3489 | 11928737.3489 | 11928737.3489 | 11928737.3489 | 11928737.3489 | 11928737.3489 | 11928737.3489 | 11928737.3489 | 11928737.3489 | 11928737.3489 | 11928737.3489 | 11928737.3489 | 11928737.3489 | 11928737.3489 | 11928737.3489 | 11928737.3489 | 11928737.3489 | 11928737.3489 | 11928737.3489
SL-1 | 19553.8426 | 19553.8426 | 19553.8426 | 19553.8426 | 19553.8426 | 19553.8426 | 19553.8426 | 19553.8426 | 19553.8426 | 19553.8426 | 19553.8426 | 19553.8426 | 19553.8426 | 19553.8426 | 19553.8426 | 19553.8426 | 19553.8426 | 19553.8426 | 19553.8426 | 19553.8426 | 19553.8426 | 19553.8426 | 19553.8426 | 19553.8426 | 19553.8426 | 19553.8426 | 19553.8426 | 19553.8426 | 19553.8426
SL-2 | 4331.7821 | 4331.7821 | 4331.7821 | 4331.7821 | 4331.7821 | 4331.7821 | 4331.7821 | 4331.7821 | 4331.7821 | 4331.7821 | 4331.7821 | 4331.7821 | 4331.7821 | 4331.7821 | 4331.7821 | 4331.7821 | 4331.7821 | 4331.7821 | 4331.7821 | 4331.7821 | 4331.7821 | 4331.7821 | 4331.7821 | 4331.7821 | 4331.7821 | 4331.7821 | 4331.7821 | 4331.7821 | 4331.7821
SST-DST | 1983.273 | 1983.273 | 1983.273 | 1983.273 | 1983.273 | 1983.273 | 1983.273 | 1983.273 | 1983.273 | 1983.273 | 1983.273 | 1983.273 | 1983.273 | 1983.273 | 1983.273 | 1983.273 | 1983.273 | 1983.273 | 1983.273 | 1983.273 | 1983.273 | 1983.273 | 1983.273 | 1983.273 | 1983.273 | 1983.273 | 1983.273 | 1983.273 | 1983.273
SST-TST | 11185.6305 | 11185.6305 | 11185.6305 | 11185.6305 | 11185.6305 | 11185.6305 | 11185.6305 | 11185.6305 | 11185.6305 | 11185.6305 | 11185.6305 | 11185.6305 | 11185.6305 | 11185.6305 | 11185.6305 | 11185.6305 | 11185.6305 | 11185.6305 | 11185.6305 | 11185.6305 | 11185.6305 | 11185.6305 | 11185.6305 | 11185.6305 | 11185.6305 | 11185.6305 | 11185.6305 | 11185.6305 | 11185.6305
FKEC | 135083.9039 | 135083.9039 | 135083.9039 | 135083.9039 | 135083.9039 | 135083.9039 | 135083.9039 | 135083.9039 | 135083.9039 | 135083.9039 | 135083.9039 | 135083.9039 | 135083.9039 | 135083.9039 | 135083.9039 | 135083.9039 | 135083.9039 | 135083.9039 | 135083.9039 | 135083.9039 | 135083.9039 | 135083.9039 | 135083.9039 | 135083.9039 | 135083.9039 | 135083.9039 | 135083.9039 | 135083.9039 | 135083.9039
SEMINOLE | 200000.0058 | 200000.0058 | 200000.0058 | 200000.0058 | 200000.0058 | 200000.0058 | 200000.0058 | 200000.0058 | 200000.0058 | 200000.0058 | 200000.0058 | 200000.0058 | 200000.0058 | 200000.0058 | 200000.0058 | 200000.0058 | 200000.0058 | 200000.0058 | 200000.0058 | 200000.0058 | 200000.0058 | 200000.0058 | 200000.0058 | 200000.0058 | 200000.0058 | 200000.0058 | 200000.0058 | 200000.0058 | 200000.0058
LCEC | 681339.7093 | 681339.7093 | 681339.7093 | 681339.7093 | 681339.7093 | 681339.7093 | 681339.7093 | 681339.7093 | 681339.7093 | 681339.7093 | 681339.7093 | 681339.7093 | 681339.7093 | 681339.7093 | 681339.7093 | 681339.7093 | 681339.7093 | 681339.7093 | 681339.7093 | 681339.7093 | 681339.7093 | 681339.7093 | 681339.7093 | 681339.7093 | 681339.7093 | 681339.7093 | 681339.7093 | 681339.7093 | 681339.7093
WINTER PARK | 10000.0003 | 10000.0003 | 10000.0003 | 10000.0003 | 10000.0003 | 10000.0003 | 10000.0003 | 10000.0003 | 10000.0003 | 10000.0003 | 10000.0003 | 10000.0003 | 10000.0003 | 10000.0003 | 10000.0003 | 10000.0003 | 10000.0003 | 10000.0003 | 10000.0003 | 10000.0003 | 10000.0003 | 10000.0003 | 10000.0003 | 10000.0003 | 10000.0003 | 10000.0003 | 10000.0003 | 10000.0003 | 10000.0003
HOMESTEAD | 4000.0001 | 4000.0001 | 4000.0001 | 4000.0001 | 4000.0001 | 4000.0001 | 4000.0001 | 4000.0001 | 4000.0001 | 4000.0001 | 4000.0001 | 4000.0001 | 4000.0001 | 4000.0001 | 4000.0001 | 4000.0001 | 4000.0001 | 4000.0001 | 4000.0001 | 4000.0001 | 4000.0001 | 4000.0001 | 4000.0001 | 4000.0001 | 4000.0001 | 4000.0001 | 4000.0001 | 4000.0001 | 4000.0001
QUINCY | 3166.6668 | 3166.6668 | 3166.6668 | 3166.6668 | 3166.6668 | 3166.6668 | 3166.6668 | 3166.6668 | 3166.6668 | 3166.6668 | 3166.6668 | 3166.6668 | 3166.6668 | 3166.6668 | 3166.6668 | 3166.6668 | 3166.6668 | 3166.6668 | 3166.6668 | 3166.6668 | 3166.6668 | 3166.6668 | 3166.6668 | 3166.6668 | 3166.6668 | 3166.6668 | 3166.6668 | 3166.6668 | 3166.6668
EF:[Total Company] | 21216581.0058 | 21216581.0058 | 21216581.0058 | 21216581.0058 | 21216581.0058 | 21216581.0058 | 21216581.0058 | 21216581.0058 | 21216581.0058 | 21216581.0058 | 21216581.0058 | 21216581.0058 | 21216581.0058 | 21216581.0058 | 21216581.0058 | 21216581.0058 | 21216581.0058 | 21216581.0058 | 21216581.0058 | 21216581.0058 | 21216581.0058 | 21216581.0058 | 21216581.0058 | 21216581.0058 | 21216581.0058 | 21216581.0058 | 21216581.0058 | 21216581.0058 | 21216581.0058
EG:[]
EH:[External Factor - FPL103] | 0.018556 | 0.00072496 | 0.0098107 | 0.054384 | 0.0004571 | 0.21607 | 0.087632 | 0.017356 | 0.0011462 | 0.00074916 | 0.00016143 | 8.5418e-05 | 0.59103 | 0.00096883 | 0.00021463 | 9.8265e-05 | 0.00055421 | 0 | 0.13069 | 0 | 0 | 0.1935 | 0.6592 | 0 | 0.009675 | 0 | 0.00387 | 0.0030638 | 0
EI:[% to Total System] | 0.017652 | 0.00068965 | 0.0093328 | 0.051734 | 0.00043483 | 0.20555 | 0.083363 | 0.01651 | 0.0010903 | 0.00071266 | 0.00015357 | 8.1257e-05 | 0.56224 | 0.00092163 | 0.00020417 | 9.3478e-05 | 0.00052721 | 0 | 0.0063669 | 0 | 0 | 0.0094266 | 0.032114 | 0 | 0.00047133 | 0 | 0.00018853 | 0.00014925 | 0
EJ:[]
EK:[FPL104]
EL:[Max GCP (GCP_1)] | 377462.2655 | 14665.332 | 220786.4127 | 1294963.4209 | 9083.7066 | 4744172.1079 | 2006352.3417 | 374567.1836 | 36177.133 | 17263.0578 | 26212.8308 | 11053.1319 | 13256059.0795 | 156995.8357 | 4260.0311 | 9807.1987 | 50948.1357 | 0 | 161234.7613 | 0 | 0 | 200001 | 787937.5858 | 0 | 60001 | 0 | 24001 | 19001 | 0
EM:[Adjustment to GCP] | 0 | 0 | -220786.4127 | 0 | 0 | 0 | 0 | 0 | -36177.133 | 0 | 0 | 0 | 0 | 0 | 0 | 0 | -50948.1357 | 0 | -161234.7613 | 0 | 0 | -200001 | -787937.5858 | 0 | -60001 | 0 | -24001 | -19001 | 0
EN:[Adjusted GCP] | 377462.2655 | 14665.332 | 0 | 1294963.4209 | 9083.7066 | 4744172.1079 | 2006352.3417 | 374567.1836 | 0 | 17263.0578 | 26212.8308 | 11053.1319 | 13256059.0795 | 156995.8357 | 4260.0311 | 9807.1987 | 0 | 0 | 0 | 0 | 0 | 0 | 0 | 0 | 0 | 0 | 0 | 0 | 0
EO:[% Primary- KW (KW_PRI)] | 0.39212 | 0.01428 | 0 | 0 | 0 | 0.00288 | 0.03935 | 0.32521 | 0 | 1 | 0 | 0.25134 | 0 | 0 | 0 | 1 | 0 | 0 | 0 | 0 | 0 | 0 | 0 | 0 | 0 | 0 | 0 | 0 | 0
EP:[Delivered Demand at Primary - Expansion Factor (KW_EXP_PR)] | 1.0348 | 1.0348 | 1.0348 | 1.0348 | 1.0348 | 1.0348 | 1.0348 | 1.0348 | 1.0348 | 1.0348 | 1.0348 | 1.0348 | 1.0348 | 1.0348 | 1.0348 | 1.0348 | 1.0348 | 1.0348 | 1.0348 | 1.0348 | 1.0348 | 1.0348 | 1.0348 | 1.0348 | 1.0348 | 1.0348 | 1.0348 | 1.0348 | 1.0348
EQ:[Primary GCP at Generator] | 153165.7094 | 216.7151 | 0 | 0 | 0 | 14139.1055 | 81699.7919 | 126055.7403 | 0 | 17864.3301 | 0 | 2874.8552 | 0 | 0 | 0 | 10148.7834 | 0 | 0 | 0 | 0 | 0 | 0 | 0 | 0 | 0 | 0 | 0 | 0 | 0
ER:[]
ES:[Max GCP (GCP_1)] | 377462.2655 | 14665.332 | 220786.4127 | 1294963.4209 | 9083.7066 | 4744172.1079 | 2006352.3417 | 374567.1836 | 36177.133 | 17263.0578 | 26212.8308 | 11053.1319 | 13256059.0795 | 156995.8357 | 4260.0311 | 9807.1987 | 50948.1357 | 0 | 161234.7613 | 0 | 0 | 200001 | 787937.5858 | 0 | 60001 | 0 | 24001 | 19001 | 0
ET:[Adjustment to Max GCP] | 0 | 0 | -220786.4127 | 0 | 0 | 0 | 0 | 0 | -36177.133 | 0 | 0 | 0 | 0 | 0 | 0 | 0 | -50948.1357 | 0 | -161234.7613 | 0 | 0 | -200001 | -787937.5858 | 0 | -60001 | 0 | -24001 | -19001 | 0
EU:[Adjusted Max GCP] | 377462.2655 | 14665.332 | 0 | 1294963.4209 | 9083.7066 | 4744172.1079 | 2006352.3417 | 374567.1836 | 0 | 17263.0578 | 26212.8308 | 11053.1319 | 13256059.0795 | 156995.8357 | 4260.0311 | 9807.1987 | 0 | 0 | 0 | 0 | 0 | 0 | 0 | 0 | 0 | 0 | 0 | 0 | 0
EV:[% Secondary - KW (KW_SEC)] | 0.60788 | 0.98572 | 0 | 1 | 1 | 0.99712 | 0.96065 | 0.67479 | 0 | 0 | 1 | 0.74866 | 1 | 1 | 1 | 0 | 0 | 0 | 0 | 0 | 0 | 0 | 0 | 0 | 0 | 0 | 0 | 0 | 0
EW:[Delivered Demand at Secondary - Expansion Factor (KW_EXP_SEC)] | 1.0646 | 1.0646 | 1.0646 | 1.0646 | 1.0646 | 1.0646 | 1.0646 | 1.0646 | 1.0646 | 1.0646 | 1.0646 | 1.0646 | 1.0646 | 1.0646 | 1.0646 | 1.0646 | 1.0646 | 1.0646 | 1.0646 | 1.0646 | 1.0646 | 1.0646 | 1.0646 | 1.0646 | 1.0646 | 1.0646 | 1.0646 | 1.0646 | 1.0646
EX:[Secondary GCP at Generator] | 244267.4622 | 15389.3292 | 0 | 1378579.209 | 9670.2416 | 5035957.8514 | 2051854.7485 | 269074.5278 | 0 | 0 | 27905.3932 | 8809.3569 | 14112002.8142 | 167133.0568 | 4535.1013 | 0 | 0 | 0 | 0 | 0 | 0 | 0 | 0 | 0 | 0 | 0 | 0 | 0 | 0
EY:[]
EZ:[Primary GCP at Generator] | 153165.7094 | 216.7151 | 0 | 0 | 0 | 14139.1055 | 81699.7919 | 126055.7403 | 0 | 17864.3301 | 0 | 2874.8552 | 0 | 0 | 0 | 10148.7834 | 0 | 0 | 0 | 0 | 0 | 0 | 0 | 0 | 0 | 0 | 0 | 0 | 0
FA:[Secondary GCP at Generator] | 244267.4622 | 15389.3292 | 0 | 1378579.209 | 9670.2416 | 5035957.8514 | 2051854.7485 | 269074.5278 | 0 | 0 | 27905.3932 | 8809.3569 | 14112002.8142 | 167133.0568 | 4535.1013 | 0 | 0 | 0 | 0 | 0 | 0 | 0 | 0 | 0 | 0 | 0 | 0 | 0 | 0
FB:[Distribution Group Non-Coincident Peak Demand] | 397433.1716 | 15606.0443 | 0 | 1378579.209 | 9670.2416 | 5050096.9569 | 2133554.5404 | 395130.2682 | 0 | 17864.3301 | 27905.3932 | 11684.2121 | 14112002.8142 | 167133.0568 | 4535.1013 | 10148.7834 | 0 | 0 | 0 | 0 | 0 | 0 | 0 | 0 | 0 | 0 | 0 | 0 | 0
CILC-1D | 397433.1716 | 397433.1716 | 397433.1716 | 397433.1716 | 397433.1716 | 397433.1716 | 397433.1716 | 397433.1716 | 397433.1716 | 397433.1716 | 397433.1716 | 397433.1716 | 397433.1716 | 397433.1716 | 397433.1716 | 397433.1716 | 397433.1716
CILC-1G | 15606.0443 | 15606.0443 | 15606.0443 | 15606.0443 | 15606.0443 | 15606.0443 | 15606.0443 | 15606.0443 | 15606.0443 | 15606.0443 | 15606.0443 | 15606.0443 | 15606.0443 | 15606.0443 | 15606.0443 | 15606.0443 | 15606.0443
GS(T)-1 | 1378579.209 | 1378579.209 | 1378579.209 | 1378579.209 | 1378579.209 | 1378579.209 | 1378579.209 | 1378579.209 | 1378579.209 | 1378579.209 | 1378579.209 | 1378579.209 | 1378579.209 | 1378579.209 | 1378579.209 | 1378579.209 | 1378579.209
GSCU-1 | 9670.2416 | 9670.2416 | 9670.2416 | 9670.2416 | 9670.2416 | 9670.2416 | 9670.2416 | 9670.2416 | 9670.2416 | 9670.2416 | 9670.2416 | 9670.2416 | 9670.2416 | 9670.2416 | 9670.2416 | 9670.2416 | 9670.2416
GSD(T)-1 | 5050096.9569 | 5050096.9569 | 5050096.9569 | 5050096.9569 | 5050096.9569 | 5050096.9569 | 5050096.9569 | 5050096.9569 | 5050096.9569 | 5050096.9569 | 5050096.9569 | 5050096.9569 | 5050096.9569 | 5050096.9569 | 5050096.9569 | 5050096.9569 | 5050096.9569
GSLD(T)-1 | 2133554.5404 | 2133554.5404 | 2133554.5404 | 2133554.5404 | 2133554.5404 | 2133554.5404 | 2133554.5404 | 2133554.5404 | 2133554.5404 | 2133554.5404 | 2133554.5404 | 2133554.5404 | 2133554.5404 | 2133554.5404 | 2133554.5404 | 2133554.5404 | 2133554.5404
GSLD(T)-2 | 395130.2682 | 395130.2682 | 395130.2682 | 395130.2682 | 395130.2682 | 395130.2682 | 395130.2682 | 395130.2682 | 395130.2682 | 395130.2682 | 395130.2682 | 395130.2682 | 395130.2682 | 395130.2682 | 395130.2682 | 395130.2682 | 395130.2682
MET | 17864.3301 | 17864.3301 | 17864.3301 | 17864.3301 | 17864.3301 | 17864.3301 | 17864.3301 | 17864.3301 | 17864.3301 | 17864.3301 | 17864.3301 | 17864.3301 | 17864.3301 | 17864.3301 | 17864.3301 | 17864.3301 | 17864.3301
OL-1 | 27905.3932 | 27905.3932 | 27905.3932 | 27905.3932 | 27905.3932 | 27905.3932 | 27905.3932 | 27905.3932 | 27905.3932 | 27905.3932 | 27905.3932 | 27905.3932 | 27905.3932 | 27905.3932 | 27905.3932 | 27905.3932 | 27905.3932
OS-2 | 11684.2121 | 11684.2121 | 11684.2121 | 11684.2121 | 11684.2121 | 11684.2121 | 11684.2121 | 11684.2121 | 11684.2121 | 11684.2121 | 11684.2121 | 11684.2121 | 11684.2121 | 11684.2121 | 11684.2121 | 11684.2121 | 11684.2121
RS(T)-1 | 14112002.8142 | 14112002.8142 | 14112002.8142 | 14112002.8142 | 14112002.8142 | 14112002.8142 | 14112002.8142 | 14112002.8142 | 14112002.8142 | 14112002.8142 | 14112002.8142 | 14112002.8142 | 14112002.8142 | 14112002.8142 | 14112002.8142 | 14112002.8142 | 14112002.8142
SL-1 | 167133.0568 | 167133.0568 | 167133.0568 | 167133.0568 | 167133.0568 | 167133.0568 | 167133.0568 | 167133.0568 | 167133.0568 | 167133.0568 | 167133.0568 | 167133.0568 | 167133.0568 | 167133.0568 | 167133.0568 | 167133.0568 | 167133.0568
SL-2 | 4535.1013 | 4535.1013 | 4535.1013 | 4535.1013 | 4535.1013 | 4535.1013 | 4535.1013 | 4535.1013 | 4535.1013 | 4535.1013 | 4535.1013 | 4535.1013 | 4535.1013 | 4535.1013 | 4535.1013 | 4535.1013 | 4535.1013
SST-DST | 10148.7834 | 10148.7834 | 10148.7834 | 10148.7834 | 10148.7834 | 10148.7834 | 10148.7834 | 10148.7834 | 10148.7834 | 10148.7834 | 10148.7834 | 10148.7834 | 10148.7834 | 10148.7834 | 10148.7834 | 10148.7834 | 10148.7834
FC:[Total Retail/Wholesale] | 23731344.1231 | 23731344.1231 | 23731344.1231 | 23731344.1231 | 23731344.1231 | 23731344.1231 | 23731344.1231 | 23731344.1231 | 23731344.1231 | 23731344.1231 | 23731344.1231 | 23731344.1231 | 23731344.1231 | 23731344.1231 | 23731344.1231 | 23731344.1231 | 23731344.1231 | 0 | 0 | 0 | 0 | 0 | 0 | 0 | 0 | 0 | 0 | 0 | 0
CILC-1D | 397433.1716 | 397433.1716 | 397433.1716 | 397433.1716 | 397433.1716 | 397433.1716 | 397433.1716 | 397433.1716 | 397433.1716 | 397433.1716 | 397433.1716 | 397433.1716 | 397433.1716 | 397433.1716 | 397433.1716 | 397433.1716 | 397433.1716 | 397433.1716 | 397433.1716 | 397433.1716 | 397433.1716 | 397433.1716 | 397433.1716 | 397433.1716 | 397433.1716 | 397433.1716 | 397433.1716 | 397433.1716 | 397433.1716
CILC-1G | 15606.0443 | 15606.0443 | 15606.0443 | 15606.0443 | 15606.0443 | 15606.0443 | 15606.0443 | 15606.0443 | 15606.0443 | 15606.0443 | 15606.0443 | 15606.0443 | 15606.0443 | 15606.0443 | 15606.0443 | 15606.0443 | 15606.0443 | 15606.0443 | 15606.0443 | 15606.0443 | 15606.0443 | 15606.0443 | 15606.0443 | 15606.0443 | 15606.0443 | 15606.0443 | 15606.0443 | 15606.0443 | 15606.0443
GS(T)-1 | 1378579.209 | 1378579.209 | 1378579.209 | 1378579.209 | 1378579.209 | 1378579.209 | 1378579.209 | 1378579.209 | 1378579.209 | 1378579.209 | 1378579.209 | 1378579.209 | 1378579.209 | 1378579.209 | 1378579.209 | 1378579.209 | 1378579.209 | 1378579.209 | 1378579.209 | 1378579.209 | 1378579.209 | 1378579.209 | 1378579.209 | 1378579.209 | 1378579.209 | 1378579.209 | 1378579.209 | 1378579.209 | 1378579.209
GSCU-1 | 9670.2416 | 9670.2416 | 9670.2416 | 9670.2416 | 9670.2416 | 9670.2416 | 9670.2416 | 9670.2416 | 9670.2416 | 9670.2416 | 9670.2416 | 9670.2416 | 9670.2416 | 9670.2416 | 9670.2416 | 9670.2416 | 9670.2416 | 9670.2416 | 9670.2416 | 9670.2416 | 9670.2416 | 9670.2416 | 9670.2416 | 9670.2416 | 9670.2416 | 9670.2416 | 9670.2416 | 9670.2416 | 9670.2416
GSD(T)-1 | 5050096.9569 | 5050096.9569 | 5050096.9569 | 5050096.9569 | 5050096.9569 | 5050096.9569 | 5050096.9569 | 5050096.9569 | 5050096.9569 | 5050096.9569 | 5050096.9569 | 5050096.9569 | 5050096.9569 | 5050096.9569 | 5050096.9569 | 5050096.9569 | 5050096.9569 | 5050096.9569 | 5050096.9569 | 5050096.9569 | 5050096.9569 | 5050096.9569 | 5050096.9569 | 5050096.9569 | 5050096.9569 | 5050096.9569 | 5050096.9569 | 5050096.9569 | 5050096.9569
GSLD(T)-1 | 2133554.5404 | 2133554.5404 | 2133554.5404 | 2133554.5404 | 2133554.5404 | 2133554.5404 | 2133554.5404 | 2133554.5404 | 2133554.5404 | 2133554.5404 | 2133554.5404 | 2133554.5404 | 2133554.5404 | 2133554.5404 | 2133554.5404 | 2133554.5404 | 2133554.5404 | 2133554.5404 | 2133554.5404 | 2133554.5404 | 2133554.5404 | 2133554.5404 | 2133554.5404 | 2133554.5404 | 2133554.5404 | 2133554.5404 | 2133554.5404 | 2133554.5404 | 2133554.5404
GSLD(T)-2 | 395130.2682 | 395130.2682 | 395130.2682 | 395130.2682 | 395130.2682 | 395130.2682 | 395130.2682 | 395130.2682 | 395130.2682 | 395130.2682 | 395130.2682 | 395130.2682 | 395130.2682 | 395130.2682 | 395130.2682 | 395130.2682 | 395130.2682 | 395130.2682 | 395130.2682 | 395130.2682 | 395130.2682 | 395130.2682 | 395130.2682 | 395130.2682 | 395130.2682 | 395130.2682 | 395130.2682 | 395130.2682 | 395130.2682
MET | 17864.3301 | 17864.3301 | 17864.3301 | 17864.3301 | 17864.3301 | 17864.3301 | 17864.3301 | 17864.3301 | 17864.3301 | 17864.3301 | 17864.3301 | 17864.3301 | 17864.3301 | 17864.3301 | 17864.3301 | 17864.3301 | 17864.3301 | 17864.3301 | 17864.3301 | 17864.3301 | 17864.3301 | 17864.3301 | 17864.3301 | 17864.3301 | 17864.3301 | 17864.3301 | 17864.3301 | 17864.3301 | 17864.3301
OL-1 | 27905.3932 | 27905.3932 | 27905.3932 | 27905.3932 | 27905.3932 | 27905.3932 | 27905.3932 | 27905.3932 | 27905.3932 | 27905.3932 | 27905.3932 | 27905.3932 | 27905.3932 | 27905.3932 | 27905.3932 | 27905.3932 | 27905.3932 | 27905.3932 | 27905.3932 | 27905.3932 | 27905.3932 | 27905.3932 | 27905.3932 | 27905.3932 | 27905.3932 | 27905.3932 | 27905.3932 | 27905.3932 | 27905.3932
OS-2 | 11684.2121 | 11684.2121 | 11684.2121 | 11684.2121 | 11684.2121 | 11684.2121 | 11684.2121 | 11684.2121 | 11684.2121 | 11684.2121 | 11684.2121 | 11684.2121 | 11684.2121 | 11684.2121 | 11684.2121 | 11684.2121 | 11684.2121 | 11684.2121 | 11684.2121 | 11684.2121 | 11684.2121 | 11684.2121 | 11684.2121 | 11684.2121 | 11684.2121 | 11684.2121 | 11684.2121 | 11684.2121 | 11684.2121
RS(T)-1 | 14112002.8142 | 14112002.8142 | 14112002.8142 | 14112002.8142 | 14112002.8142 | 14112002.8142 | 14112002.8142 | 14112002.8142 | 14112002.8142 | 14112002.8142 | 14112002.8142 | 14112002.8142 | 14112002.8142 | 14112002.8142 | 14112002.8142 | 14112002.8142 | 14112002.8142 | 14112002.8142 | 14112002.8142 | 14112002.8142 | 14112002.8142 | 14112002.8142 | 14112002.8142 | 14112002.8142 | 14112002.8142 | 14112002.8142 | 14112002.8142 | 14112002.8142 | 14112002.8142
SL-1 | 167133.0568 | 167133.0568 | 167133.0568 | 167133.0568 | 167133.0568 | 167133.0568 | 167133.0568 | 167133.0568 | 167133.0568 | 167133.0568 | 167133.0568 | 167133.0568 | 167133.0568 | 167133.0568 | 167133.0568 | 167133.0568 | 167133.0568 | 167133.0568 | 167133.0568 | 167133.0568 | 167133.0568 | 167133.0568 | 167133.0568 | 167133.0568 | 167133.0568 | 167133.0568 | 167133.0568 | 167133.0568 | 167133.0568
SL-2 | 4535.1013 | 4535.1013 | 4535.1013 | 4535.1013 | 4535.1013 | 4535.1013 | 4535.1013 | 4535.1013 | 4535.1013 | 4535.1013 | 4535.1013 | 4535.1013 | 4535.1013 | 4535.1013 | 4535.1013 | 4535.1013 | 4535.1013 | 4535.1013 | 4535.1013 | 4535.1013 | 4535.1013 | 4535.1013 | 4535.1013 | 4535.1013 | 4535.1013 | 4535.1013 | 4535.1013 | 4535.1013 | 4535.1013
SST-DST | 10148.7834 | 10148.7834 | 10148.7834 | 10148.7834 | 10148.7834 | 10148.7834 | 10148.7834 | 10148.7834 | 10148.7834 | 10148.7834 | 10148.7834 | 10148.7834 | 10148.7834 | 10148.7834 | 10148.7834 | 10148.7834 | 10148.7834 | 10148.7834 | 10148.7834 | 10148.7834 | 10148.7834 | 10148.7834 | 10148.7834 | 10148.7834 | 10148.7834 | 10148.7834 | 10148.7834 | 10148.7834 | 10148.7834
FD:[Total Company] | 23731344.1231 | 23731344.1231 | 23731344.1231 | 23731344.1231 | 23731344.1231 | 23731344.1231 | 23731344.1231 | 23731344.1231 | 23731344.1231 | 23731344.1231 | 23731344.1231 | 23731344.1231 | 23731344.1231 | 23731344.1231 | 23731344.1231 | 23731344.1231 | 23731344.1231 | 23731344.1231 | 23731344.1231 | 23731344.1231 | 23731344.1231 | 23731344.1231 | 23731344.1231 | 23731344.1231 | 23731344.1231 | 23731344.1231 | 23731344.1231 | 23731344.1231 | 23731344.1231
FE:[]
FF:[External Factor - FPL104] | 0.016747 | 0.00065761 | 0 | 0.058091 | 0.00040749 | 0.2128 | 0.089904 | 0.01665 | 0 | 0.00075277 | 0.0011759 | 0.00049235 | 0.59466 | 0.0070427 | 0.0001911 | 0.00042765 | 0 | 0 | 0 | 0 | 0 | 0 | 0 | 0 | 0 | 0 | 0 | 0 | 0
FG:[% to Total System] | 0.016747 | 0.00065761 | 0 | 0.058091 | 0.00040749 | 0.2128 | 0.089904 | 0.01665 | 0 | 0.00075277 | 0.0011759 | 0.00049235 | 0.59466 | 0.0070427 | 0.0001911 | 0.00042765 | 0 | 0 | 0 | 0 | 0 | 0 | 0 | 0 | 0 | 0 | 0 | 0 | 0
FH:[]
FI:[FPL105]
FJ:[Adjustment Flag] | 0 | 0 | -1 | 0 | 0 | 0 | 0 | 0 | -1 | -1 | 0 | 0 | 0 | 0 | 0 | -1 | -1 | -1 | -1 | -1 | -1 | -1 | -1 | -1 | -1 | -1 | -1 | -1 | -1
FK:[Max GCP (GCP_1)] | 377462.2655 | 14665.332 | 220786.4127 | 1294963.4209 | 9083.7066 | 4744172.1079 | 2006352.3417 | 374567.1836 | 36177.133 | 17263.0578 | 26212.8308 | 11053.1319 | 13256059.0795 | 156995.8357 | 4260.0311 | 9807.1987 | 50948.1357 | 0 | 161234.7613 | 0 | 0 | 200001 | 787937.5858 | 0 | 60001 | 0 | 24001 | 19001 | 0
FL:[Adjustment to Max GCP (Exclusion of Transmission Classes)] | 0 | 0 | -220786.4127 | 0 | 0 | 0 | 0 | 0 | -36177.133 | -17263.0578 | 0 | 0 | 0 | 0 | 0 | -9807.1987 | -50948.1357 | 0 | -161234.7613 | 0 | 0 | -200001 | -787937.5858 | 0 | -60001 | 0 | -24001 | -19001 | 0
FM:[Adjusted Max GCP] | 377462.2655 | 14665.332 | 0 | 1294963.4209 | 9083.7066 | 4744172.1079 | 2006352.3417 | 374567.1836 | 0 | 0 | 26212.8308 | 11053.1319 | 13256059.0795 | 156995.8357 | 4260.0311 | 0 | 0 | 0 | 0 | 0 | 0 | 0 | 0 | 0 | 0 | 0 | 0 | 0 | 0
FN:[% Secondary - KW (KW_SEC)] | 0.60788 | 0.98572 | 0 | 1 | 1 | 0.99712 | 0.96065 | 0.67479 | 0 | 0 | 1 | 0.74866 | 1 | 1 | 1 | 0 | 0 | 0 | 0 | 0 | 0 | 0 | 0 | 0 | 0 | 0 | 0 | 0 | 0
FO:[Delivered Demand at Secondary - Expansion Factor (KW_EXP_SEC)] | 1.0646 | 1.0646 | 1.0646 | 1.0646 | 1.0646 | 1.0646 | 1.0646 | 1.0646 | 1.0646 | 1.0646 | 1.0646 | 1.0646 | 1.0646 | 1.0646 | 1.0646 | 1.0646 | 1.0646 | 1.0646 | 1.0646 | 1.0646 | 1.0646 | 1.0646 | 1.0646 | 1.0646 | 1.0646 | 1.0646 | 1.0646 | 1.0646 | 1.0646
FP:[Secondary Group Non-Coincident Peak Demand] | 244267.4622 | 15389.3292 | 0 | 1378579.209 | 9670.2416 | 5035957.8514 | 2051854.7485 | 269074.5278 | 0 | 0 | 27905.3932 | 8809.3569 | 14112002.8142 | 167133.0568 | 4535.1013 | 0 | 0 | 0 | 0 | 0 | 0 | 0 | 0 | 0 | 0 | 0 | 0 | 0 | 0
FQ:[Total Non-Coincident Peak Demand] | 244267.4622 | 15389.3292 | 0 | 1378579.209 | 9670.2416 | 5035957.8514 | 2051854.7485 | 269074.5278 | 0 | 0 | 27905.3932 | 8809.3569 | 14112002.8142 | 167133.0568 | 4535.1013 | 0 | 0 | 0 | 0 | 0 | 0 | 0 | 0 | 0 | 0 | 0 | 0 | 0 | 0
CILC-1D | 244267.4622 | 244267.4622 | 244267.4622 | 244267.4622 | 244267.4622 | 244267.4622 | 244267.4622 | 244267.4622 | 244267.4622 | 244267.4622 | 244267.4622 | 244267.4622 | 244267.4622 | 244267.4622 | 244267.4622 | 244267.4622 | 244267.4622
CILC-1G | 15389.3292 | 15389.3292 | 15389.3292 | 15389.3292 | 15389.3292 | 15389.3292 | 15389.3292 | 15389.3292 | 15389.3292 | 15389.3292 | 15389.3292 | 15389.3292 | 15389.3292 | 15389.3292 | 15389.3292 | 15389.3292 | 15389.3292
GS(T)-1 | 1378579.209 | 1378579.209 | 1378579.209 | 1378579.209 | 1378579.209 | 1378579.209 | 1378579.209 | 1378579.209 | 1378579.209 | 1378579.209 | 1378579.209 | 1378579.209 | 1378579.209 | 1378579.209 | 1378579.209 | 1378579.209 | 1378579.209
GSCU-1 | 9670.2416 | 9670.2416 | 9670.2416 | 9670.2416 | 9670.2416 | 9670.2416 | 9670.2416 | 9670.2416 | 9670.2416 | 9670.2416 | 9670.2416 | 9670.2416 | 9670.2416 | 9670.2416 | 9670.2416 | 9670.2416 | 9670.2416
GSD(T)-1 | 5035957.8514 | 5035957.8514 | 5035957.8514 | 5035957.8514 | 5035957.8514 | 5035957.8514 | 5035957.8514 | 5035957.8514 | 5035957.8514 | 5035957.8514 | 5035957.8514 | 5035957.8514 | 5035957.8514 | 5035957.8514 | 5035957.8514 | 5035957.8514 | 5035957.8514
GSLD(T)-1 | 2051854.7485 | 2051854.7485 | 2051854.7485 | 2051854.7485 | 2051854.7485 | 2051854.7485 | 2051854.7485 | 2051854.7485 | 2051854.7485 | 2051854.7485 | 2051854.7485 | 2051854.7485 | 2051854.7485 | 2051854.7485 | 2051854.7485 | 2051854.7485 | 2051854.7485
GSLD(T)-2 | 269074.5278 | 269074.5278 | 269074.5278 | 269074.5278 | 269074.5278 | 269074.5278 | 269074.5278 | 269074.5278 | 269074.5278 | 269074.5278 | 269074.5278 | 269074.5278 | 269074.5278 | 269074.5278 | 269074.5278 | 269074.5278 | 269074.5278
OL-1 | 27905.3932 | 27905.3932 | 27905.3932 | 27905.3932 | 27905.3932 | 27905.3932 | 27905.3932 | 27905.3932 | 27905.3932 | 27905.3932 | 27905.3932 | 27905.3932 | 27905.3932 | 27905.3932 | 27905.3932 | 27905.3932 | 27905.3932
OS-2 | 8809.3569 | 8809.3569 | 8809.3569 | 8809.3569 | 8809.3569 | 8809.3569 | 8809.3569 | 8809.3569 | 8809.3569 | 8809.3569 | 8809.3569 | 8809.3569 | 8809.3569 | 8809.3569 | 8809.3569 | 8809.3569 | 8809.3569
RS(T)-1 | 14112002.8142 | 14112002.8142 | 14112002.8142 | 14112002.8142 | 14112002.8142 | 14112002.8142 | 14112002.8142 | 14112002.8142 | 14112002.8142 | 14112002.8142 | 14112002.8142 | 14112002.8142 | 14112002.8142 | 14112002.8142 | 14112002.8142 | 14112002.8142 | 14112002.8142
SL-1 | 167133.0568 | 167133.0568 | 167133.0568 | 167133.0568 | 167133.0568 | 167133.0568 | 167133.0568 | 167133.0568 | 167133.0568 | 167133.0568 | 167133.0568 | 167133.0568 | 167133.0568 | 167133.0568 | 167133.0568 | 167133.0568 | 167133.0568
SL-2 | 4535.1013 | 4535.1013 | 4535.1013 | 4535.1013 | 4535.1013 | 4535.1013 | 4535.1013 | 4535.1013 | 4535.1013 | 4535.1013 | 4535.1013 | 4535.1013 | 4535.1013 | 4535.1013 | 4535.1013 | 4535.1013 | 4535.1013
FR:[Total Retail/Wholesale] | 23325179.0922 | 23325179.0922 | 23325179.0922 | 23325179.0922 | 23325179.0922 | 23325179.0922 | 23325179.0922 | 23325179.0922 | 23325179.0922 | 23325179.0922 | 23325179.0922 | 23325179.0922 | 23325179.0922 | 23325179.0922 | 23325179.0922 | 23325179.0922 | 23325179.0922 | 0 | 0 | 0 | 0 | 0 | 0 | 0 | 0 | 0 | 0 | 0 | 0
CILC-1D | 244267.4622 | 244267.4622 | 244267.4622 | 244267.4622 | 244267.4622 | 244267.4622 | 244267.4622 | 244267.4622 | 244267.4622 | 244267.4622 | 244267.4622 | 244267.4622 | 244267.4622 | 244267.4622 | 244267.4622 | 244267.4622 | 244267.4622 | 244267.4622 | 244267.4622 | 244267.4622 | 244267.4622 | 244267.4622 | 244267.4622 | 244267.4622 | 244267.4622 | 244267.4622 | 244267.4622 | 244267.4622 | 244267.4622
CILC-1G | 15389.3292 | 15389.3292 | 15389.3292 | 15389.3292 | 15389.3292 | 15389.3292 | 15389.3292 | 15389.3292 | 15389.3292 | 15389.3292 | 15389.3292 | 15389.3292 | 15389.3292 | 15389.3292 | 15389.3292 | 15389.3292 | 15389.3292 | 15389.3292 | 15389.3292 | 15389.3292 | 15389.3292 | 15389.3292 | 15389.3292 | 15389.3292 | 15389.3292 | 15389.3292 | 15389.3292 | 15389.3292 | 15389.3292
GS(T)-1 | 1378579.209 | 1378579.209 | 1378579.209 | 1378579.209 | 1378579.209 | 1378579.209 | 1378579.209 | 1378579.209 | 1378579.209 | 1378579.209 | 1378579.209 | 1378579.209 | 1378579.209 | 1378579.209 | 1378579.209 | 1378579.209 | 1378579.209 | 1378579.209 | 1378579.209 | 1378579.209 | 1378579.209 | 1378579.209 | 1378579.209 | 1378579.209 | 1378579.209 | 1378579.209 | 1378579.209 | 1378579.209 | 1378579.209
GSCU-1 | 9670.2416 | 9670.2416 | 9670.2416 | 9670.2416 | 9670.2416 | 9670.2416 | 9670.2416 | 9670.2416 | 9670.2416 | 9670.2416 | 9670.2416 | 9670.2416 | 9670.2416 | 9670.2416 | 9670.2416 | 9670.2416 | 9670.2416 | 9670.2416 | 9670.2416 | 9670.2416 | 9670.2416 | 9670.2416 | 9670.2416 | 9670.2416 | 9670.2416 | 9670.2416 | 9670.2416 | 9670.2416 | 9670.2416
GSD(T)-1 | 5035957.8514 | 5035957.8514 | 5035957.8514 | 5035957.8514 | 5035957.8514 | 5035957.8514 | 5035957.8514 | 5035957.8514 | 5035957.8514 | 5035957.8514 | 5035957.8514 | 5035957.8514 | 5035957.8514 | 5035957.8514 | 5035957.8514 | 5035957.8514 | 5035957.8514 | 5035957.8514 | 5035957.8514 | 5035957.8514 | 5035957.8514 | 5035957.8514 | 5035957.8514 | 5035957.8514 | 5035957.8514 | 5035957.8514 | 5035957.8514 | 5035957.8514 | 5035957.8514
GSLD(T)-1 | 2051854.7485 | 2051854.7485 | 2051854.7485 | 2051854.7485 | 2051854.7485 | 2051854.7485 | 2051854.7485 | 2051854.7485 | 2051854.7485 | 2051854.7485 | 2051854.7485 | 2051854.7485 | 2051854.7485 | 2051854.7485 | 2051854.7485 | 2051854.7485 | 2051854.7485 | 2051854.7485 | 2051854.7485 | 2051854.7485 | 2051854.7485 | 2051854.7485 | 2051854.7485 | 2051854.7485 | 2051854.7485 | 2051854.7485 | 2051854.7485 | 2051854.7485 | 2051854.7485
GSLD(T)-2 | 269074.5278 | 269074.5278 | 269074.5278 | 269074.5278 | 269074.5278 | 269074.5278 | 269074.5278 | 269074.5278 | 269074.5278 | 269074.5278 | 269074.5278 | 269074.5278 | 269074.5278 | 269074.5278 | 269074.5278 | 269074.5278 | 269074.5278 | 269074.5278 | 269074.5278 | 269074.5278 | 269074.5278 | 269074.5278 | 269074.5278 | 269074.5278 | 269074.5278 | 269074.5278 | 269074.5278 | 269074.5278 | 269074.5278
OL-1 | 27905.3932 | 27905.3932 | 27905.3932 | 27905.3932 | 27905.3932 | 27905.3932 | 27905.3932 | 27905.3932 | 27905.3932 | 27905.3932 | 27905.3932 | 27905.3932 | 27905.3932 | 27905.3932 | 27905.3932 | 27905.3932 | 27905.3932 | 27905.3932 | 27905.3932 | 27905.3932 | 27905.3932 | 27905.3932 | 27905.3932 | 27905.3932 | 27905.3932 | 27905.3932 | 27905.3932 | 27905.3932 | 27905.3932
OS-2 | 8809.3569 | 8809.3569 | 8809.3569 | 8809.3569 | 8809.3569 | 8809.3569 | 8809.3569 | 8809.3569 | 8809.3569 | 8809.3569 | 8809.3569 | 8809.3569 | 8809.3569 | 8809.3569 | 8809.3569 | 8809.3569 | 8809.3569 | 8809.3569 | 8809.3569 | 8809.3569 | 8809.3569 | 8809.3569 | 8809.3569 | 8809.3569 | 8809.3569 | 8809.3569 | 8809.3569 | 8809.3569 | 8809.3569
RS(T)-1 | 14112002.8142 | 14112002.8142 | 14112002.8142 | 14112002.8142 | 14112002.8142 | 14112002.8142 | 14112002.8142 | 14112002.8142 | 14112002.8142 | 14112002.8142 | 14112002.8142 | 14112002.8142 | 14112002.8142 | 14112002.8142 | 14112002.8142 | 14112002.8142 | 14112002.8142 | 14112002.8142 | 14112002.8142 | 14112002.8142 | 14112002.8142 | 14112002.8142 | 14112002.8142 | 14112002.8142 | 14112002.8142 | 14112002.8142 | 14112002.8142 | 14112002.8142 | 14112002.8142
SL-1 | 167133.0568 | 167133.0568 | 167133.0568 | 167133.0568 | 167133.0568 | 167133.0568 | 167133.0568 | 167133.0568 | 167133.0568 | 167133.0568 | 167133.0568 | 167133.0568 | 167133.0568 | 167133.0568 | 167133.0568 | 167133.0568 | 167133.0568 | 167133.0568 | 167133.0568 | 167133.0568 | 167133.0568 | 167133.0568 | 167133.0568 | 167133.0568 | 167133.0568 | 167133.0568 | 167133.0568 | 167133.0568 | 167133.0568
SL-2 | 4535.1013 | 4535.1013 | 4535.1013 | 4535.1013 | 4535.1013 | 4535.1013 | 4535.1013 | 4535.1013 | 4535.1013 | 4535.1013 | 4535.1013 | 4535.1013 | 4535.1013 | 4535.1013 | 4535.1013 | 4535.1013 | 4535.1013 | 4535.1013 | 4535.1013 | 4535.1013 | 4535.1013 | 4535.1013 | 4535.1013 | 4535.1013 | 4535.1013 | 4535.1013 | 4535.1013 | 4535.1013 | 4535.1013
FS:[Total Company] | 23325179.0922 | 23325179.0922 | 23325179.0922 | 23325179.0922 | 23325179.0922 | 23325179.0922 | 23325179.0922 | 23325179.0922 | 23325179.0922 | 23325179.0922 | 23325179.0922 | 23325179.0922 | 23325179.0922 | 23325179.0922 | 23325179.0922 | 23325179.0922 | 23325179.0922 | 23325179.0922 | 23325179.0922 | 23325179.0922 | 23325179.0922 | 23325179.0922 | 23325179.0922 | 23325179.0922 | 23325179.0922 | 23325179.0922 | 23325179.0922 | 23325179.0922 | 23325179.0922
FT:[]
FU:[External Factor - FPL105] | 0.010472 | 0.00065977 | 0 | 0.059103 | 0.00041458 | 0.2159 | 0.087967 | 0.011536 | 0 | 0 | 0.0011964 | 0.00037768 | 0.60501 | 0.0071653 | 0.00019443 | 0 | 0 | 0 | 0 | 0 | 0 | 0 | 0 | 0 | 0 | 0 | 0 | 0 | 0
FV:[% to Total System] | 0.010472 | 0.00065977 | 0 | 0.059103 | 0.00041458 | 0.2159 | 0.087967 | 0.011536 | 0 | 0 | 0.0011964 | 0.00037768 | 0.60501 | 0.0071653 | 0.00019443 | 0 | 0 | 0 | 0 | 0 | 0 | 0 | 0 | 0 | 0 | 0 | 0 | 0 | 0
FW:[]
FX:[FPL106]
FY:[Retail/Wholesale Factor] | 0 | 0 | 0 | 0 | 0 | 0 | 0 | 0 | 0 | 0 | 0 | 0 | 0 | 0 | 0 | 0 | 0 | -1 | -1 | -1 | -1 | -1 | -1 | -1 | -1 | -1 | -1 | -1 | -1
FZ:[]
GA:[12 CP Average (CP_12)] | 355703.809 | 13749.9589 | 193768.5297 | 1031051.818 | 8666.0921 | 4096795.0811 | 1663228.216 | 332064.7496 | 22637.588 | 14611.3368 | 3060.5633 | 1665.9685 | 11205216.5183 | 18367.8317 | 4069.044 | 1916.5206 | 10946.0221 | 0 | 132190.2592 | 0 | 0 | 195715.7872 | 666744.6685 | 0 | 9785.7894 | 0 | 3914.3157 | 3098.8333 | 0
GB:[Load Control Impact on CP (ADJ_CP12)] | 0 | 0 | 0 | 0 | 0 | 0 | 0 | 0 | 0 | 0 | 0 | 0 | 0 | 0 | 0 | 0 | 0 | 0 | 0 | 0 | 0 | 0 | 0 | 0 | 0 | 0 | 0 | 0 | 0
GC:[Retail/Wholesale Adjustment] | 0 | 0 | 0 | 0 | 0 | 0 | 0 | 0 | 0 | 0 | 0 | 0 | 0 | 0 | 0 | 0 | 0 | 0 | -132190.2592 | 0 | 0 | -195715.7872 | -666744.6685 | 0 | -9785.7894 | 0 | -3914.3157 | -3098.8333 | 0
GD:[Adjusted 12 CP] | 355703.809 | 13749.9589 | 193768.5297 | 1031051.818 | 8666.0921 | 4096795.0811 | 1663228.216 | 332064.7496 | 22637.588 | 14611.3368 | 3060.5633 | 1665.9685 | 11205216.5183 | 18367.8317 | 4069.044 | 1916.5206 | 10946.0221 | 0 | 0 | 0 | 0 | 0 | 0 | 0 | 0 | 0 | 0 | 0 | 0
GE:[% Transmission - KW (KW_TRANS)] | 0 | 0 | 1 | 0 | 0 | 0 | 0 | 0 | 1 | 0 | 0 | 0 | 0 | 0 | 0 | 0 | 1 | 1 | 1 | 1 | 1 | 1 | 1 | 1 | 1 | 1 | 1 | 1 | 1
GF:[Delivered Demand at Transmission - Expansion Factor (KW_EXP_TR)] | 1.0219 | 1.0219 | 1.0219 | 1.0219 | 1.0219 | 1.0219 | 1.0219 | 1.0219 | 1.0219 | 1.0219 | 1.0219 | 1.0219 | 1.0219 | 1.0219 | 1.0219 | 1.0219 | 1.0219 | 1.0219 | 1.0219 | 1.0219 | 1.0219 | 1.0219 | 1.0219 | 1.0219 | 1.0219 | 1.0219 | 1.0219 | 1.0219 | 1.0219
GG:[Transmission 12CP at Generator] | 0 | 0 | 198010.1228 | 0 | 0 | 0 | 0 | 0 | 23133.1248 | 0 | 0 | 0 | 0 | 0 | 0 | 0 | 11185.6305 | 0 | 0 | 0 | 0 | 0 | 0 | 0 | 0 | 0 | 0 | 0 | 0
GH:[]
GI:[12 CP Average (CP_12)] | 355703.809 | 13749.9589 | 193768.5297 | 1031051.818 | 8666.0921 | 4096795.0811 | 1663228.216 | 332064.7496 | 22637.588 | 14611.3368 | 3060.5633 | 1665.9685 | 11205216.5183 | 18367.8317 | 4069.044 | 1916.5206 | 10946.0221 | 0 | 132190.2592 | 0 | 0 | 195715.7872 | 666744.6685 | 0 | 9785.7894 | 0 | 3914.3157 | 3098.8333 | 0
GJ:[Load Control Impact on CP (ADJ_CP12)] | 0 | 0 | 0 | 0 | 0 | 0 | 0 | 0 | 0 | 0 | 0 | 0 | 0 | 0 | 0 | 0 | 0 | 0 | 0 | 0 | 0 | 0 | 0 | 0 | 0 | 0 | 0 | 0 | 0
GK:[Retail/Wholesale Adjustment] | 0 | 0 | 0 | 0 | 0 | 0 | 0 | 0 | 0 | 0 | 0 | 0 | 0 | 0 | 0 | 0 | 0 | 0 | -132190.2592 | 0 | 0 | -195715.7872 | -666744.6685 | 0 | -9785.7894 | 0 | -3914.3157 | -3098.8333 | 0
GL:[Adjusted 12 CP] | 355703.809 | 13749.9589 | 193768.5297 | 1031051.818 | 8666.0921 | 4096795.0811 | 1663228.216 | 332064.7496 | 22637.588 | 14611.3368 | 3060.5633 | 1665.9685 | 11205216.5183 | 18367.8317 | 4069.044 | 1916.5206 | 10946.0221 | 0 | 0 | 0 | 0 | 0 | 0 | 0 | 0 | 0 | 0 | 0 | 0
GM:[% Primary - KW (KW_PRI)] | 0.39212 | 0.01428 | 0 | 0 | 0 | 0.00288 | 0.03935 | 0.32521 | 0 | 1 | 0 | 1 | 0 | 0 | 0 | 1 | 0 | 0 | 0 | 0 | 0 | 0 | 0 | 0 | 0 | 0 | 0 | 0 | 0
GN:[Delivered Demand at Primary - Expansion Factor (KW_EXP_PR)] | 1.0348 | 1.0348 | 1.0348 | 1.0348 | 1.0348 | 1.0348 | 1.0348 | 1.0348 | 1.0348 | 1.0348 | 1.0348 | 1.0348 | 1.0348 | 1.0348 | 1.0348 | 1.0348 | 1.0348 | 1.0348 | 1.0348 | 1.0348 | 1.0348 | 1.0348 | 1.0348 | 1.0348 | 1.0348 | 1.0348 | 1.0348 | 1.0348 | 1.0348
GO:[Primary 12CP at Generator] | 144336.6164 | 203.1883 | 0 | 0 | 0 | 12209.721 | 67727.5852 | 111752.096 | 0 | 15120.2497 | 0 | 1723.9942 | 0 | 0 | 0 | 1983.273 | 0 | 0 | 0 | 0 | 0 | 0 | 0 | 0 | 0 | 0 | 0 | 0 | 0
GP:[]
GQ:[12 CP Average (CP_12)] | 355703.809 | 13749.9589 | 193768.5297 | 1031051.818 | 8666.0921 | 4096795.0811 | 1663228.216 | 332064.7496 | 22637.588 | 14611.3368 | 3060.5633 | 1665.9685 | 11205216.5183 | 18367.8317 | 4069.044 | 1916.5206 | 10946.0221 | 0 | 132190.2592 | 0 | 0 | 195715.7872 | 666744.6685 | 0 | 9785.7894 | 0 | 3914.3157 | 3098.8333 | 0
GR:[Load Control Impact on CP (ADJ_CP12)] | 0 | 0 | 0 | 0 | 0 | 0 | 0 | 0 | 0 | 0 | 0 | 0 | 0 | 0 | 0 | 0 | 0 | 0 | 0 | 0 | 0 | 0 | 0 | 0 | 0 | 0 | 0 | 0 | 0
GS:[Retail/Wholesale Adjustment] | 0 | 0 | 0 | 0 | 0 | 0 | 0 | 0 | 0 | 0 | 0 | 0 | 0 | 0 | 0 | 0 | 0 | 0 | -132190.2592 | 0 | 0 | -195715.7872 | -666744.6685 | 0 | -9785.7894 | 0 | -3914.3157 | -3098.8333 | 0
GT:[Adjusted 12 CP] | 355703.809 | 13749.9589 | 193768.5297 | 1031051.818 | 8666.0921 | 4096795.0811 | 1663228.216 | 332064.7496 | 22637.588 | 14611.3368 | 3060.5633 | 1665.9685 | 11205216.5183 | 18367.8317 | 4069.044 | 1916.5206 | 10946.0221 | 0 | 0 | 0 | 0 | 0 | 0 | 0 | 0 | 0 | 0 | 0 | 0
GU:[% Secondary - KW (KW_SEC)] | 0.60788 | 0.98572 | 0 | 1 | 1 | 0.99712 | 0.96065 | 0.67479 | 0 | 0 | 1 | 0 | 1 | 1 | 1 | 0 | 0 | 0 | 0 | 0 | 0 | 0 | 0 | 0 | 0 | 0 | 0 | 0 | 0
GV:[Delivered Demand at Secondary - Expansion Factor (KW_EXP_SEC)] | 1.0646 | 1.0646 | 1.0646 | 1.0646 | 1.0646 | 1.0646 | 1.0646 | 1.0646 | 1.0646 | 1.0646 | 1.0646 | 1.0646 | 1.0646 | 1.0646 | 1.0646 | 1.0646 | 1.0646 | 1.0646 | 1.0646 | 1.0646 | 1.0646 | 1.0646 | 1.0646 | 1.0646 | 1.0646 | 1.0646 | 1.0646 | 1.0646 | 1.0646
GW:[Secondary 12CP at Generator] | 230186.8946 | 14428.766 | 0 | 1097626.8339 | 9225.6617 | 4348764.5231 | 1700948.8523 | 238542.4287 | 0 | 0 | 3258.1839 | 0 | 11928737.3489 | 19553.8426 | 4331.7821 | 0 | 0 | 0 | 0 | 0 | 0 | 0 | 0 | 0 | 0 | 0 | 0 | 0 | 0
GX:[]
GY:[Transmission 12CP at Generator] | 0 | 0 | 198010.1228 | 0 | 0 | 0 | 0 | 0 | 23133.1248 | 0 | 0 | 0 | 0 | 0 | 0 | 0 | 11185.6305 | 0 | 0 | 0 | 0 | 0 | 0 | 0 | 0 | 0 | 0 | 0 | 0
GZ:[Primary 12CP at Generator] | 144336.6164 | 203.1883 | 0 | 0 | 0 | 12209.721 | 67727.5852 | 111752.096 | 0 | 15120.2497 | 0 | 1723.9942 | 0 | 0 | 0 | 1983.273 | 0 | 0 | 0 | 0 | 0 | 0 | 0 | 0 | 0 | 0 | 0 | 0 | 0
HA:[Secondary 12CP at Generator] | 230186.8946 | 14428.766 | 0 | 1097626.8339 | 9225.6617 | 4348764.5231 | 1700948.8523 | 238542.4287 | 0 | 0 | 3258.1839 | 0 | 11928737.3489 | 19553.8426 | 4331.7821 | 0 | 0 | 0 | 0 | 0 | 0 | 0 | 0 | 0 | 0 | 0 | 0 | 0 | 0
HB:[Average 12CP Demand at Generator (Retail Only)] | 374523.511 | 14631.9543 | 198010.1228 | 1097626.8339 | 9225.6617 | 4360974.244 | 1768676.4375 | 350294.5247 | 23133.1248 | 15120.2497 | 3258.1839 | 1723.9942 | 11928737.3489 | 19553.8426 | 4331.7821 | 1983.273 | 11185.6305 | 0 | 0 | 0 | 0 | 0 | 0 | 0 | 0 | 0 | 0 | 0 | 0
CILC-1D | 374523.511 | 374523.511 | 374523.511 | 374523.511 | 374523.511 | 374523.511 | 374523.511 | 374523.511 | 374523.511 | 374523.511 | 374523.511 | 374523.511 | 374523.511 | 374523.511 | 374523.511 | 374523.511 | 374523.511
CILC-1G | 14631.9543 | 14631.9543 | 14631.9543 | 14631.9543 | 14631.9543 | 14631.9543 | 14631.9543 | 14631.9543 | 14631.9543 | 14631.9543 | 14631.9543 | 14631.9543 | 14631.9543 | 14631.9543 | 14631.9543 | 14631.9543 | 14631.9543
CILC-1T | 198010.1228 | 198010.1228 | 198010.1228 | 198010.1228 | 198010.1228 | 198010.1228 | 198010.1228 | 198010.1228 | 198010.1228 | 198010.1228 | 198010.1228 | 198010.1228 | 198010.1228 | 198010.1228 | 198010.1228 | 198010.1228 | 198010.1228
GS(T)-1 | 1097626.8339 | 1097626.8339 | 1097626.8339 | 1097626.8339 | 1097626.8339 | 1097626.8339 | 1097626.8339 | 1097626.8339 | 1097626.8339 | 1097626.8339 | 1097626.8339 | 1097626.8339 | 1097626.8339 | 1097626.8339 | 1097626.8339 | 1097626.8339 | 1097626.8339
GSCU-1 | 9225.6617 | 9225.6617 | 9225.6617 | 9225.6617 | 9225.6617 | 9225.6617 | 9225.6617 | 9225.6617 | 9225.6617 | 9225.6617 | 9225.6617 | 9225.6617 | 9225.6617 | 9225.6617 | 9225.6617 | 9225.6617 | 9225.6617
GSD(T)-1 | 4360974.244 | 4360974.244 | 4360974.244 | 4360974.244 | 4360974.244 | 4360974.244 | 4360974.244 | 4360974.244 | 4360974.244 | 4360974.244 | 4360974.244 | 4360974.244 | 4360974.244 | 4360974.244 | 4360974.244 | 4360974.244 | 4360974.244
GSLD(T)-1 | 1768676.4375 | 1768676.4375 | 1768676.4375 | 1768676.4375 | 1768676.4375 | 1768676.4375 | 1768676.4375 | 1768676.4375 | 1768676.4375 | 1768676.4375 | 1768676.4375 | 1768676.4375 | 1768676.4375 | 1768676.4375 | 1768676.4375 | 1768676.4375 | 1768676.4375
GSLD(T)-2 | 350294.5247 | 350294.5247 | 350294.5247 | 350294.5247 | 350294.5247 | 350294.5247 | 350294.5247 | 350294.5247 | 350294.5247 | 350294.5247 | 350294.5247 | 350294.5247 | 350294.5247 | 350294.5247 | 350294.5247 | 350294.5247 | 350294.5247
GSLD(T)-3 | 23133.1248 | 23133.1248 | 23133.1248 | 23133.1248 | 23133.1248 | 23133.1248 | 23133.1248 | 23133.1248 | 23133.1248 | 23133.1248 | 23133.1248 | 23133.1248 | 23133.1248 | 23133.1248 | 23133.1248 | 23133.1248 | 23133.1248
MET | 15120.2497 | 15120.2497 | 15120.2497 | 15120.2497 | 15120.2497 | 15120.2497 | 15120.2497 | 15120.2497 | 15120.2497 | 15120.2497 | 15120.2497 | 15120.2497 | 15120.2497 | 15120.2497 | 15120.2497 | 15120.2497 | 15120.2497
OL-1 | 3258.1839 | 3258.1839 | 3258.1839 | 3258.1839 | 3258.1839 | 3258.1839 | 3258.1839 | 3258.1839 | 3258.1839 | 3258.1839 | 3258.1839 | 3258.1839 | 3258.1839 | 3258.1839 | 3258.1839 | 3258.1839 | 3258.1839
OS-2 | 1723.9942 | 1723.9942 | 1723.9942 | 1723.9942 | 1723.9942 | 1723.9942 | 1723.9942 | 1723.9942 | 1723.9942 | 1723.9942 | 1723.9942 | 1723.9942 | 1723.9942 | 1723.9942 | 1723.9942 | 1723.9942 | 1723.9942
RS(T)-1 | 11928737.3489 | 11928737.3489 | 11928737.3489 | 11928737.3489 | 11928737.3489 | 11928737.3489 | 11928737.3489 | 11928737.3489 | 11928737.3489 | 11928737.3489 | 11928737.3489 | 11928737.3489 | 11928737.3489 | 11928737.3489 | 11928737.3489 | 11928737.3489 | 11928737.3489
SL-1 | 19553.8426 | 19553.8426 | 19553.8426 | 19553.8426 | 19553.8426 | 19553.8426 | 19553.8426 | 19553.8426 | 19553.8426 | 19553.8426 | 19553.8426 | 19553.8426 | 19553.8426 | 19553.8426 | 19553.8426 | 19553.8426 | 19553.8426
SL-2 | 4331.7821 | 4331.7821 | 4331.7821 | 4331.7821 | 4331.7821 | 4331.7821 | 4331.7821 | 4331.7821 | 4331.7821 | 4331.7821 | 4331.7821 | 4331.7821 | 4331.7821 | 4331.7821 | 4331.7821 | 4331.7821 | 4331.7821
SST-DST | 1983.273 | 1983.273 | 1983.273 | 1983.273 | 1983.273 | 1983.273 | 1983.273 | 1983.273 | 1983.273 | 1983.273 | 1983.273 | 1983.273 | 1983.273 | 1983.273 | 1983.273 | 1983.273 | 1983.273
SST-TST | 11185.6305 | 11185.6305 | 11185.6305 | 11185.6305 | 11185.6305 | 11185.6305 | 11185.6305 | 11185.6305 | 11185.6305 | 11185.6305 | 11185.6305 | 11185.6305 | 11185.6305 | 11185.6305 | 11185.6305 | 11185.6305 | 11185.6305
HC:[Total Retail/Wholesale] | 20182990.7196 | 20182990.7196 | 20182990.7196 | 20182990.7196 | 20182990.7196 | 20182990.7196 | 20182990.7196 | 20182990.7196 | 20182990.7196 | 20182990.7196 | 20182990.7196 | 20182990.7196 | 20182990.7196 | 20182990.7196 | 20182990.7196 | 20182990.7196 | 20182990.7196 | 0 | 0 | 0 | 0 | 0 | 0 | 0 | 0 | 0 | 0 | 0 | 0
HD:[]
HE:[External Factor - FPL106] | 0.018556 | 0.00072496 | 0.0098107 | 0.054384 | 0.0004571 | 0.21607 | 0.087632 | 0.017356 | 0.0011462 | 0.00074916 | 0.00016143 | 8.5418e-05 | 0.59103 | 0.00096883 | 0.00021463 | 9.8265e-05 | 0.00055421 | 0 | 0 | 0 | 0 | 0 | 0 | 0 | 0 | 0 | 0 | 0 | 0
HF:[% to Total System] | 0.018556 | 0.00072496 | 0.0098107 | 0.054384 | 0.0004571 | 0.21607 | 0.087632 | 0.017356 | 0.0011462 | 0.00074916 | 0.00016143 | 8.5418e-05 | 0.59103 | 0.00096883 | 0.00021463 | 9.8265e-05 | 0.00055421 | 0 | 0 | 0 | 0 | 0 | 0 | 0 | 0 | 0 | 0 | 0 | 0
HG:[]
HH:[FPL109]
HI:[Adjustment Flag] | 0 | 0 | -1 | 0 | 0 | 0 | 0 | 0 | -1 | -1 | 0 | 0 | 0 | 0 | 0 | -1 | -1 | -1 | -1 | -1 | -1 | -1 | -1 | -1 | -1 | -1 | -1 | -1 | -1
HJ:[Adjusted Max NCP] | 451774.3757 | 17783.7631 | 255811.4612 | 2176015.8256 | 9323.2539 | 6219308.914 | 2379540.7099 | 461828.7788 | 42258.6206 | 21550.0043 | 26212.8308 | 14665.8158 | 33932969.7071 | 156995.8357 | 4260.0311 | 11574.606 | 118491.9102 | 0 | 161234.7613 | 0 | 0 | 200001 | 787937.5858 | 0 | 60001 | 0 | 24001 | 19001 | 0
HK:[Adjustment to NCP] | 0 | 0 | -255811.4612 | 0 | 0 | 0 | 0 | 0 | -42258.6206 | -21550.0043 | 0 | 0 | 0 | 0 | 0 | -11574.606 | -118491.9102 | 0 | -161234.7613 | 0 | 0 | -200001 | -787937.5858 | 0 | -60001 | 0 | -24001 | -19001 | 0
HL:[Adjusted Max NCP] | 451774.3757 | 17783.7631 | 0 | 2176015.8256 | 9323.2539 | 6219308.914 | 2379540.7099 | 461828.7788 | 0 | 0 | 26212.8308 | 14665.8158 | 33932969.7071 | 156995.8357 | 4260.0311 | 0 | 0 | 0 | 0 | 0 | 0 | 0 | 0 | 0 | 0 | 0 | 0 | 0 | 0
HM:[% Secondary - KW (KW_SEC)] | 0.60788 | 0.98572 | 0 | 1 | 1 | 0.99712 | 0.96065 | 0.67479 | 0 | 0 | 1 | 0.74866 | 1 | 1 | 1 | 0 | 0 | 0 | 0 | 0 | 0 | 0 | 0 | 0 | 0 | 0 | 0 | 0 | 0
HN:[Delivered Demand at Secondary - Expansion Factor (KW_EXP_SEC)] | 1.0646 | 1.0646 | 1.0646 | 1.0646 | 1.0646 | 1.0646 | 1.0646 | 1.0646 | 1.0646 | 1.0646 | 1.0646 | 1.0646 | 1.0646 | 1.0646 | 1.0646 | 1.0646 | 1.0646 | 1.0646 | 1.0646 | 1.0646 | 1.0646 | 1.0646 | 1.0646 | 1.0646 | 1.0646 | 1.0646 | 1.0646 | 1.0646 | 1.0646
HO:[Secondary Customer Non-Coincident Peak Demand] | 292357.1184 | 18661.7109 | 0 | 2316521.1675 | 9925.2564 | 6601821.5283 | 2433506.7194 | 331759.8712 | 0 | 0 | 27905.3932 | 11688.6695 | 36124021.5611 | 167133.0568 | 4535.1013 | 0 | 0 | 0 | 0 | 0 | 0 | 0 | 0 | 0 | 0 | 0 | 0 | 0 | 0
CILC-1D | 292357.1184 | 292357.1184 | 292357.1184 | 292357.1184 | 292357.1184 | 292357.1184 | 292357.1184 | 292357.1184 | 292357.1184 | 292357.1184 | 292357.1184 | 292357.1184 | 292357.1184 | 292357.1184 | 292357.1184 | 292357.1184 | 292357.1184
CILC-1G | 18661.7109 | 18661.7109 | 18661.7109 | 18661.7109 | 18661.7109 | 18661.7109 | 18661.7109 | 18661.7109 | 18661.7109 | 18661.7109 | 18661.7109 | 18661.7109 | 18661.7109 | 18661.7109 | 18661.7109 | 18661.7109 | 18661.7109
GS(T)-1 | 2316521.1675 | 2316521.1675 | 2316521.1675 | 2316521.1675 | 2316521.1675 | 2316521.1675 | 2316521.1675 | 2316521.1675 | 2316521.1675 | 2316521.1675 | 2316521.1675 | 2316521.1675 | 2316521.1675 | 2316521.1675 | 2316521.1675 | 2316521.1675 | 2316521.1675
GSCU-1 | 9925.2564 | 9925.2564 | 9925.2564 | 9925.2564 | 9925.2564 | 9925.2564 | 9925.2564 | 9925.2564 | 9925.2564 | 9925.2564 | 9925.2564 | 9925.2564 | 9925.2564 | 9925.2564 | 9925.2564 | 9925.2564 | 9925.2564
GSD(T)-1 | 6601821.5283 | 6601821.5283 | 6601821.5283 | 6601821.5283 | 6601821.5283 | 6601821.5283 | 6601821.5283 | 6601821.5283 | 6601821.5283 | 6601821.5283 | 6601821.5283 | 6601821.5283 | 6601821.5283 | 6601821.5283 | 6601821.5283 | 6601821.5283 | 6601821.5283
GSLD(T)-1 | 2433506.7194 | 2433506.7194 | 2433506.7194 | 2433506.7194 | 2433506.7194 | 2433506.7194 | 2433506.7194 | 2433506.7194 | 2433506.7194 | 2433506.7194 | 2433506.7194 | 2433506.7194 | 2433506.7194 | 2433506.7194 | 2433506.7194 | 2433506.7194 | 2433506.7194
GSLD(T)-2 | 331759.8712 | 331759.8712 | 331759.8712 | 331759.8712 | 331759.8712 | 331759.8712 | 331759.8712 | 331759.8712 | 331759.8712 | 331759.8712 | 331759.8712 | 331759.8712 | 331759.8712 | 331759.8712 | 331759.8712 | 331759.8712 | 331759.8712
OL-1 | 27905.3932 | 27905.3932 | 27905.3932 | 27905.3932 | 27905.3932 | 27905.3932 | 27905.3932 | 27905.3932 | 27905.3932 | 27905.3932 | 27905.3932 | 27905.3932 | 27905.3932 | 27905.3932 | 27905.3932 | 27905.3932 | 27905.3932
OS-2 | 11688.6695 | 11688.6695 | 11688.6695 | 11688.6695 | 11688.6695 | 11688.6695 | 11688.6695 | 11688.6695 | 11688.6695 | 11688.6695 | 11688.6695 | 11688.6695 | 11688.6695 | 11688.6695 | 11688.6695 | 11688.6695 | 11688.6695
RS(T)-1 | 36124021.5611 | 36124021.5611 | 36124021.5611 | 36124021.5611 | 36124021.5611 | 36124021.5611 | 36124021.5611 | 36124021.5611 | 36124021.5611 | 36124021.5611 | 36124021.5611 | 36124021.5611 | 36124021.5611 | 36124021.5611 | 36124021.5611 | 36124021.5611 | 36124021.5611
SL-1 | 167133.0568 | 167133.0568 | 167133.0568 | 167133.0568 | 167133.0568 | 167133.0568 | 167133.0568 | 167133.0568 | 167133.0568 | 167133.0568 | 167133.0568 | 167133.0568 | 167133.0568 | 167133.0568 | 167133.0568 | 167133.0568 | 167133.0568
SL-2 | 4535.1013 | 4535.1013 | 4535.1013 | 4535.1013 | 4535.1013 | 4535.1013 | 4535.1013 | 4535.1013 | 4535.1013 | 4535.1013 | 4535.1013 | 4535.1013 | 4535.1013 | 4535.1013 | 4535.1013 | 4535.1013 | 4535.1013
HP:[Total Retail/Wholesale] | 48339837.1541 | 48339837.1541 | 48339837.1541 | 48339837.1541 | 48339837.1541 | 48339837.1541 | 48339837.1541 | 48339837.1541 | 48339837.1541 | 48339837.1541 | 48339837.1541 | 48339837.1541 | 48339837.1541 | 48339837.1541 | 48339837.1541 | 48339837.1541 | 48339837.1541 | 0 | 0 | 0 | 0 | 0 | 0 | 0 | 0 | 0 | 0 | 0 | 0
CILC-1D | 292357.1184 | 292357.1184 | 292357.1184 | 292357.1184 | 292357.1184 | 292357.1184 | 292357.1184 | 292357.1184 | 292357.1184 | 292357.1184 | 292357.1184 | 292357.1184 | 292357.1184 | 292357.1184 | 292357.1184 | 292357.1184 | 292357.1184 | 292357.1184 | 292357.1184 | 292357.1184 | 292357.1184 | 292357.1184 | 292357.1184 | 292357.1184 | 292357.1184 | 292357.1184 | 292357.1184 | 292357.1184 | 292357.1184
CILC-1G | 18661.7109 | 18661.7109 | 18661.7109 | 18661.7109 | 18661.7109 | 18661.7109 | 18661.7109 | 18661.7109 | 18661.7109 | 18661.7109 | 18661.7109 | 18661.7109 | 18661.7109 | 18661.7109 | 18661.7109 | 18661.7109 | 18661.7109 | 18661.7109 | 18661.7109 | 18661.7109 | 18661.7109 | 18661.7109 | 18661.7109 | 18661.7109 | 18661.7109 | 18661.7109 | 18661.7109 | 18661.7109 | 18661.7109
GS(T)-1 | 2316521.1675 | 2316521.1675 | 2316521.1675 | 2316521.1675 | 2316521.1675 | 2316521.1675 | 2316521.1675 | 2316521.1675 | 2316521.1675 | 2316521.1675 | 2316521.1675 | 2316521.1675 | 2316521.1675 | 2316521.1675 | 2316521.1675 | 2316521.1675 | 2316521.1675 | 2316521.1675 | 2316521.1675 | 2316521.1675 | 2316521.1675 | 2316521.1675 | 2316521.1675 | 2316521.1675 | 2316521.1675 | 2316521.1675 | 2316521.1675 | 2316521.1675 | 2316521.1675
GSCU-1 | 9925.2564 | 9925.2564 | 9925.2564 | 9925.2564 | 9925.2564 | 9925.2564 | 9925.2564 | 9925.2564 | 9925.2564 | 9925.2564 | 9925.2564 | 9925.2564 | 9925.2564 | 9925.2564 | 9925.2564 | 9925.2564 | 9925.2564 | 9925.2564 | 9925.2564 | 9925.2564 | 9925.2564 | 9925.2564 | 9925.2564 | 9925.2564 | 9925.2564 | 9925.2564 | 9925.2564 | 9925.2564 | 9925.2564
GSD(T)-1 | 6601821.5283 | 6601821.5283 | 6601821.5283 | 6601821.5283 | 6601821.5283 | 6601821.5283 | 6601821.5283 | 6601821.5283 | 6601821.5283 | 6601821.5283 | 6601821.5283 | 6601821.5283 | 6601821.5283 | 6601821.5283 | 6601821.5283 | 6601821.5283 | 6601821.5283 | 6601821.5283 | 6601821.5283 | 6601821.5283 | 6601821.5283 | 6601821.5283 | 6601821.5283 | 6601821.5283 | 6601821.5283 | 6601821.5283 | 6601821.5283 | 6601821.5283 | 6601821.5283
GSLD(T)-1 | 2433506.7194 | 2433506.7194 | 2433506.7194 | 2433506.7194 | 2433506.7194 | 2433506.7194 | 2433506.7194 | 2433506.7194 | 2433506.7194 | 2433506.7194 | 2433506.7194 | 2433506.7194 | 2433506.7194 | 2433506.7194 | 2433506.7194 | 2433506.7194 | 2433506.7194 | 2433506.7194 | 2433506.7194 | 2433506.7194 | 2433506.7194 | 2433506.7194 | 2433506.7194 | 2433506.7194 | 2433506.7194 | 2433506.7194 | 2433506.7194 | 2433506.7194 | 2433506.7194
GSLD(T)-2 | 331759.8712 | 331759.8712 | 331759.8712 | 331759.8712 | 331759.8712 | 331759.8712 | 331759.8712 | 331759.8712 | 331759.8712 | 331759.8712 | 331759.8712 | 331759.8712 | 331759.8712 | 331759.8712 | 331759.8712 | 331759.8712 | 331759.8712 | 331759.8712 | 331759.8712 | 331759.8712 | 331759.8712 | 331759.8712 | 331759.8712 | 331759.8712 | 331759.8712 | 331759.8712 | 331759.8712 | 331759.8712 | 331759.8712
OL-1 | 27905.3932 | 27905.3932 | 27905.3932 | 27905.3932 | 27905.3932 | 27905.3932 | 27905.3932 | 27905.3932 | 27905.3932 | 27905.3932 | 27905.3932 | 27905.3932 | 27905.3932 | 27905.3932 | 27905.3932 | 27905.3932 | 27905.3932 | 27905.3932 | 27905.3932 | 27905.3932 | 27905.3932 | 27905.3932 | 27905.3932 | 27905.3932 | 27905.3932 | 27905.3932 | 27905.3932 | 27905.3932 | 27905.3932
OS-2 | 11688.6695 | 11688.6695 | 11688.6695 | 11688.6695 | 11688.6695 | 11688.6695 | 11688.6695 | 11688.6695 | 11688.6695 | 11688.6695 | 11688.6695 | 11688.6695 | 11688.6695 | 11688.6695 | 11688.6695 | 11688.6695 | 11688.6695 | 11688.6695 | 11688.6695 | 11688.6695 | 11688.6695 | 11688.6695 | 11688.6695 | 11688.6695 | 11688.6695 | 11688.6695 | 11688.6695 | 11688.6695 | 11688.6695
RS(T)-1 | 36124021.5611 | 36124021.5611 | 36124021.5611 | 36124021.5611 | 36124021.5611 | 36124021.5611 | 36124021.5611 | 36124021.5611 | 36124021.5611 | 36124021.5611 | 36124021.5611 | 36124021.5611 | 36124021.5611 | 36124021.5611 | 36124021.5611 | 36124021.5611 | 36124021.5611 | 36124021.5611 | 36124021.5611 | 36124021.5611 | 36124021.5611 | 36124021.5611 | 36124021.5611 | 36124021.5611 | 36124021.5611 | 36124021.5611 | 36124021.5611 | 36124021.5611 | 36124021.5611
SL-1 | 167133.0568 | 167133.0568 | 167133.0568 | 167133.0568 | 167133.0568 | 167133.0568 | 167133.0568 | 167133.0568 | 167133.0568 | 167133.0568 | 167133.0568 | 167133.0568 | 167133.0568 | 167133.0568 | 167133.0568 | 167133.0568 | 167133.0568 | 167133.0568 | 167133.0568 | 167133.0568 | 167133.0568 | 167133.0568 | 167133.0568 | 167133.0568 | 167133.0568 | 167133.0568 | 167133.0568 | 167133.0568 | 167133.0568
SL-2 | 4535.1013 | 4535.1013 | 4535.1013 | 4535.1013 | 4535.1013 | 4535.1013 | 4535.1013 | 4535.1013 | 4535.1013 | 4535.1013 | 4535.1013 | 4535.1013 | 4535.1013 | 4535.1013 | 4535.1013 | 4535.1013 | 4535.1013 | 4535.1013 | 4535.1013 | 4535.1013 | 4535.1013 | 4535.1013 | 4535.1013 | 4535.1013 | 4535.1013 | 4535.1013 | 4535.1013 | 4535.1013 | 4535.1013
HQ:[Total Company] | 48339837.1541 | 48339837.1541 | 48339837.1541 | 48339837.1541 | 48339837.1541 | 48339837.1541 | 48339837.1541 | 48339837.1541 | 48339837.1541 | 48339837.1541 | 48339837.1541 | 48339837.1541 | 48339837.1541 | 48339837.1541 | 48339837.1541 | 48339837.1541 | 48339837.1541 | 48339837.1541 | 48339837.1541 | 48339837.1541 | 48339837.1541 | 48339837.1541 | 48339837.1541 | 48339837.1541 | 48339837.1541 | 48339837.1541 | 48339837.1541 | 48339837.1541 | 48339837.1541
HR:[]
HS:[External Factor - FPL109] | 0.006048 | 0.00038605 | 0 | 0.047922 | 0.00020532 | 0.13657 | 0.050342 | 0.0068631 | 0 | 0 | 0.00057728 | 0.0002418 | 0.74729 | 0.0034575 | 9.3817e-05 | 0 | 0 | 0 | 0 | 0 | 0 | 0 | 0 | 0 | 0 | 0 | 0 | 0 | 0
HT:[% to Total System] | 0.006048 | 0.00038605 | 0 | 0.047922 | 0.00020532 | 0.13657 | 0.050342 | 0.0068631 | 0 | 0 | 0.00057728 | 0.0002418 | 0.74729 | 0.0034575 | 9.3817e-05 | 0 | 0 | 0 | 0 | 0 | 0 | 0 | 0 | 0 | 0 | 0 | 0 | 0 | 0
HU:[]
HV:[FPL120]
HW:[Adjusted 12 CP Average (Adjusted CP_12)] | 355703.809 | 13749.9589 | 193768.5297 | 1031051.818 | 8666.0921 | 4096795.0811 | 1663228.216 | 332064.7496 | 22637.588 | 14611.3368 | 3060.5633 | 1665.9685 | 11205216.5183 | 18367.8317 | 4069.044 | 1916.5206 | 10946.0221 | 0 | 132190.2592 | 0 | 0 | 195715.7872 | 666744.6685 | 0 | 9785.7894 | 0 | 3914.3157 | 3098.8333 | 0
HX:[% Transmission - KW (KW_TRANS)] | 0 | 0 | 1 | 0 | 0 | 0 | 0 | 0 | 1 | 0 | 0 | 0 | 0 | 0 | 0 | 0 | 1 | 1 | 1 | 1 | 1 | 1 | 1 | 1 | 1 | 1 | 1 | 1 | 1
HY:[Delivered Demand at Transmission - Expansion Factor (KW_EXP_TR)] | 1.0219 | 1.0219 | 1.0219 | 1.0219 | 1.0219 | 1.0219 | 1.0219 | 1.0219 | 1.0219 | 1.0219 | 1.0219 | 1.0219 | 1.0219 | 1.0219 | 1.0219 | 1.0219 | 1.0219 | 1.0219 | 1.0219 | 1.0219 | 1.0219 | 1.0219 | 1.0219 | 1.0219 | 1.0219 | 1.0219 | 1.0219 | 1.0219 | 1.0219
HZ:[Transmission 12CP at Generator] | 0 | 0 | 198010.1228 | 0 | 0 | 0 | 0 | 0 | 23133.1248 | 0 | 0 | 0 | 0 | 0 | 0 | 0 | 11185.6305 | 0 | 135083.9039 | 0 | 0 | 200000.0058 | 681339.7093 | 0 | 10000.0003 | 0 | 4000.0001 | 3166.6668 | 0
IA:[]
IB:[Adjusted 12 CP Average (Adjusted CP_12)] | 355703.809 | 13749.9589 | 193768.5297 | 1031051.818 | 8666.0921 | 4096795.0811 | 1663228.216 | 332064.7496 | 22637.588 | 14611.3368 | 3060.5633 | 1665.9685 | 11205216.5183 | 18367.8317 | 4069.044 | 1916.5206 | 10946.0221 | 0 | 132190.2592 | 0 | 0 | 195715.7872 | 666744.6685 | 0 | 9785.7894 | 0 | 3914.3157 | 3098.8333 | 0
IC:[% Primary - KW (KW_PRI)] | 0.39212 | 0.01428 | 0 | 0 | 0 | 0.00288 | 0.03935 | 0.32521 | 0 | 1 | 0 | 1 | 0 | 0 | 0 | 1 | 0 | 0 | 0 | 0 | 0 | 0 | 0 | 0 | 0 | 0 | 0 | 0 | 0
ID:[Delivered Demand at Primary - Expansion Factor (KW_EXP_PR)] | 1.0348 | 1.0348 | 1.0348 | 1.0348 | 1.0348 | 1.0348 | 1.0348 | 1.0348 | 1.0348 | 1.0348 | 1.0348 | 1.0348 | 1.0348 | 1.0348 | 1.0348 | 1.0348 | 1.0348 | 1.0348 | 1.0348 | 1.0348 | 1.0348 | 1.0348 | 1.0348 | 1.0348 | 1.0348 | 1.0348 | 1.0348 | 1.0348 | 1.0348
IE:[Primary 12CP at Generator] | 144336.6164 | 203.1883 | 0 | 0 | 0 | 12209.721 | 67727.5852 | 111752.096 | 0 | 15120.2497 | 0 | 1723.9942 | 0 | 0 | 0 | 1983.273 | 0 | 0 | 0 | 0 | 0 | 0 | 0 | 0 | 0 | 0 | 0 | 0 | 0
IG:[]
IH:[Adjusted 12 CP Average (Adjusted CP_12)] | 355703.809 | 13749.9589 | 193768.5297 | 1031051.818 | 8666.0921 | 4096795.0811 | 1663228.216 | 332064.7496 | 22637.588 | 14611.3368 | 3060.5633 | 1665.9685 | 11205216.5183 | 18367.8317 | 4069.044 | 1916.5206 | 10946.0221 | 0 | 132190.2592 | 0 | 0 | 195715.7872 | 666744.6685 | 0 | 9785.7894 | 0 | 3914.3157 | 3098.8333 | 0
II:[% Secondary - KW (KW_SEC)] | 0.60788 | 0.98572 | 0 | 1 | 1 | 0.99712 | 0.96065 | 0.67479 | 0 | 0 | 1 | 0 | 1 | 1 | 1 | 0 | 0 | 0 | 0 | 0 | 0 | 0 | 0 | 0 | 0 | 0 | 0 | 0 | 0
IJ:[Delivered Demand at Secondary - Expansion Factor (KW_EXP_SEC)] | 1.0646 | 1.0646 | 1.0646 | 1.0646 | 1.0646 | 1.0646 | 1.0646 | 1.0646 | 1.0646 | 1.0646 | 1.0646 | 1.0646 | 1.0646 | 1.0646 | 1.0646 | 1.0646 | 1.0646 | 1.0646 | 1.0646 | 1.0646 | 1.0646 | 1.0646 | 1.0646 | 1.0646 | 1.0646 | 1.0646 | 1.0646 | 1.0646 | 1.0646
IK:[Secondary 12CP at Generator] | 230186.8946 | 14428.766 | 0 | 1097626.8339 | 9225.6617 | 4348764.5231 | 1700948.8523 | 238542.4287 | 0 | 0 | 3258.1839 | 0 | 11928737.3489 | 19553.8426 | 4331.7821 | 0 | 0 | 0 | 0 | 0 | 0 | 0 | 0 | 0 | 0 | 0 | 0 | 0 | 0
IL:[]
IM:[Transmission 12CP at Generator] | 0 | 0 | 198010.1228 | 0 | 0 | 0 | 0 | 0 | 23133.1248 | 0 | 0 | 0 | 0 | 0 | 0 | 0 | 11185.6305 | 0 | 135083.9039 | 0 | 0 | 200000.0058 | 681339.7093 | 0 | 10000.0003 | 0 | 4000.0001 | 3166.6668 | 0
IN:[Primary 12CP at Generator] | 144336.6164 | 203.1883 | 0 | 0 | 0 | 12209.721 | 67727.5852 | 111752.096 | 0 | 15120.2497 | 0 | 1723.9942 | 0 | 0 | 0 | 1983.273 | 0 | 0 | 0 | 0 | 0 | 0 | 0 | 0 | 0 | 0 | 0 | 0 | 0
IO:[Secondary 12CP at Generator] | 230186.8946 | 14428.766 | 0 | 1097626.8339 | 9225.6617 | 4348764.5231 | 1700948.8523 | 238542.4287 | 0 | 0 | 3258.1839 | 0 | 11928737.3489 | 19553.8426 | 4331.7821 | 0 | 0 | 0 | 0 | 0 | 0 | 0 | 0 | 0 | 0 | 0 | 0 | 0 | 0
IP:[Average 12CP Demand (Capacity Clause)] | 374523.511 | 14631.9543 | 198010.1228 | 1097626.8339 | 9225.6617 | 4360974.244 | 1768676.4375 | 350294.5247 | 23133.1248 | 15120.2497 | 3258.1839 | 1723.9942 | 11928737.3489 | 19553.8426 | 4331.7821 | 1983.273 | 11185.6305 | 0 | 135083.9039 | 0 | 0 | 200000.0058 | 681339.7093 | 0 | 10000.0003 | 0 | 4000.0001 | 3166.6668 | 0
CILC-1D | 374523.511 | 374523.511 | 374523.511 | 374523.511 | 374523.511 | 374523.511 | 374523.511 | 374523.511 | 374523.511 | 374523.511 | 374523.511 | 374523.511 | 374523.511 | 374523.511 | 374523.511 | 374523.511 | 374523.511
CILC-1G | 14631.9543 | 14631.9543 | 14631.9543 | 14631.9543 | 14631.9543 | 14631.9543 | 14631.9543 | 14631.9543 | 14631.9543 | 14631.9543 | 14631.9543 | 14631.9543 | 14631.9543 | 14631.9543 | 14631.9543 | 14631.9543 | 14631.9543
CILC-1T | 198010.1228 | 198010.1228 | 198010.1228 | 198010.1228 | 198010.1228 | 198010.1228 | 198010.1228 | 198010.1228 | 198010.1228 | 198010.1228 | 198010.1228 | 198010.1228 | 198010.1228 | 198010.1228 | 198010.1228 | 198010.1228 | 198010.1228
GS(T)-1 | 1097626.8339 | 1097626.8339 | 1097626.8339 | 1097626.8339 | 1097626.8339 | 1097626.8339 | 1097626.8339 | 1097626.8339 | 1097626.8339 | 1097626.8339 | 1097626.8339 | 1097626.8339 | 1097626.8339 | 1097626.8339 | 1097626.8339 | 1097626.8339 | 1097626.8339
GSCU-1 | 9225.6617 | 9225.6617 | 9225.6617 | 9225.6617 | 9225.6617 | 9225.6617 | 9225.6617 | 9225.6617 | 9225.6617 | 9225.6617 | 9225.6617 | 9225.6617 | 9225.6617 | 9225.6617 | 9225.6617 | 9225.6617 | 9225.6617
GSD(T)-1 | 4360974.244 | 4360974.244 | 4360974.244 | 4360974.244 | 4360974.244 | 4360974.244 | 4360974.244 | 4360974.244 | 4360974.244 | 4360974.244 | 4360974.244 | 4360974.244 | 4360974.244 | 4360974.244 | 4360974.244 | 4360974.244 | 4360974.244
GSLD(T)-1 | 1768676.4375 | 1768676.4375 | 1768676.4375 | 1768676.4375 | 1768676.4375 | 1768676.4375 | 1768676.4375 | 1768676.4375 | 1768676.4375 | 1768676.4375 | 1768676.4375 | 1768676.4375 | 1768676.4375 | 1768676.4375 | 1768676.4375 | 1768676.4375 | 1768676.4375
GSLD(T)-2 | 350294.5247 | 350294.5247 | 350294.5247 | 350294.5247 | 350294.5247 | 350294.5247 | 350294.5247 | 350294.5247 | 350294.5247 | 350294.5247 | 350294.5247 | 350294.5247 | 350294.5247 | 350294.5247 | 350294.5247 | 350294.5247 | 350294.5247
GSLD(T)-3 | 23133.1248 | 23133.1248 | 23133.1248 | 23133.1248 | 23133.1248 | 23133.1248 | 23133.1248 | 23133.1248 | 23133.1248 | 23133.1248 | 23133.1248 | 23133.1248 | 23133.1248 | 23133.1248 | 23133.1248 | 23133.1248 | 23133.1248
MET | 15120.2497 | 15120.2497 | 15120.2497 | 15120.2497 | 15120.2497 | 15120.2497 | 15120.2497 | 15120.2497 | 15120.2497 | 15120.2497 | 15120.2497 | 15120.2497 | 15120.2497 | 15120.2497 | 15120.2497 | 15120.2497 | 15120.2497
OL-1 | 3258.1839 | 3258.1839 | 3258.1839 | 3258.1839 | 3258.1839 | 3258.1839 | 3258.1839 | 3258.1839 | 3258.1839 | 3258.1839 | 3258.1839 | 3258.1839 | 3258.1839 | 3258.1839 | 3258.1839 | 3258.1839 | 3258.1839
OS-2 | 1723.9942 | 1723.9942 | 1723.9942 | 1723.9942 | 1723.9942 | 1723.9942 | 1723.9942 | 1723.9942 | 1723.9942 | 1723.9942 | 1723.9942 | 1723.9942 | 1723.9942 | 1723.9942 | 1723.9942 | 1723.9942 | 1723.9942
RS(T)-1 | 11928737.3489 | 11928737.3489 | 11928737.3489 | 11928737.3489 | 11928737.3489 | 11928737.3489 | 11928737.3489 | 11928737.3489 | 11928737.3489 | 11928737.3489 | 11928737.3489 | 11928737.3489 | 11928737.3489 | 11928737.3489 | 11928737.3489 | 11928737.3489 | 11928737.3489
SL-1 | 19553.8426 | 19553.8426 | 19553.8426 | 19553.8426 | 19553.8426 | 19553.8426 | 19553.8426 | 19553.8426 | 19553.8426 | 19553.8426 | 19553.8426 | 19553.8426 | 19553.8426 | 19553.8426 | 19553.8426 | 19553.8426 | 19553.8426
SL-2 | 4331.7821 | 4331.7821 | 4331.7821 | 4331.7821 | 4331.7821 | 4331.7821 | 4331.7821 | 4331.7821 | 4331.7821 | 4331.7821 | 4331.7821 | 4331.7821 | 4331.7821 | 4331.7821 | 4331.7821 | 4331.7821 | 4331.7821
SST-DST | 1983.273 | 1983.273 | 1983.273 | 1983.273 | 1983.273 | 1983.273 | 1983.273 | 1983.273 | 1983.273 | 1983.273 | 1983.273 | 1983.273 | 1983.273 | 1983.273 | 1983.273 | 1983.273 | 1983.273
SST-TST | 11185.6305 | 11185.6305 | 11185.6305 | 11185.6305 | 11185.6305 | 11185.6305 | 11185.6305 | 11185.6305 | 11185.6305 | 11185.6305 | 11185.6305 | 11185.6305 | 11185.6305 | 11185.6305 | 11185.6305 | 11185.6305 | 11185.6305
FKEC | [17 empty] | 135083.9039 | 135083.9039 | 135083.9039 | 135083.9039 | 135083.9039 | 135083.9039 | 135083.9039 | 135083.9039 | 135083.9039 | 135083.9039 | 135083.9039 | 135083.9039
SEMINOLE | [17 empty] | 200000.0058 | 200000.0058 | 200000.0058 | 200000.0058 | 200000.0058 | 200000.0058 | 200000.0058 | 200000.0058 | 200000.0058 | 200000.0058 | 200000.0058 | 200000.0058
LCEC | [17 empty] | 681339.7093 | 681339.7093 | 681339.7093 | 681339.7093 | 681339.7093 | 681339.7093 | 681339.7093 | 681339.7093 | 681339.7093 | 681339.7093 | 681339.7093 | 681339.7093
WINTER PARK | [17 empty] | 10000.0003 | 10000.0003 | 10000.0003 | 10000.0003 | 10000.0003 | 10000.0003 | 10000.0003 | 10000.0003 | 10000.0003 | 10000.0003 | 10000.0003 | 10000.0003
HOMESTEAD | [17 empty] | 4000.0001 | 4000.0001 | 4000.0001 | 4000.0001 | 4000.0001 | 4000.0001 | 4000.0001 | 4000.0001 | 4000.0001 | 4000.0001 | 4000.0001 | 4000.0001
QUINCY | [17 empty] | 3166.6668 | 3166.6668 | 3166.6668 | 3166.6668 | 3166.6668 | 3166.6668 | 3166.6668 | 3166.6668 | 3166.6668 | 3166.6668 | 3166.6668 | 3166.6668
IQ:[Total Retail/Wholesale] | 20182990.7196 | 20182990.7196 | 20182990.7196 | 20182990.7196 | 20182990.7196 | 20182990.7196 | 20182990.7196 | 20182990.7196 | 20182990.7196 | 20182990.7196 | 20182990.7196 | 20182990.7196 | 20182990.7196 | 20182990.7196 | 20182990.7196 | 20182990.7196 | 20182990.7196 | 1033590.2862 | 1033590.2862 | 1033590.2862 | 1033590.2862 | 1033590.2862 | 1033590.2862 | 1033590.2862 | 1033590.2862 | 1033590.2862 | 1033590.2862 | 1033590.2862 | 1033590.2862
CILC-1D | 374523.511 | 374523.511 | 374523.511 | 374523.511 | 374523.511 | 374523.511 | 374523.511 | 374523.511 | 374523.511 | 374523.511 | 374523.511 | 374523.511 | 374523.511 | 374523.511 | 374523.511 | 374523.511 | 374523.511 | 374523.511 | 374523.511 | 374523.511 | 374523.511 | 374523.511 | 374523.511 | 374523.511 | 374523.511 | 374523.511 | 374523.511 | 374523.511 | 374523.511
CILC-1G | 14631.9543 | 14631.9543 | 14631.9543 | 14631.9543 | 14631.9543 | 14631.9543 | 14631.9543 | 14631.9543 | 14631.9543 | 14631.9543 | 14631.9543 | 14631.9543 | 14631.9543 | 14631.9543 | 14631.9543 | 14631.9543 | 14631.9543 | 14631.9543 | 14631.9543 | 14631.9543 | 14631.9543 | 14631.9543 | 14631.9543 | 14631.9543 | 14631.9543 | 14631.9543 | 14631.9543 | 14631.9543 | 14631.9543
CILC-1T | 198010.1228 | 198010.1228 | 198010.1228 | 198010.1228 | 198010.1228 | 198010.1228 | 198010.1228 | 198010.1228 | 198010.1228 | 198010.1228 | 198010.1228 | 198010.1228 | 198010.1228 | 198010.1228 | 198010.1228 | 198010.1228 | 198010.1228 | 198010.1228 | 198010.1228 | 198010.1228 | 198010.1228 | 198010.1228 | 198010.1228 | 198010.1228 | 198010.1228 | 198010.1228 | 198010.1228 | 198010.1228 | 198010.1228
GS(T)-1 | 1097626.8339 | 1097626.8339 | 1097626.8339 | 1097626.8339 | 1097626.8339 | 1097626.8339 | 1097626.8339 | 1097626.8339 | 1097626.8339 | 1097626.8339 | 1097626.8339 | 1097626.8339 | 1097626.8339 | 1097626.8339 | 1097626.8339 | 1097626.8339 | 1097626.8339 | 1097626.8339 | 1097626.8339 | 1097626.8339 | 1097626.8339 | 1097626.8339 | 1097626.8339 | 1097626.8339 | 1097626.8339 | 1097626.8339 | 1097626.8339 | 1097626.8339 | 1097626.8339
GSCU-1 | 9225.6617 | 9225.6617 | 9225.6617 | 9225.6617 | 9225.6617 | 9225.6617 | 9225.6617 | 9225.6617 | 9225.6617 | 9225.6617 | 9225.6617 | 9225.6617 | 9225.6617 | 9225.6617 | 9225.6617 | 9225.6617 | 9225.6617 | 9225.6617 | 9225.6617 | 9225.6617 | 9225.6617 | 9225.6617 | 9225.6617 | 9225.6617 | 9225.6617 | 9225.6617 | 9225.6617 | 9225.6617 | 9225.6617
GSD(T)-1 | 4360974.244 | 4360974.244 | 4360974.244 | 4360974.244 | 4360974.244 | 4360974.244 | 4360974.244 | 4360974.244 | 4360974.244 | 4360974.244 | 4360974.244 | 4360974.244 | 4360974.244 | 4360974.244 | 4360974.244 | 4360974.244 | 4360974.244 | 4360974.244 | 4360974.244 | 4360974.244 | 4360974.244 | 4360974.244 | 4360974.244 | 4360974.244 | 4360974.244 | 4360974.244 | 4360974.244 | 4360974.244 | 4360974.244
GSLD(T)-1 | 1768676.4375 | 1768676.4375 | 1768676.4375 | 1768676.4375 | 1768676.4375 | 1768676.4375 | 1768676.4375 | 1768676.4375 | 1768676.4375 | 1768676.4375 | 1768676.4375 | 1768676.4375 | 1768676.4375 | 1768676.4375 | 1768676.4375 | 1768676.4375 | 1768676.4375 | 1768676.4375 | 1768676.4375 | 1768676.4375 | 1768676.4375 | 1768676.4375 | 1768676.4375 | 1768676.4375 | 1768676.4375 | 1768676.4375 | 1768676.4375 | 1768676.4375 | 1768676.4375
GSLD(T)-2 | 350294.5247 | 350294.5247 | 350294.5247 | 350294.5247 | 350294.5247 | 350294.5247 | 350294.5247 | 350294.5247 | 350294.5247 | 350294.5247 | 350294.5247 | 350294.5247 | 350294.5247 | 350294.5247 | 350294.5247 | 350294.5247 | 350294.5247 | 350294.5247 | 350294.5247 | 350294.5247 | 350294.5247 | 350294.5247 | 350294.5247 | 350294.5247 | 350294.5247 | 350294.5247 | 350294.5247 | 350294.5247 | 350294.5247
GSLD(T)-3 | 23133.1248 | 23133.1248 | 23133.1248 | 23133.1248 | 23133.1248 | 23133.1248 | 23133.1248 | 23133.1248 | 23133.1248 | 23133.1248 | 23133.1248 | 23133.1248 | 23133.1248 | 23133.1248 | 23133.1248 | 23133.1248 | 23133.1248 | 23133.1248 | 23133.1248 | 23133.1248 | 23133.1248 | 23133.1248 | 23133.1248 | 23133.1248 | 23133.1248 | 23133.1248 | 23133.1248 | 23133.1248 | 23133.1248
MET | 15120.2497 | 15120.2497 | 15120.2497 | 15120.2497 | 15120.2497 | 15120.2497 | 15120.2497 | 15120.2497 | 15120.2497 | 15120.2497 | 15120.2497 | 15120.2497 | 15120.2497 | 15120.2497 | 15120.2497 | 15120.2497 | 15120.2497 | 15120.2497 | 15120.2497 | 15120.2497 | 15120.2497 | 15120.2497 | 15120.2497 | 15120.2497 | 15120.2497 | 15120.2497 | 15120.2497 | 15120.2497 | 15120.2497
OL-1 | 3258.1839 | 3258.1839 | 3258.1839 | 3258.1839 | 3258.1839 | 3258.1839 | 3258.1839 | 3258.1839 | 3258.1839 | 3258.1839 | 3258.1839 | 3258.1839 | 3258.1839 | 3258.1839 | 3258.1839 | 3258.1839 | 3258.1839 | 3258.1839 | 3258.1839 | 3258.1839 | 3258.1839 | 3258.1839 | 3258.1839 | 3258.1839 | 3258.1839 | 3258.1839 | 3258.1839 | 3258.1839 | 3258.1839
OS-2 | 1723.9942 | 1723.9942 | 1723.9942 | 1723.9942 | 1723.9942 | 1723.9942 | 1723.9942 | 1723.9942 | 1723.9942 | 1723.9942 | 1723.9942 | 1723.9942 | 1723.9942 | 1723.9942 | 1723.9942 | 1723.9942 | 1723.9942 | 1723.9942 | 1723.9942 | 1723.9942 | 1723.9942 | 1723.9942 | 1723.9942 | 1723.9942 | 1723.9942 | 1723.9942 | 1723.9942 | 1723.9942 | 1723.9942
RS(T)-1 | 11928737.3489 | 11928737.3489 | 11928737.3489 | 11928737.3489 | 11928737.3489 | 11928737.3489 | 11928737.3489 | 11928737.3489 | 11928737.3489 | 11928737.3489 | 11928737.3489 | 11928737.3489 | 11928737.3489 | 11928737.3489 | 11928737.3489 | 11928737.3489 | 11928737.3489 | 11928737.3489 | 11928737.3489 | 11928737.3489 | 11928737.3489 | 11928737.3489 | 11928737.3489 | 11928737.3489 | 11928737.3489 | 11928737.3489 | 11928737.3489 | 11928737.3489 | 11928737.3489
SL-1 | 19553.8426 | 19553.8426 | 19553.8426 | 19553.8426 | 19553.8426 | 19553.8426 | 19553.8426 | 19553.8426 | 19553.8426 | 19553.8426 | 19553.8426 | 19553.8426 | 19553.8426 | 19553.8426 | 19553.8426 | 19553.8426 | 19553.8426 | 19553.8426 | 19553.8426 | 19553.8426 | 19553.8426 | 19553.8426 | 19553.8426 | 19553.8426 | 19553.8426 | 19553.8426 | 19553.8426 | 19553.8426 | 19553.8426
SL-2 | 4331.7821 | 4331.7821 | 4331.7821 | 4331.7821 | 4331.7821 | 4331.7821 | 4331.7821 | 4331.7821 | 4331.7821 | 4331.7821 | 4331.7821 | 4331.7821 | 4331.7821 | 4331.7821 | 4331.7821 | 4331.7821 | 4331.7821 | 4331.7821 | 4331.7821 | 4331.7821 | 4331.7821 | 4331.7821 | 4331.7821 | 4331.7821 | 4331.7821 | 4331.7821 | 4331.7821 | 4331.7821 | 4331.7821
SST-DST | 1983.273 | 1983.273 | 1983.273 | 1983.273 | 1983.273 | 1983.273 | 1983.273 | 1983.273 | 1983.273 | 1983.273 | 1983.273 | 1983.273 | 1983.273 | 1983.273 | 1983.273 | 1983.273 | 1983.273 | 1983.273 | 1983.273 | 1983.273 | 1983.273 | 1983.273 | 1983.273 | 1983.273 | 1983.273 | 1983.273 | 1983.273 | 1983.273 | 1983.273
SST-TST | 11185.6305 | 11185.6305 | 11185.6305 | 11185.6305 | 11185.6305 | 11185.6305 | 11185.6305 | 11185.6305 | 11185.6305 | 11185.6305 | 11185.6305 | 11185.6305 | 11185.6305 | 11185.6305 | 11185.6305 | 11185.6305 | 11185.6305 | 11185.6305 | 11185.6305 | 11185.6305 | 11185.6305 | 11185.6305 | 11185.6305 | 11185.6305 | 11185.6305 | 11185.6305 | 11185.6305 | 11185.6305 | 11185.6305
FKEC | 135083.9039 | 135083.9039 | 135083.9039 | 135083.9039 | 135083.9039 | 135083.9039 | 135083.9039 | 135083.9039 | 135083.9039 | 135083.9039 | 135083.9039 | 135083.9039 | 135083.9039 | 135083.9039 | 135083.9039 | 135083.9039 | 135083.9039 | 135083.9039 | 135083.9039 | 135083.9039 | 135083.9039 | 135083.9039 | 135083.9039 | 135083.9039 | 135083.9039 | 135083.9039 | 135083.9039 | 135083.9039 | 135083.9039
SEMINOLE | 200000.0058 | 200000.0058 | 200000.0058 | 200000.0058 | 200000.0058 | 200000.0058 | 200000.0058 | 200000.0058 | 200000.0058 | 200000.0058 | 200000.0058 | 200000.0058 | 200000.0058 | 200000.0058 | 200000.0058 | 200000.0058 | 200000.0058 | 200000.0058 | 200000.0058 | 200000.0058 | 200000.0058 | 200000.0058 | 200000.0058 | 200000.0058 | 200000.0058 | 200000.0058 | 200000.0058 | 200000.0058 | 200000.0058
LCEC | 681339.7093 | 681339.7093 | 681339.7093 | 681339.7093 | 681339.7093 | 681339.7093 | 681339.7093 | 681339.7093 | 681339.7093 | 681339.7093 | 681339.7093 | 681339.7093 | 681339.7093 | 681339.7093 | 681339.7093 | 681339.7093 | 681339.7093 | 681339.7093 | 681339.7093 | 681339.7093 | 681339.7093 | 681339.7093 | 681339.7093 | 681339.7093 | 681339.7093 | 681339.7093 | 681339.7093 | 681339.7093 | 681339.7093
WINTER PARK | 10000.0003 | 10000.0003 | 10000.0003 | 10000.0003 | 10000.0003 | 10000.0003 | 10000.0003 | 10000.0003 | 10000.0003 | 10000.0003 | 10000.0003 | 10000.0003 | 10000.0003 | 10000.0003 | 10000.0003 | 10000.0003 | 10000.0003 | 10000.0003 | 10000.0003 | 10000.0003 | 10000.0003 | 10000.0003 | 10000.0003 | 10000.0003 | 10000.0003 | 10000.0003 | 10000.0003 | 10000.0003 | 10000.0003
HOMESTEAD | 4000.0001 | 4000.0001 | 4000.0001 | 4000.0001 | 4000.0001 | 4000.0001 | 4000.0001 | 4000.0001 | 4000.0001 | 4000.0001 | 4000.0001 | 4000.0001 | 4000.0001 | 4000.0001 | 4000.0001 | 4000.0001 | 4000.0001 | 4000.0001 | 4000.0001 | 4000.0001 | 4000.0001 | 4000.0001 | 4000.0001 | 4000.0001 | 4000.0001 | 4000.0001 | 4000.0001 | 4000.0001 | 4000.0001
QUINCY | 3166.6668 | 3166.6668 | 3166.6668 | 3166.6668 | 3166.6668 | 3166.6668 | 3166.6668 | 3166.6668 | 3166.6668 | 3166.6668 | 3166.6668 | 3166.6668 | 3166.6668 | 3166.6668 | 3166.6668 | 3166.6668 | 3166.6668 | 3166.6668 | 3166.6668 | 3166.6668 | 3166.6668 | 3166.6668 | 3166.6668 | 3166.6668 | 3166.6668 | 3166.6668 | 3166.6668 | 3166.6668 | 3166.6668
IR:[Total Company] | 21216581.0058 | 21216581.0058 | 21216581.0058 | 21216581.0058 | 21216581.0058 | 21216581.0058 | 21216581.0058 | 21216581.0058 | 21216581.0058 | 21216581.0058 | 21216581.0058 | 21216581.0058 | 21216581.0058 | 21216581.0058 | 21216581.0058 | 21216581.0058 | 21216581.0058 | 21216581.0058 | 21216581.0058 | 21216581.0058 | 21216581.0058 | 21216581.0058 | 21216581.0058 | 21216581.0058 | 21216581.0058 | 21216581.0058 | 21216581.0058 | 21216581.0058 | 21216581.0058
IS:[]
IT:[External Factor - FPL120] | 0.018556 | 0.00072496 | 0.0098107 | 0.054384 | 0.0004571 | 0.21607 | 0.087632 | 0.017356 | 0.0011462 | 0.00074916 | 0.00016143 | 8.5418e-05 | 0.59103 | 0.00096883 | 0.00021463 | 9.8265e-05 | 0.00055421 | 0 | 0.13069 | 0 | 0 | 0.1935 | 0.6592 | 0 | 0.009675 | 0 | 0.00387 | 0.0030638 | 0
IU:[% to Total System] | 0.017652 | 0.00068965 | 0.0093328 | 0.051734 | 0.00043483 | 0.20555 | 0.083363 | 0.01651 | 0.0010903 | 0.00071266 | 0.00015357 | 8.1257e-05 | 0.56224 | 0.00092163 | 0.00020417 | 9.3478e-05 | 0.00052721 | 0 | 0.0063669 | 0 | 0 | 0.0094266 | 0.032114 | 0 | 0.00047133 | 0 | 0.00018853 | 0.00014925 | 0
IV:[]
IW:[FPL151]
IX:[Adjusted Summer CP] | 374117.1628 | 14665.332 | 198128.6223 | 1259549.9087 | 8827.0301 | 4653649.6917 | 1790077.085 | 352875.5912 | 23573.602 | 16367.8853 | 0 | 837.0246 | 13256059.0795 | 0 | 4143.1114 | 2060.2678 | 5670.9791 | 0 | 153912.6945 | 0 | 0 | 195715.7872 | 771058.146 | 0 | 58714.7362 | 0 | 23485.8945 | 18592.9998 | 0
IY:[Load Control Impact on CP (ADJ_CP12)] | 0 | 0 | 0 | 0 | 0 | 0 | 0 | 0 | 0 | 0 | 0 | 0 | 0 | 0 | 0 | 0 | 0 | 0 | 0 | 0 | 0 | 0 | 0 | 0 | 0 | 0 | 0 | 0 | 0
IZ:[Firm Transmission Service for Others (Trans Service Peak Adj)] | 0 | 0 | 0 | 0 | 0 | 0 | 0 | 0 | 0 | 0 | 0 | 0 | 0 | 0 | 0 | 0 | 0 | 0 | 0 | 0 | 0 | 0 | 0 | 0 | 0 | 0 | 0 | 0 | 1212906.0667
JA:[Summer CP Adjusted] | 374117.1628 | 14665.332 | 198128.6223 | 1259549.9087 | 8827.0301 | 4653649.6917 | 1790077.085 | 352875.5912 | 23573.602 | 16367.8853 | 0 | 837.0246 | 13256059.0795 | 0 | 4143.1114 | 2060.2678 | 5670.9791 | 0 | 153912.6945 | 0 | 0 | 195715.7872 | 771058.146 | 0 | 58714.7362 | 0 | 23485.8945 | 18592.9998 | 1212906.0667
JB:[% Transmission (KW_TRANS)] | 0 | 0 | 1 | 0 | 0 | 0 | 0 | 0 | 1 | 0 | 0 | 0 | 0 | 0 | 0 | 0 | 1 | 1 | 1 | 1 | 1 | 1 | 1 | 1 | 1 | 1 | 1 | 1 | 1
JC:[Delivered Demand at Transmission - Expansion Factor (KW_EXP_TR)] | 1.0219 | 1.0219 | 1.0219 | 1.0219 | 1.0219 | 1.0219 | 1.0219 | 1.0219 | 1.0219 | 1.0219 | 1.0219 | 1.0219 | 1.0219 | 1.0219 | 1.0219 | 1.0219 | 1.0219 | 1.0219 | 1.0219 | 1.0219 | 1.0219 | 1.0219 | 1.0219 | 1.0219 | 1.0219 | 1.0219 | 1.0219 | 1.0219 | 1.0219
JD:[Transmission Summer CP at Generator] | 0 | 0 | 202465.6579 | 0 | 0 | 0 | 0 | 0 | 24089.6282 | 0 | 0 | 0 | 0 | 0 | 0 | 0 | 5795.1169 | 0 | 157281.8434 | 0 | 0 | 200000.0058 | 787936.6088 | 0 | 60000.0017 | 0 | 24000.0007 | 19000.0006 | 1239456.5805
JE:[]
JF:[Adjusted Summer CP] | 374117.1628 | 14665.332 | 198128.6223 | 1259549.9087 | 8827.0301 | 4653649.6917 | 1790077.085 | 352875.5912 | 23573.602 | 16367.8853 | 0 | 837.0246 | 13256059.0795 | 0 | 4143.1114 | 2060.2678 | 5670.9791 | 0 | 153912.6945 | 0 | 0 | 195715.7872 | 771058.146 | 0 | 58714.7362 | 0 | 23485.8945 | 18592.9998 | 0
JG:[Load COntrol Impact on CP (ADJ_CP12)] | 0 | 0 | 0 | 0 | 0 | 0 | 0 | 0 | 0 | 0 | 0 | 0 | 0 | 0 | 0 | 0 | 0 | 0 | 0 | 0 | 0 | 0 | 0 | 0 | 0 | 0 | 0 | 0 | 0
JH:[% Primary - KW (KW_PRI)] | 0.39212 | 0.01428 | 0 | 0 | 0 | 0.00288 | 0.03935 | 0.32521 | 0 | 1 | 0 | 1 | 0 | 0 | 0 | 1 | 0 | 0 | 0 | 0 | 0 | 0 | 0 | 0 | 0 | 0 | 0 | 0 | 0
JI:[Delivered Demand at Primary - Expansion Factor (KW_EXP_PR)] | 1.0348 | 1.0348 | 1.0348 | 1.0348 | 1.0348 | 1.0348 | 1.0348 | 1.0348 | 1.0348 | 1.0348 | 1.0348 | 1.0348 | 1.0348 | 1.0348 | 1.0348 | 1.0348 | 1.0348 | 1.0348 | 1.0348 | 1.0348 | 1.0348 | 1.0348 | 1.0348 | 1.0348 | 1.0348 | 1.0348 | 1.0348 | 1.0348 | 1.0348
JJ:[Primary Summer CP at Generator] | 151808.3418 | 216.7151 | 0 | 0 | 0 | 13869.3206 | 72892.9422 | 118755.7155 | 0 | 16937.9787 | 0 | 866.1781 | 0 | 0 | 0 | 2132.0269 | 0 | 0 | 0 | 0 | 0 | 0 | 0 | 0 | 0 | 0 | 0 | 0 | 0
JK:[]
JL:[Adjusted Summer CP] | 374117.1628 | 14665.332 | 198128.6223 | 1259549.9087 | 8827.0301 | 4653649.6917 | 1790077.085 | 352875.5912 | 23573.602 | 16367.8853 | 0 | 837.0246 | 13256059.0795 | 0 | 4143.1114 | 2060.2678 | 5670.9791 | 0 | 153912.6945 | 0 | 0 | 195715.7872 | 771058.146 | 0 | 58714.7362 | 0 | 23485.8945 | 18592.9998 | 0
JM:[Load COntrol Impact on CP (ADJ_CP12)] | 0 | 0 | 0 | 0 | 0 | 0 | 0 | 0 | 0 | 0 | 0 | 0 | 0 | 0 | 0 | 0 | 0 | 0 | 0 | 0 | 0 | 0 | 0 | 0 | 0 | 0 | 0 | 0 | 0
JN:[% Secondary - KW (KW_SEC)] | 0.60788 | 0.98572 | 0 | 1 | 1 | 0.99712 | 0.96065 | 0.67479 | 0 | 0 | 1 | 0 | 1 | 1 | 1 | 0 | 0 | 0 | 0 | 0 | 0 | 0 | 0 | 0 | 0 | 0 | 0 | 0 | 0
JO:[Delivered Demand at Secondary - Expansion Factor (KW_EXP_SEC)] | 1.0646 | 1.0646 | 1.0646 | 1.0646 | 1.0646 | 1.0646 | 1.0646 | 1.0646 | 1.0646 | 1.0646 | 1.0646 | 1.0646 | 1.0646 | 1.0646 | 1.0646 | 1.0646 | 1.0646 | 1.0646 | 1.0646 | 1.0646 | 1.0646 | 1.0646 | 1.0646 | 1.0646 | 1.0646 | 1.0646 | 1.0646 | 1.0646 | 1.0646
JP:[Secondary Summer CP at Generator] | 242102.7432 | 15389.3292 | 0 | 1340879.0463 | 9396.9914 | 4939867.9411 | 1830674.5484 | 253492.1297 | 0 | 0 | 0 | 0 | 14112002.8142 | 0 | 4410.6321 | 0 | 0 | 0 | 0 | 0 | 0 | 0 | 0 | 0 | 0 | 0 | 0 | 0 | 0
JQ:[]
JR:[Transmission Summer CP at Generator] | 0 | 0 | 202465.6579 | 0 | 0 | 0 | 0 | 0 | 24089.6282 | 0 | 0 | 0 | 0 | 0 | 0 | 0 | 5795.1169 | 0 | 157281.8434 | 0 | 0 | 200000.0058 | 787936.6088 | 0 | 60000.0017 | 0 | 24000.0007 | 19000.0006 | 1239456.5805
JS:[Primary Summer CP at Generator] | 151808.3418 | 216.7151 | 0 | 0 | 0 | 13869.3206 | 72892.9422 | 118755.7155 | 0 | 16937.9787 | 0 | 866.1781 | 0 | 0 | 0 | 2132.0269 | 0 | 0 | 0 | 0 | 0 | 0 | 0 | 0 | 0 | 0 | 0 | 0 | 0
JT:[Secondary Summer CP at Generator] | 242102.7432 | 15389.3292 | 0 | 1340879.0463 | 9396.9914 | 4939867.9411 | 1830674.5484 | 253492.1297 | 0 | 0 | 0 | 0 | 14112002.8142 | 0 | 4410.6321 | 0 | 0 | 0 | 0 | 0 | 0 | 0 | 0 | 0 | 0 | 0 | 0 | 0 | 0
JU:[Summer CP Demand Including Firm Transmission Service at Generator] | 393911.085 | 15606.0443 | 202465.6579 | 1340879.0463 | 9396.9914 | 4953737.2616 | 1903567.4906 | 372247.8452 | 24089.6282 | 16937.9787 | 0 | 866.1781 | 14112002.8142 | 0 | 4410.6321 | 2132.0269 | 5795.1169 | 0 | 157281.8434 | 0 | 0 | 200000.0058 | 787936.6088 | 0 | 60000.0017 | 0 | 24000.0007 | 19000.0006 | 1239456.5805
CILC-1D | 393911.085 | 393911.085 | 393911.085 | 393911.085 | 393911.085 | 393911.085 | 393911.085 | 393911.085 | 393911.085 | 393911.085 | 393911.085 | 393911.085 | 393911.085 | 393911.085 | 393911.085 | 393911.085 | 393911.085
CILC-1G | 15606.0443 | 15606.0443 | 15606.0443 | 15606.0443 | 15606.0443 | 15606.0443 | 15606.0443 | 15606.0443 | 15606.0443 | 15606.0443 | 15606.0443 | 15606.0443 | 15606.0443 | 15606.0443 | 15606.0443 | 15606.0443 | 15606.0443
CILC-1T | 202465.6579 | 202465.6579 | 202465.6579 | 202465.6579 | 202465.6579 | 202465.6579 | 202465.6579 | 202465.6579 | 202465.6579 | 202465.6579 | 202465.6579 | 202465.6579 | 202465.6579 | 202465.6579 | 202465.6579 | 202465.6579 | 202465.6579
GS(T)-1 | 1340879.0463 | 1340879.0463 | 1340879.0463 | 1340879.0463 | 1340879.0463 | 1340879.0463 | 1340879.0463 | 1340879.0463 | 1340879.0463 | 1340879.0463 | 1340879.0463 | 1340879.0463 | 1340879.0463 | 1340879.0463 | 1340879.0463 | 1340879.0463 | 1340879.0463
GSCU-1 | 9396.9914 | 9396.9914 | 9396.9914 | 9396.9914 | 9396.9914 | 9396.9914 | 9396.9914 | 9396.9914 | 9396.9914 | 9396.9914 | 9396.9914 | 9396.9914 | 9396.9914 | 9396.9914 | 9396.9914 | 9396.9914 | 9396.9914
GSD(T)-1 | 4953737.2616 | 4953737.2616 | 4953737.2616 | 4953737.2616 | 4953737.2616 | 4953737.2616 | 4953737.2616 | 4953737.2616 | 4953737.2616 | 4953737.2616 | 4953737.2616 | 4953737.2616 | 4953737.2616 | 4953737.2616 | 4953737.2616 | 4953737.2616 | 4953737.2616
GSLD(T)-1 | 1903567.4906 | 1903567.4906 | 1903567.4906 | 1903567.4906 | 1903567.4906 | 1903567.4906 | 1903567.4906 | 1903567.4906 | 1903567.4906 | 1903567.4906 | 1903567.4906 | 1903567.4906 | 1903567.4906 | 1903567.4906 | 1903567.4906 | 1903567.4906 | 1903567.4906
GSLD(T)-2 | 372247.8452 | 372247.8452 | 372247.8452 | 372247.8452 | 372247.8452 | 372247.8452 | 372247.8452 | 372247.8452 | 372247.8452 | 372247.8452 | 372247.8452 | 372247.8452 | 372247.8452 | 372247.8452 | 372247.8452 | 372247.8452 | 372247.8452
GSLD(T)-3 | 24089.6282 | 24089.6282 | 24089.6282 | 24089.6282 | 24089.6282 | 24089.6282 | 24089.6282 | 24089.6282 | 24089.6282 | 24089.6282 | 24089.6282 | 24089.6282 | 24089.6282 | 24089.6282 | 24089.6282 | 24089.6282 | 24089.6282
MET | 16937.9787 | 16937.9787 | 16937.9787 | 16937.9787 | 16937.9787 | 16937.9787 | 16937.9787 | 16937.9787 | 16937.9787 | 16937.9787 | 16937.9787 | 16937.9787 | 16937.9787 | 16937.9787 | 16937.9787 | 16937.9787 | 16937.9787
OS-2 | 866.1781 | 866.1781 | 866.1781 | 866.1781 | 866.1781 | 866.1781 | 866.1781 | 866.1781 | 866.1781 | 866.1781 | 866.1781 | 866.1781 | 866.1781 | 866.1781 | 866.1781 | 866.1781 | 866.1781
RS(T)-1 | 14112002.8142 | 14112002.8142 | 14112002.8142 | 14112002.8142 | 14112002.8142 | 14112002.8142 | 14112002.8142 | 14112002.8142 | 14112002.8142 | 14112002.8142 | 14112002.8142 | 14112002.8142 | 14112002.8142 | 14112002.8142 | 14112002.8142 | 14112002.8142 | 14112002.8142
SL-2 | 4410.6321 | 4410.6321 | 4410.6321 | 4410.6321 | 4410.6321 | 4410.6321 | 4410.6321 | 4410.6321 | 4410.6321 | 4410.6321 | 4410.6321 | 4410.6321 | 4410.6321 | 4410.6321 | 4410.6321 | 4410.6321 | 4410.6321
SST-DST | 2132.0269 | 2132.0269 | 2132.0269 | 2132.0269 | 2132.0269 | 2132.0269 | 2132.0269 | 2132.0269 | 2132.0269 | 2132.0269 | 2132.0269 | 2132.0269 | 2132.0269 | 2132.0269 | 2132.0269 | 2132.0269 | 2132.0269
SST-TST | 5795.1169 | 5795.1169 | 5795.1169 | 5795.1169 | 5795.1169 | 5795.1169 | 5795.1169 | 5795.1169 | 5795.1169 | 5795.1169 | 5795.1169 | 5795.1169 | 5795.1169 | 5795.1169 | 5795.1169 | 5795.1169 | 5795.1169
FKEC | [17 empty] | 157281.8434 | 157281.8434 | 157281.8434 | 157281.8434 | 157281.8434 | 157281.8434 | 157281.8434 | 157281.8434 | 157281.8434 | 157281.8434 | 157281.8434 | 157281.8434
SEMINOLE | [17 empty] | 200000.0058 | 200000.0058 | 200000.0058 | 200000.0058 | 200000.0058 | 200000.0058 | 200000.0058 | 200000.0058 | 200000.0058 | 200000.0058 | 200000.0058 | 200000.0058
LCEC | [17 empty] | 787936.6088 | 787936.6088 | 787936.6088 | 787936.6088 | 787936.6088 | 787936.6088 | 787936.6088 | 787936.6088 | 787936.6088 | 787936.6088 | 787936.6088 | 787936.6088
WINTER PARK | [17 empty] | 60000.0017 | 60000.0017 | 60000.0017 | 60000.0017 | 60000.0017 | 60000.0017 | 60000.0017 | 60000.0017 | 60000.0017 | 60000.0017 | 60000.0017 | 60000.0017
HOMESTEAD | [17 empty] | 24000.0007 | 24000.0007 | 24000.0007 | 24000.0007 | 24000.0007 | 24000.0007 | 24000.0007 | 24000.0007 | 24000.0007 | 24000.0007 | 24000.0007 | 24000.0007
QUINCY | [17 empty] | 19000.0006 | 19000.0006 | 19000.0006 | 19000.0006 | 19000.0006 | 19000.0006 | 19000.0006 | 19000.0006 | 19000.0006 | 19000.0006 | 19000.0006 | 19000.0006
TRANS-SERV | [17 empty] | 1239456.5805 | 1239456.5805 | 1239456.5805 | 1239456.5805 | 1239456.5805 | 1239456.5805 | 1239456.5805 | 1239456.5805 | 1239456.5805 | 1239456.5805 | 1239456.5805 | 1239456.5805
JV:[Total Retail/Wholesale] | 23358045.7975 | 23358045.7975 | 23358045.7975 | 23358045.7975 | 23358045.7975 | 23358045.7975 | 23358045.7975 | 23358045.7975 | 23358045.7975 | 23358045.7975 | 23358045.7975 | 23358045.7975 | 23358045.7975 | 23358045.7975 | 23358045.7975 | 23358045.7975 | 23358045.7975 | 2487675.0415 | 2487675.0415 | 2487675.0415 | 2487675.0415 | 2487675.0415 | 2487675.0415 | 2487675.0415 | 2487675.0415 | 2487675.0415 | 2487675.0415 | 2487675.0415 | 2487675.0415
CILC-1D | 393911.085 | 393911.085 | 393911.085 | 393911.085 | 393911.085 | 393911.085 | 393911.085 | 393911.085 | 393911.085 | 393911.085 | 393911.085 | 393911.085 | 393911.085 | 393911.085 | 393911.085 | 393911.085 | 393911.085 | 393911.085 | 393911.085 | 393911.085 | 393911.085 | 393911.085 | 393911.085 | 393911.085 | 393911.085 | 393911.085 | 393911.085 | 393911.085 | 393911.085
CILC-1G | 15606.0443 | 15606.0443 | 15606.0443 | 15606.0443 | 15606.0443 | 15606.0443 | 15606.0443 | 15606.0443 | 15606.0443 | 15606.0443 | 15606.0443 | 15606.0443 | 15606.0443 | 15606.0443 | 15606.0443 | 15606.0443 | 15606.0443 | 15606.0443 | 15606.0443 | 15606.0443 | 15606.0443 | 15606.0443 | 15606.0443 | 15606.0443 | 15606.0443 | 15606.0443 | 15606.0443 | 15606.0443 | 15606.0443
CILC-1T | 202465.6579 | 202465.6579 | 202465.6579 | 202465.6579 | 202465.6579 | 202465.6579 | 202465.6579 | 202465.6579 | 202465.6579 | 202465.6579 | 202465.6579 | 202465.6579 | 202465.6579 | 202465.6579 | 202465.6579 | 202465.6579 | 202465.6579 | 202465.6579 | 202465.6579 | 202465.6579 | 202465.6579 | 202465.6579 | 202465.6579 | 202465.6579 | 202465.6579 | 202465.6579 | 202465.6579 | 202465.6579 | 202465.6579
GS(T)-1 | 1340879.0463 | 1340879.0463 | 1340879.0463 | 1340879.0463 | 1340879.0463 | 1340879.0463 | 1340879.0463 | 1340879.0463 | 1340879.0463 | 1340879.0463 | 1340879.0463 | 1340879.0463 | 1340879.0463 | 1340879.0463 | 1340879.0463 | 1340879.0463 | 1340879.0463 | 1340879.0463 | 1340879.0463 | 1340879.0463 | 1340879.0463 | 1340879.0463 | 1340879.0463 | 1340879.0463 | 1340879.0463 | 1340879.0463 | 1340879.0463 | 1340879.0463 | 1340879.0463
GSCU-1 | 9396.9914 | 9396.9914 | 9396.9914 | 9396.9914 | 9396.9914 | 9396.9914 | 9396.9914 | 9396.9914 | 9396.9914 | 9396.9914 | 9396.9914 | 9396.9914 | 9396.9914 | 9396.9914 | 9396.9914 | 9396.9914 | 9396.9914 | 9396.9914 | 9396.9914 | 9396.9914 | 9396.9914 | 9396.9914 | 9396.9914 | 9396.9914 | 9396.9914 | 9396.9914 | 9396.9914 | 9396.9914 | 9396.9914
GSD(T)-1 | 4953737.2616 | 4953737.2616 | 4953737.2616 | 4953737.2616 | 4953737.2616 | 4953737.2616 | 4953737.2616 | 4953737.2616 | 4953737.2616 | 4953737.2616 | 4953737.2616 | 4953737.2616 | 4953737.2616 | 4953737.2616 | 4953737.2616 | 4953737.2616 | 4953737.2616 | 4953737.2616 | 4953737.2616 | 4953737.2616 | 4953737.2616 | 4953737.2616 | 4953737.2616 | 4953737.2616 | 4953737.2616 | 4953737.2616 | 4953737.2616 | 4953737.2616 | 4953737.2616
GSLD(T)-1 | 1903567.4906 | 1903567.4906 | 1903567.4906 | 1903567.4906 | 1903567.4906 | 1903567.4906 | 1903567.4906 | 1903567.4906 | 1903567.4906 | 1903567.4906 | 1903567.4906 | 1903567.4906 | 1903567.4906 | 1903567.4906 | 1903567.4906 | 1903567.4906 | 1903567.4906 | 1903567.4906 | 1903567.4906 | 1903567.4906 | 1903567.4906 | 1903567.4906 | 1903567.4906 | 1903567.4906 | 1903567.4906 | 1903567.4906 | 1903567.4906 | 1903567.4906 | 1903567.4906
GSLD(T)-2 | 372247.8452 | 372247.8452 | 372247.8452 | 372247.8452 | 372247.8452 | 372247.8452 | 372247.8452 | 372247.8452 | 372247.8452 | 372247.8452 | 372247.8452 | 372247.8452 | 372247.8452 | 372247.8452 | 372247.8452 | 372247.8452 | 372247.8452 | 372247.8452 | 372247.8452 | 372247.8452 | 372247.8452 | 372247.8452 | 372247.8452 | 372247.8452 | 372247.8452 | 372247.8452 | 372247.8452 | 372247.8452 | 372247.8452
GSLD(T)-3 | 24089.6282 | 24089.6282 | 24089.6282 | 24089.6282 | 24089.6282 | 24089.6282 | 24089.6282 | 24089.6282 | 24089.6282 | 24089.6282 | 24089.6282 | 24089.6282 | 24089.6282 | 24089.6282 | 24089.6282 | 24089.6282 | 24089.6282 | 24089.6282 | 24089.6282 | 24089.6282 | 24089.6282 | 24089.6282 | 24089.6282 | 24089.6282 | 24089.6282 | 24089.6282 | 24089.6282 | 24089.6282 | 24089.6282
MET | 16937.9787 | 16937.9787 | 16937.9787 | 16937.9787 | 16937.9787 | 16937.9787 | 16937.9787 | 16937.9787 | 16937.9787 | 16937.9787 | 16937.9787 | 16937.9787 | 16937.9787 | 16937.9787 | 16937.9787 | 16937.9787 | 16937.9787 | 16937.9787 | 16937.9787 | 16937.9787 | 16937.9787 | 16937.9787 | 16937.9787 | 16937.9787 | 16937.9787 | 16937.9787 | 16937.9787 | 16937.9787 | 16937.9787
OS-2 | 866.1781 | 866.1781 | 866.1781 | 866.1781 | 866.1781 | 866.1781 | 866.1781 | 866.1781 | 866.1781 | 866.1781 | 866.1781 | 866.1781 | 866.1781 | 866.1781 | 866.1781 | 866.1781 | 866.1781 | 866.1781 | 866.1781 | 866.1781 | 866.1781 | 866.1781 | 866.1781 | 866.1781 | 866.1781 | 866.1781 | 866.1781 | 866.1781 | 866.1781
RS(T)-1 | 14112002.8142 | 14112002.8142 | 14112002.8142 | 14112002.8142 | 14112002.8142 | 14112002.8142 | 14112002.8142 | 14112002.8142 | 14112002.8142 | 14112002.8142 | 14112002.8142 | 14112002.8142 | 14112002.8142 | 14112002.8142 | 14112002.8142 | 14112002.8142 | 14112002.8142 | 14112002.8142 | 14112002.8142 | 14112002.8142 | 14112002.8142 | 14112002.8142 | 14112002.8142 | 14112002.8142 | 14112002.8142 | 14112002.8142 | 14112002.8142 | 14112002.8142 | 14112002.8142
SL-2 | 4410.6321 | 4410.6321 | 4410.6321 | 4410.6321 | 4410.6321 | 4410.6321 | 4410.6321 | 4410.6321 | 4410.6321 | 4410.6321 | 4410.6321 | 4410.6321 | 4410.6321 | 4410.6321 | 4410.6321 | 4410.6321 | 4410.6321 | 4410.6321 | 4410.6321 | 4410.6321 | 4410.6321 | 4410.6321 | 4410.6321 | 4410.6321 | 4410.6321 | 4410.6321 | 4410.6321 | 4410.6321 | 4410.6321
SST-DST | 2132.0269 | 2132.0269 | 2132.0269 | 2132.0269 | 2132.0269 | 2132.0269 | 2132.0269 | 2132.0269 | 2132.0269 | 2132.0269 | 2132.0269 | 2132.0269 | 2132.0269 | 2132.0269 | 2132.0269 | 2132.0269 | 2132.0269 | 2132.0269 | 2132.0269 | 2132.0269 | 2132.0269 | 2132.0269 | 2132.0269 | 2132.0269 | 2132.0269 | 2132.0269 | 2132.0269 | 2132.0269 | 2132.0269
SST-TST | 5795.1169 | 5795.1169 | 5795.1169 | 5795.1169 | 5795.1169 | 5795.1169 | 5795.1169 | 5795.1169 | 5795.1169 | 5795.1169 | 5795.1169 | 5795.1169 | 5795.1169 | 5795.1169 | 5795.1169 | 5795.1169 | 5795.1169 | 5795.1169 | 5795.1169 | 5795.1169 | 5795.1169 | 5795.1169 | 5795.1169 | 5795.1169 | 5795.1169 | 5795.1169 | 5795.1169 | 5795.1169 | 5795.1169
FKEC | 157281.8434 | 157281.8434 | 157281.8434 | 157281.8434 | 157281.8434 | 157281.8434 | 157281.8434 | 157281.8434 | 157281.8434 | 157281.8434 | 157281.8434 | 157281.8434 | 157281.8434 | 157281.8434 | 157281.8434 | 157281.8434 | 157281.8434 | 157281.8434 | 157281.8434 | 157281.8434 | 157281.8434 | 157281.8434 | 157281.8434 | 157281.8434 | 157281.8434 | 157281.8434 | 157281.8434 | 157281.8434 | 157281.8434
SEMINOLE | 200000.0058 | 200000.0058 | 200000.0058 | 200000.0058 | 200000.0058 | 200000.0058 | 200000.0058 | 200000.0058 | 200000.0058 | 200000.0058 | 200000.0058 | 200000.0058 | 200000.0058 | 200000.0058 | 200000.0058 | 200000.0058 | 200000.0058 | 200000.0058 | 200000.0058 | 200000.0058 | 200000.0058 | 200000.0058 | 200000.0058 | 200000.0058 | 200000.0058 | 200000.0058 | 200000.0058 | 200000.0058 | 200000.0058
LCEC | 787936.6088 | 787936.6088 | 787936.6088 | 787936.6088 | 787936.6088 | 787936.6088 | 787936.6088 | 787936.6088 | 787936.6088 | 787936.6088 | 787936.6088 | 787936.6088 | 787936.6088 | 787936.6088 | 787936.6088 | 787936.6088 | 787936.6088 | 787936.6088 | 787936.6088 | 787936.6088 | 787936.6088 | 787936.6088 | 787936.6088 | 787936.6088 | 787936.6088 | 787936.6088 | 787936.6088 | 787936.6088 | 787936.6088
WINTER PARK | 60000.0017 | 60000.0017 | 60000.0017 | 60000.0017 | 60000.0017 | 60000.0017 | 60000.0017 | 60000.0017 | 60000.0017 | 60000.0017 | 60000.0017 | 60000.0017 | 60000.0017 | 60000.0017 | 60000.0017 | 60000.0017 | 60000.0017 | 60000.0017 | 60000.0017 | 60000.0017 | 60000.0017 | 60000.0017 | 60000.0017 | 60000.0017 | 60000.0017 | 60000.0017 | 60000.0017 | 60000.0017 | 60000.0017
HOMESTEAD | 24000.0007 | 24000.0007 | 24000.0007 | 24000.0007 | 24000.0007 | 24000.0007 | 24000.0007 | 24000.0007 | 24000.0007 | 24000.0007 | 24000.0007 | 24000.0007 | 24000.0007 | 24000.0007 | 24000.0007 | 24000.0007 | 24000.0007 | 24000.0007 | 24000.0007 | 24000.0007 | 24000.0007 | 24000.0007 | 24000.0007 | 24000.0007 | 24000.0007 | 24000.0007 | 24000.0007 | 24000.0007 | 24000.0007
QUINCY | 19000.0006 | 19000.0006 | 19000.0006 | 19000.0006 | 19000.0006 | 19000.0006 | 19000.0006 | 19000.0006 | 19000.0006 | 19000.0006 | 19000.0006 | 19000.0006 | 19000.0006 | 19000.0006 | 19000.0006 | 19000.0006 | 19000.0006 | 19000.0006 | 19000.0006 | 19000.0006 | 19000.0006 | 19000.0006 | 19000.0006 | 19000.0006 | 19000.0006 | 19000.0006 | 19000.0006 | 19000.0006 | 19000.0006
TRANS-SERV | 1239456.5805 | 1239456.5805 | 1239456.5805 | 1239456.5805 | 1239456.5805 | 1239456.5805 | 1239456.5805 | 1239456.5805 | 1239456.5805 | 1239456.5805 | 1239456.5805 | 1239456.5805 | 1239456.5805 | 1239456.5805 | 1239456.5805 | 1239456.5805 | 1239456.5805 | 1239456.5805 | 1239456.5805 | 1239456.5805 | 1239456.5805 | 1239456.5805 | 1239456.5805 | 1239456.5805 | 1239456.5805 | 1239456.5805 | 1239456.5805 | 1239456.5805 | 1239456.5805
JW:[Total Company] | 25845720.839 | 25845720.839 | 25845720.839 | 25845720.839 | 25845720.839 | 25845720.839 | 25845720.839 | 25845720.839 | 25845720.839 | 25845720.839 | 25845720.839 | 25845720.839 | 25845720.839 | 25845720.839 | 25845720.839 | 25845720.839 | 25845720.839 | 25845720.839 | 25845720.839 | 25845720.839 | 25845720.839 | 25845720.839 | 25845720.839 | 25845720.839 | 25845720.839 | 25845720.839 | 25845720.839 | 25845720.839 | 25845720.839
JX:[]
JY:[External Factor - FPL151] | 0.016864 | 0.00066812 | 0.0086679 | 0.057405 | 0.0004023 | 0.21208 | 0.081495 | 0.015937 | 0.0010313 | 0.00072515 | 0 | 3.7083e-05 | 0.60416 | 0 | 0.00018883 | 9.1276e-05 | 0.0002481 | 0 | 0.063224 | 0 | 0 | 0.080396 | 0.31674 | 0 | 0.024119 | 0 | 0.0096476 | 0.0076377 | 0.49824
JZ:[% to Total System] | 0.015241 | 0.00060382 | 0.0078336 | 0.05188 | 0.00036358 | 0.19167 | 0.073651 | 0.014403 | 0.00093205 | 0.00065535 | 0 | 3.3513e-05 | 0.54601 | 0 | 0.00017065 | 8.2491e-05 | 0.00022422 | 0 | 0.0060854 | 0 | 0 | 0.0077382 | 0.030486 | 0 | 0.0023215 | 0 | 0.00092859 | 0.00073513 | 0.047956
KA:[]
KB:[FPL201]
KC:[Retail/Wholesale Factor] | 0 | 0 | 0 | 0 | 0 | 0 | 0 | 0 | 0 | 0 | 0 | 0 | 0 | 0 | 0 | 0 | 0 | -1 | -1 | -1 | -1 | -1 | -1 | -1 | -1 | -1 | -1 | -1 | -1
KD:[]
KE:[MWH Sales] | 2692047.078 | 101711.405 | 1532764.787 | 6017304.017 | 71082.174 | 26017376.183 | 10588644.419 | 2517488.592 | 175810.042 | 91241.144 | 97314.768 | 10819.466 | 57507710.08 | 571242.286 | 33455.312 | 11856.926 | 89667.754 | 0 | 824183.5766 | 0 | 0 | 1102340 | 4085578.613 | 0 | 480 | 0 | 192 | 152 | 0
KF:[MWH Sales Adjustment] | 0 | 0 | 0 | 0 | 0 | 0 | 0 | 0 | 0 | 0 | 0 | 0 | 0 | 0 | 0 | 0 | 0 | 0 | 0 | 0 | 0 | 0 | 0 | 0 | 0 | 0 | 0 | 0 | 0
KG:[Adjusted] | 2692047.078 | 101711.405 | 1532764.787 | 6017304.017 | 71082.174 | 26017376.183 | 10588644.419 | 2517488.592 | 175810.042 | 91241.144 | 97314.768 | 10819.466 | 57507710.08 | 571242.286 | 33455.312 | 11856.926 | 89667.754 | 0 | 824183.5766 | 0 | 0 | 1102340 | 4085578.613 | 0 | 480 | 0 | 192 | 152 | 0
KH:[KWH_TRANS] | 0 | 0 | 1 | 0 | 0 | 0 | 0 | 0 | 1 | 0 | 0 | 0 | 0 | 0 | 0 | 0 | 1 | 1 | 1 | 1 | 1 | 1 | 1 | 1 | 1 | 1 | 1 | 1 | 1
KI:[Energy Expansion Factor - Transmission] | 1.017 | 1.017 | 1.017 | 1.017 | 1.017 | 1.017 | 1.017 | 1.017 | 1.017 | 1.017 | 1.017 | 1.017 | 1.017 | 1.017 | 1.017 | 1.017 | 1.017 | 1.017 | 1.017 | 1.017 | 1.017 | 1.017 | 1.017 | 1.017 | 1.017 | 1.017 | 1.017 | 1.017 | 1.017
KJ:[Transmission MWH Sales at Generator] | 0 | 0 | 1558844.819 | 0 | 0 | 0 | 0 | 0 | 178801.4544 | 0 | 0 | 0 | 0 | 0 | 0 | 0 | 91193.4531 | 0 | 838207.0813 | 0 | 0 | 1121096.3433 | 4155094.8376 | 0 | 488.1672 | 0 | 195.2669 | 154.5863 | 0
KK:[]
KL:[MWH Sales] | 2692047.078 | 101711.405 | 1532764.787 | 6017304.017 | 71082.174 | 26017376.183 | 10588644.419 | 2517488.592 | 175810.042 | 91241.144 | 97314.768 | 10819.466 | 57507710.08 | 571242.286 | 33455.312 | 11856.926 | 89667.754 | 0 | 824183.5766 | 0 | 0 | 1102340 | 4085578.613 | 0 | 480 | 0 | 192 | 152 | 0
KM:[MWH Sales Adjustment] | 0 | 0 | 0 | 0 | 0 | 0 | 0 | 0 | 0 | 0 | 0 | 0 | 0 | 0 | 0 | 0 | 0 | 0 | 0 | 0 | 0 | 0 | 0 | 0 | 0 | 0 | 0 | 0 | 0
KN:[Adjusted MWH Sales] | 2692047.078 | 101711.405 | 1532764.787 | 6017304.017 | 71082.174 | 26017376.183 | 10588644.419 | 2517488.592 | 175810.042 | 91241.144 | 97314.768 | 10819.466 | 57507710.08 | 571242.286 | 33455.312 | 11856.926 | 89667.754 | 0 | 824183.5766 | 0 | 0 | 1102340 | 4085578.613 | 0 | 480 | 0 | 192 | 152 | 0
KO:[% Primary - KWH (KWH_PRI)] | 0.38241 | 0.01343 | 0 | 0 | 0 | 0.0029 | 0.03842 | 0.34175 | 0 | 1 | 0 | 1 | 0 | 0 | 0 | 1 | 0 | 0 | 0 | 0 | 0 | 0 | 0 | 0 | 0 | 0 | 0 | 0 | 0
KP:[Energy Expansion Factor - Primary] | 1.0266 | 1.0266 | 1.0266 | 1.0266 | 1.0266 | 1.0266 | 1.0266 | 1.0266 | 1.0266 | 1.0266 | 1.0266 | 1.0266 | 1.0266 | 1.0266 | 1.0266 | 1.0266 | 1.0266 | 1.0266 | 1.0266 | 1.0266 | 1.0266 | 1.0266 | 1.0266 | 1.0266 | 1.0266 | 1.0266 | 1.0266 | 1.0266 | 1.0266
KQ:[Primary MWH Sales at Generator] | 1056897.5574 | 1402.3831 | 0 | 0 | 0 | 77460.8927 | 417656.0031 | 883277.2356 | 0 | 93672.4167 | 0 | 11107.7687 | 0 | 0 | 0 | 12172.8736 | 0 | 0 | 0 | 0 | 0 | 0 | 0 | 0 | 0 | 0 | 0 | 0 | 0
KR:[]
KS:[MWH Sales] | 2692047.078 | 101711.405 | 1532764.787 | 6017304.017 | 71082.174 | 26017376.183 | 10588644.419 | 2517488.592 | 175810.042 | 91241.144 | 97314.768 | 10819.466 | 57507710.08 | 571242.286 | 33455.312 | 11856.926 | 89667.754 | 0 | 824183.5766 | 0 | 0 | 1102340 | 4085578.613 | 0 | 480 | 0 | 192 | 152 | 0
KT:[MWH Sales Adjustment] | 0 | 0 | 0 | 0 | 0 | 0 | 0 | 0 | 0 | 0 | 0 | 0 | 0 | 0 | 0 | 0 | 0 | 0 | 0 | 0 | 0 | 0 | 0 | 0 | 0 | 0 | 0 | 0 | 0
KU:[Adjusted MWH Sales] | 2692047.078 | 101711.405 | 1532764.787 | 6017304.017 | 71082.174 | 26017376.183 | 10588644.419 | 2517488.592 | 175810.042 | 91241.144 | 97314.768 | 10819.466 | 57507710.08 | 571242.286 | 33455.312 | 11856.926 | 89667.754 | 0 | 824183.5766 | 0 | 0 | 1102340 | 4085578.613 | 0 | 480 | 0 | 192 | 152 | 0
KV:[% Secondary - KWH (KWH_SEC)] | 0.61759 | 0.98657 | 0 | 1 | 1 | 0.9971 | 0.96158 | 0.65825 | 0 | 0 | 1 | 0 | 1 | 1 | 1 | 0 | 0 | 0 | 0 | 0 | 0 | 0 | 0 | 0 | 0 | 0 | 0 | 0 | 0
KW:[Energy Expansion Factor - Secondary] | 1.0487 | 1.0487 | 1.0487 | 1.0487 | 1.0487 | 1.0487 | 1.0487 | 1.0487 | 1.0487 | 1.0487 | 1.0487 | 1.0487 | 1.0487 | 1.0487 | 1.0487 | 1.0487 | 1.0487 | 1.0487 | 1.0487 | 1.0487 | 1.0487 | 1.0487 | 1.0487 | 1.0487 | 1.0487 | 1.0487 | 1.0487 | 1.0487 | 1.0487
KX:[Secondary MWH Sales at Generator] | 1743475.5757 | 105227.8073 | 0 | 6310080.7395 | 74540.7338 | 27204150.8661 | 10677233.6903 | 1737766.1806 | 0 | 0 | 102049.6956 | 0 | 60305793.5452 | 599036.5347 | 35083.1069 | 0 | 0 | 0 | 0 | 0 | 0 | 0 | 0 | 0 | 0 | 0 | 0 | 0 | 0
KY:[]
KZ:[Transmission MWH Sales at Generator] | 0 | 0 | 1558844.819 | 0 | 0 | 0 | 0 | 0 | 178801.4544 | 0 | 0 | 0 | 0 | 0 | 0 | 0 | 91193.4531 | 0 | 838207.0813 | 0 | 0 | 1121096.3433 | 4155094.8376 | 0 | 488.1672 | 0 | 195.2669 | 154.5863 | 0
LA:[Primary MWH Sales at Generator] | 1056897.5574 | 1402.3831 | 0 | 0 | 0 | 77460.8927 | 417656.0031 | 883277.2356 | 0 | 93672.4167 | 0 | 11107.7687 | 0 | 0 | 0 | 12172.8736 | 0 | 0 | 0 | 0 | 0 | 0 | 0 | 0 | 0 | 0 | 0 | 0 | 0
LB:[Secondary MWH Sales at Generator] | 1743475.5757 | 105227.8073 | 0 | 6310080.7395 | 74540.7338 | 27204150.8661 | 10677233.6903 | 1737766.1806 | 0 | 0 | 102049.6956 | 0 | 60305793.5452 | 599036.5347 | 35083.1069 | 0 | 0 | 0 | 0 | 0 | 0 | 0 | 0 | 0 | 0 | 0 | 0 | 0 | 0
LC:[MWH Sales] | 2800373.1331 | 106630.1904 | 1558844.819 | 6310080.7395 | 74540.7338 | 27281611.7588 | 11094889.6935 | 2621043.4161 | 178801.4544 | 93672.4167 | 102049.6956 | 11107.7687 | 60305793.5452 | 599036.5347 | 35083.1069 | 12172.8736 | 91193.4531 | 0 | 838207.0813 | 0 | 0 | 1121096.3433 | 4155094.8376 | 0 | 488.1672 | 0 | 195.2669 | 154.5863 | 0
CILC-1D | 2800373.1331 | 2800373.1331 | 2800373.1331 | 2800373.1331 | 2800373.1331 | 2800373.1331 | 2800373.1331 | 2800373.1331 | 2800373.1331 | 2800373.1331 | 2800373.1331 | 2800373.1331 | 2800373.1331 | 2800373.1331 | 2800373.1331 | 2800373.1331 | 2800373.1331
CILC-1G | 106630.1904 | 106630.1904 | 106630.1904 | 106630.1904 | 106630.1904 | 106630.1904 | 106630.1904 | 106630.1904 | 106630.1904 | 106630.1904 | 106630.1904 | 106630.1904 | 106630.1904 | 106630.1904 | 106630.1904 | 106630.1904 | 106630.1904
CILC-1T | 1558844.819 | 1558844.819 | 1558844.819 | 1558844.819 | 1558844.819 | 1558844.819 | 1558844.819 | 1558844.819 | 1558844.819 | 1558844.819 | 1558844.819 | 1558844.819 | 1558844.819 | 1558844.819 | 1558844.819 | 1558844.819 | 1558844.819
GS(T)-1 | 6310080.7395 | 6310080.7395 | 6310080.7395 | 6310080.7395 | 6310080.7395 | 6310080.7395 | 6310080.7395 | 6310080.7395 | 6310080.7395 | 6310080.7395 | 6310080.7395 | 6310080.7395 | 6310080.7395 | 6310080.7395 | 6310080.7395 | 6310080.7395 | 6310080.7395
GSCU-1 | 74540.7338 | 74540.7338 | 74540.7338 | 74540.7338 | 74540.7338 | 74540.7338 | 74540.7338 | 74540.7338 | 74540.7338 | 74540.7338 | 74540.7338 | 74540.7338 | 74540.7338 | 74540.7338 | 74540.7338 | 74540.7338 | 74540.7338
GSD(T)-1 | 27281611.7588 | 27281611.7588 | 27281611.7588 | 27281611.7588 | 27281611.7588 | 27281611.7588 | 27281611.7588 | 27281611.7588 | 27281611.7588 | 27281611.7588 | 27281611.7588 | 27281611.7588 | 27281611.7588 | 27281611.7588 | 27281611.7588 | 27281611.7588 | 27281611.7588
GSLD(T)-1 | 11094889.6935 | 11094889.6935 | 11094889.6935 | 11094889.6935 | 11094889.6935 | 11094889.6935 | 11094889.6935 | 11094889.6935 | 11094889.6935 | 11094889.6935 | 11094889.6935 | 11094889.6935 | 11094889.6935 | 11094889.6935 | 11094889.6935 | 11094889.6935 | 11094889.6935
GSLD(T)-2 | 2621043.4161 | 2621043.4161 | 2621043.4161 | 2621043.4161 | 2621043.4161 | 2621043.4161 | 2621043.4161 | 2621043.4161 | 2621043.4161 | 2621043.4161 | 2621043.4161 | 2621043.4161 | 2621043.4161 | 2621043.4161 | 2621043.4161 | 2621043.4161 | 2621043.4161
GSLD(T)-3 | 178801.4544 | 178801.4544 | 178801.4544 | 178801.4544 | 178801.4544 | 178801.4544 | 178801.4544 | 178801.4544 | 178801.4544 | 178801.4544 | 178801.4544 | 178801.4544 | 178801.4544 | 178801.4544 | 178801.4544 | 178801.4544 | 178801.4544
MET | 93672.4167 | 93672.4167 | 93672.4167 | 93672.4167 | 93672.4167 | 93672.4167 | 93672.4167 | 93672.4167 | 93672.4167 | 93672.4167 | 93672.4167 | 93672.4167 | 93672.4167 | 93672.4167 | 93672.4167 | 93672.4167 | 93672.4167
OL-1 | 102049.6956 | 102049.6956 | 102049.6956 | 102049.6956 | 102049.6956 | 102049.6956 | 102049.6956 | 102049.6956 | 102049.6956 | 102049.6956 | 102049.6956 | 102049.6956 | 102049.6956 | 102049.6956 | 102049.6956 | 102049.6956 | 102049.6956
OS-2 | 11107.7687 | 11107.7687 | 11107.7687 | 11107.7687 | 11107.7687 | 11107.7687 | 11107.7687 | 11107.7687 | 11107.7687 | 11107.7687 | 11107.7687 | 11107.7687 | 11107.7687 | 11107.7687 | 11107.7687 | 11107.7687 | 11107.7687
RS(T)-1 | 60305793.5452 | 60305793.5452 | 60305793.5452 | 60305793.5452 | 60305793.5452 | 60305793.5452 | 60305793.5452 | 60305793.5452 | 60305793.5452 | 60305793.5452 | 60305793.5452 | 60305793.5452 | 60305793.5452 | 60305793.5452 | 60305793.5452 | 60305793.5452 | 60305793.5452
SL-1 | 599036.5347 | 599036.5347 | 599036.5347 | 599036.5347 | 599036.5347 | 599036.5347 | 599036.5347 | 599036.5347 | 599036.5347 | 599036.5347 | 599036.5347 | 599036.5347 | 599036.5347 | 599036.5347 | 599036.5347 | 599036.5347 | 599036.5347
SL-2 | 35083.1069 | 35083.1069 | 35083.1069 | 35083.1069 | 35083.1069 | 35083.1069 | 35083.1069 | 35083.1069 | 35083.1069 | 35083.1069 | 35083.1069 | 35083.1069 | 35083.1069 | 35083.1069 | 35083.1069 | 35083.1069 | 35083.1069
SST-DST | 12172.8736 | 12172.8736 | 12172.8736 | 12172.8736 | 12172.8736 | 12172.8736 | 12172.8736 | 12172.8736 | 12172.8736 | 12172.8736 | 12172.8736 | 12172.8736 | 12172.8736 | 12172.8736 | 12172.8736 | 12172.8736 | 12172.8736
SST-TST | 91193.4531 | 91193.4531 | 91193.4531 | 91193.4531 | 91193.4531 | 91193.4531 | 91193.4531 | 91193.4531 | 91193.4531 | 91193.4531 | 91193.4531 | 91193.4531 | 91193.4531 | 91193.4531 | 91193.4531 | 91193.4531 | 91193.4531
FKEC | [17 empty] | 838207.0813 | 838207.0813 | 838207.0813 | 838207.0813 | 838207.0813 | 838207.0813 | 838207.0813 | 838207.0813 | 838207.0813 | 838207.0813 | 838207.0813 | 838207.0813
SEMINOLE | [17 empty] | 1121096.3433 | 1121096.3433 | 1121096.3433 | 1121096.3433 | 1121096.3433 | 1121096.3433 | 1121096.3433 | 1121096.3433 | 1121096.3433 | 1121096.3433 | 1121096.3433 | 1121096.3433
LCEC | [17 empty] | 4155094.8376 | 4155094.8376 | 4155094.8376 | 4155094.8376 | 4155094.8376 | 4155094.8376 | 4155094.8376 | 4155094.8376 | 4155094.8376 | 4155094.8376 | 4155094.8376 | 4155094.8376
WINTER PARK | [17 empty] | 488.1672 | 488.1672 | 488.1672 | 488.1672 | 488.1672 | 488.1672 | 488.1672 | 488.1672 | 488.1672 | 488.1672 | 488.1672 | 488.1672
HOMESTEAD | [17 empty] | 195.2669 | 195.2669 | 195.2669 | 195.2669 | 195.2669 | 195.2669 | 195.2669 | 195.2669 | 195.2669 | 195.2669 | 195.2669 | 195.2669
QUINCY | [17 empty] | 154.5863 | 154.5863 | 154.5863 | 154.5863 | 154.5863 | 154.5863 | 154.5863 | 154.5863 | 154.5863 | 154.5863 | 154.5863 | 154.5863
LD:[Total Retail/Wholesale] | 113276925.333 | 113276925.333 | 113276925.333 | 113276925.333 | 113276925.333 | 113276925.333 | 113276925.333 | 113276925.333 | 113276925.333 | 113276925.333 | 113276925.333 | 113276925.333 | 113276925.333 | 113276925.333 | 113276925.333 | 113276925.333 | 113276925.333 | 6115236.2825 | 6115236.2825 | 6115236.2825 | 6115236.2825 | 6115236.2825 | 6115236.2825 | 6115236.2825 | 6115236.2825 | 6115236.2825 | 6115236.2825 | 6115236.2825 | 6115236.2825
CILC-1D | 2800373.1331 | 2800373.1331 | 2800373.1331 | 2800373.1331 | 2800373.1331 | 2800373.1331 | 2800373.1331 | 2800373.1331 | 2800373.1331 | 2800373.1331 | 2800373.1331 | 2800373.1331 | 2800373.1331 | 2800373.1331 | 2800373.1331 | 2800373.1331 | 2800373.1331 | 2800373.1331 | 2800373.1331 | 2800373.1331 | 2800373.1331 | 2800373.1331 | 2800373.1331 | 2800373.1331 | 2800373.1331 | 2800373.1331 | 2800373.1331 | 2800373.1331 | 2800373.1331
CILC-1G | 106630.1904 | 106630.1904 | 106630.1904 | 106630.1904 | 106630.1904 | 106630.1904 | 106630.1904 | 106630.1904 | 106630.1904 | 106630.1904 | 106630.1904 | 106630.1904 | 106630.1904 | 106630.1904 | 106630.1904 | 106630.1904 | 106630.1904 | 106630.1904 | 106630.1904 | 106630.1904 | 106630.1904 | 106630.1904 | 106630.1904 | 106630.1904 | 106630.1904 | 106630.1904 | 106630.1904 | 106630.1904 | 106630.1904
CILC-1T | 1558844.819 | 1558844.819 | 1558844.819 | 1558844.819 | 1558844.819 | 1558844.819 | 1558844.819 | 1558844.819 | 1558844.819 | 1558844.819 | 1558844.819 | 1558844.819 | 1558844.819 | 1558844.819 | 1558844.819 | 1558844.819 | 1558844.819 | 1558844.819 | 1558844.819 | 1558844.819 | 1558844.819 | 1558844.819 | 1558844.819 | 1558844.819 | 1558844.819 | 1558844.819 | 1558844.819 | 1558844.819 | 1558844.819
GS(T)-1 | 6310080.7395 | 6310080.7395 | 6310080.7395 | 6310080.7395 | 6310080.7395 | 6310080.7395 | 6310080.7395 | 6310080.7395 | 6310080.7395 | 6310080.7395 | 6310080.7395 | 6310080.7395 | 6310080.7395 | 6310080.7395 | 6310080.7395 | 6310080.7395 | 6310080.7395 | 6310080.7395 | 6310080.7395 | 6310080.7395 | 6310080.7395 | 6310080.7395 | 6310080.7395 | 6310080.7395 | 6310080.7395 | 6310080.7395 | 6310080.7395 | 6310080.7395 | 6310080.7395
GSCU-1 | 74540.7338 | 74540.7338 | 74540.7338 | 74540.7338 | 74540.7338 | 74540.7338 | 74540.7338 | 74540.7338 | 74540.7338 | 74540.7338 | 74540.7338 | 74540.7338 | 74540.7338 | 74540.7338 | 74540.7338 | 74540.7338 | 74540.7338 | 74540.7338 | 74540.7338 | 74540.7338 | 74540.7338 | 74540.7338 | 74540.7338 | 74540.7338 | 74540.7338 | 74540.7338 | 74540.7338 | 74540.7338 | 74540.7338
GSD(T)-1 | 27281611.7588 | 27281611.7588 | 27281611.7588 | 27281611.7588 | 27281611.7588 | 27281611.7588 | 27281611.7588 | 27281611.7588 | 27281611.7588 | 27281611.7588 | 27281611.7588 | 27281611.7588 | 27281611.7588 | 27281611.7588 | 27281611.7588 | 27281611.7588 | 27281611.7588 | 27281611.7588 | 27281611.7588 | 27281611.7588 | 27281611.7588 | 27281611.7588 | 27281611.7588 | 27281611.7588 | 27281611.7588 | 27281611.7588 | 27281611.7588 | 27281611.7588 | 27281611.7588
GSLD(T)-1 | 11094889.6935 | 11094889.6935 | 11094889.6935 | 11094889.6935 | 11094889.6935 | 11094889.6935 | 11094889.6935 | 11094889.6935 | 11094889.6935 | 11094889.6935 | 11094889.6935 | 11094889.6935 | 11094889.6935 | 11094889.6935 | 11094889.6935 | 11094889.6935 | 11094889.6935 | 11094889.6935 | 11094889.6935 | 11094889.6935 | 11094889.6935 | 11094889.6935 | 11094889.6935 | 11094889.6935 | 11094889.6935 | 11094889.6935 | 11094889.6935 | 11094889.6935 | 11094889.6935
GSLD(T)-2 | 2621043.4161 | 2621043.4161 | 2621043.4161 | 2621043.4161 | 2621043.4161 | 2621043.4161 | 2621043.4161 | 2621043.4161 | 2621043.4161 | 2621043.4161 | 2621043.4161 | 2621043.4161 | 2621043.4161 | 2621043.4161 | 2621043.4161 | 2621043.4161 | 2621043.4161 | 2621043.4161 | 2621043.4161 | 2621043.4161 | 2621043.4161 | 2621043.4161 | 2621043.4161 | 2621043.4161 | 2621043.4161 | 2621043.4161 | 2621043.4161 | 2621043.4161 | 2621043.4161
GSLD(T)-3 | 178801.4544 | 178801.4544 | 178801.4544 | 178801.4544 | 178801.4544 | 178801.4544 | 178801.4544 | 178801.4544 | 178801.4544 | 178801.4544 | 178801.4544 | 178801.4544 | 178801.4544 | 178801.4544 | 178801.4544 | 178801.4544 | 178801.4544 | 178801.4544 | 178801.4544 | 178801.4544 | 178801.4544 | 178801.4544 | 178801.4544 | 178801.4544 | 178801.4544 | 178801.4544 | 178801.4544 | 178801.4544 | 178801.4544
MET | 93672.4167 | 93672.4167 | 93672.4167 | 93672.4167 | 93672.4167 | 93672.4167 | 93672.4167 | 93672.4167 | 93672.4167 | 93672.4167 | 93672.4167 | 93672.4167 | 93672.4167 | 93672.4167 | 93672.4167 | 93672.4167 | 93672.4167 | 93672.4167 | 93672.4167 | 93672.4167 | 93672.4167 | 93672.4167 | 93672.4167 | 93672.4167 | 93672.4167 | 93672.4167 | 93672.4167 | 93672.4167 | 93672.4167
OL-1 | 102049.6956 | 102049.6956 | 102049.6956 | 102049.6956 | 102049.6956 | 102049.6956 | 102049.6956 | 102049.6956 | 102049.6956 | 102049.6956 | 102049.6956 | 102049.6956 | 102049.6956 | 102049.6956 | 102049.6956 | 102049.6956 | 102049.6956 | 102049.6956 | 102049.6956 | 102049.6956 | 102049.6956 | 102049.6956 | 102049.6956 | 102049.6956 | 102049.6956 | 102049.6956 | 102049.6956 | 102049.6956 | 102049.6956
OS-2 | 11107.7687 | 11107.7687 | 11107.7687 | 11107.7687 | 11107.7687 | 11107.7687 | 11107.7687 | 11107.7687 | 11107.7687 | 11107.7687 | 11107.7687 | 11107.7687 | 11107.7687 | 11107.7687 | 11107.7687 | 11107.7687 | 11107.7687 | 11107.7687 | 11107.7687 | 11107.7687 | 11107.7687 | 11107.7687 | 11107.7687 | 11107.7687 | 11107.7687 | 11107.7687 | 11107.7687 | 11107.7687 | 11107.7687
RS(T)-1 | 60305793.5452 | 60305793.5452 | 60305793.5452 | 60305793.5452 | 60305793.5452 | 60305793.5452 | 60305793.5452 | 60305793.5452 | 60305793.5452 | 60305793.5452 | 60305793.5452 | 60305793.5452 | 60305793.5452 | 60305793.5452 | 60305793.5452 | 60305793.5452 | 60305793.5452 | 60305793.5452 | 60305793.5452 | 60305793.5452 | 60305793.5452 | 60305793.5452 | 60305793.5452 | 60305793.5452 | 60305793.5452 | 60305793.5452 | 60305793.5452 | 60305793.5452 | 60305793.5452
SL-1 | 599036.5347 | 599036.5347 | 599036.5347 | 599036.5347 | 599036.5347 | 599036.5347 | 599036.5347 | 599036.5347 | 599036.5347 | 599036.5347 | 599036.5347 | 599036.5347 | 599036.5347 | 599036.5347 | 599036.5347 | 599036.5347 | 599036.5347 | 599036.5347 | 599036.5347 | 599036.5347 | 599036.5347 | 599036.5347 | 599036.5347 | 599036.5347 | 599036.5347 | 599036.5347 | 599036.5347 | 599036.5347 | 599036.5347
SL-2 | 35083.1069 | 35083.1069 | 35083.1069 | 35083.1069 | 35083.1069 | 35083.1069 | 35083.1069 | 35083.1069 | 35083.1069 | 35083.1069 | 35083.1069 | 35083.1069 | 35083.1069 | 35083.1069 | 35083.1069 | 35083.1069 | 35083.1069 | 35083.1069 | 35083.1069 | 35083.1069 | 35083.1069 | 35083.1069 | 35083.1069 | 35083.1069 | 35083.1069 | 35083.1069 | 35083.1069 | 35083.1069 | 35083.1069
SST-DST | 12172.8736 | 12172.8736 | 12172.8736 | 12172.8736 | 12172.8736 | 12172.8736 | 12172.8736 | 12172.8736 | 12172.8736 | 12172.8736 | 12172.8736 | 12172.8736 | 12172.8736 | 12172.8736 | 12172.8736 | 12172.8736 | 12172.8736 | 12172.8736 | 12172.8736 | 12172.8736 | 12172.8736 | 12172.8736 | 12172.8736 | 12172.8736 | 12172.8736 | 12172.8736 | 12172.8736 | 12172.8736 | 12172.8736
SST-TST | 91193.4531 | 91193.4531 | 91193.4531 | 91193.4531 | 91193.4531 | 91193.4531 | 91193.4531 | 91193.4531 | 91193.4531 | 91193.4531 | 91193.4531 | 91193.4531 | 91193.4531 | 91193.4531 | 91193.4531 | 91193.4531 | 91193.4531 | 91193.4531 | 91193.4531 | 91193.4531 | 91193.4531 | 91193.4531 | 91193.4531 | 91193.4531 | 91193.4531 | 91193.4531 | 91193.4531 | 91193.4531 | 91193.4531
FKEC | 838207.0813 | 838207.0813 | 838207.0813 | 838207.0813 | 838207.0813 | 838207.0813 | 838207.0813 | 838207.0813 | 838207.0813 | 838207.0813 | 838207.0813 | 838207.0813 | 838207.0813 | 838207.0813 | 838207.0813 | 838207.0813 | 838207.0813 | 838207.0813 | 838207.0813 | 838207.0813 | 838207.0813 | 838207.0813 | 838207.0813 | 838207.0813 | 838207.0813 | 838207.0813 | 838207.0813 | 838207.0813 | 838207.0813
SEMINOLE | 1121096.3433 | 1121096.3433 | 1121096.3433 | 1121096.3433 | 1121096.3433 | 1121096.3433 | 1121096.3433 | 1121096.3433 | 1121096.3433 | 1121096.3433 | 1121096.3433 | 1121096.3433 | 1121096.3433 | 1121096.3433 | 1121096.3433 | 1121096.3433 | 1121096.3433 | 1121096.3433 | 1121096.3433 | 1121096.3433 | 1121096.3433 | 1121096.3433 | 1121096.3433 | 1121096.3433 | 1121096.3433 | 1121096.3433 | 1121096.3433 | 1121096.3433 | 1121096.3433
LCEC | 4155094.8376 | 4155094.8376 | 4155094.8376 | 4155094.8376 | 4155094.8376 | 4155094.8376 | 4155094.8376 | 4155094.8376 | 4155094.8376 | 4155094.8376 | 4155094.8376 | 4155094.8376 | 4155094.8376 | 4155094.8376 | 4155094.8376 | 4155094.8376 | 4155094.8376 | 4155094.8376 | 4155094.8376 | 4155094.8376 | 4155094.8376 | 4155094.8376 | 4155094.8376 | 4155094.8376 | 4155094.8376 | 4155094.8376 | 4155094.8376 | 4155094.8376 | 4155094.8376
WINTER PARK | 488.1672 | 488.1672 | 488.1672 | 488.1672 | 488.1672 | 488.1672 | 488.1672 | 488.1672 | 488.1672 | 488.1672 | 488.1672 | 488.1672 | 488.1672 | 488.1672 | 488.1672 | 488.1672 | 488.1672 | 488.1672 | 488.1672 | 488.1672 | 488.1672 | 488.1672 | 488.1672 | 488.1672 | 488.1672 | 488.1672 | 488.1672 | 488.1672 | 488.1672
HOMESTEAD | 195.2669 | 195.2669 | 195.2669 | 195.2669 | 195.2669 | 195.2669 | 195.2669 | 195.2669 | 195.2669 | 195.2669 | 195.2669 | 195.2669 | 195.2669 | 195.2669 | 195.2669 | 195.2669 | 195.2669 | 195.2669 | 195.2669 | 195.2669 | 195.2669 | 195.2669 | 195.2669 | 195.2669 | 195.2669 | 195.2669 | 195.2669 | 195.2669 | 195.2669
QUINCY | 154.5863 | 154.5863 | 154.5863 | 154.5863 | 154.5863 | 154.5863 | 154.5863 | 154.5863 | 154.5863 | 154.5863 | 154.5863 | 154.5863 | 154.5863 | 154.5863 | 154.5863 | 154.5863 | 154.5863 | 154.5863 | 154.5863 | 154.5863 | 154.5863 | 154.5863 | 154.5863 | 154.5863 | 154.5863 | 154.5863 | 154.5863 | 154.5863 | 154.5863
LE:[Total Company] | 119392161.6156 | 119392161.6156 | 119392161.6156 | 119392161.6156 | 119392161.6156 | 119392161.6156 | 119392161.6156 | 119392161.6156 | 119392161.6156 | 119392161.6156 | 119392161.6156 | 119392161.6156 | 119392161.6156 | 119392161.6156 | 119392161.6156 | 119392161.6156 | 119392161.6156 | 119392161.6156 | 119392161.6156 | 119392161.6156 | 119392161.6156 | 119392161.6156 | 119392161.6156 | 119392161.6156 | 119392161.6156 | 119392161.6156 | 119392161.6156 | 119392161.6156 | 119392161.6156
LF:[]
LG:[External Factor - FPL201] | 0.024721 | 0.00094132 | 0.013761 | 0.055705 | 0.00065804 | 0.24084 | 0.097945 | 0.023138 | 0.0015784 | 0.00082693 | 0.00090089 | 9.8059e-05 | 0.53237 | 0.0052882 | 0.00030971 | 0.00010746 | 0.00080505 | 0 | 0.13707 | 0 | 0 | 0.18333 | 0.67947 | 0 | 7.9828e-05 | 0 | 3.1931e-05 | 2.5279e-05 | 0
LH:[% to Total System] | 0.023455 | 0.00089311 | 0.013057 | 0.052852 | 0.00062434 | 0.2285 | 0.092928 | 0.021953 | 0.0014976 | 0.00078458 | 0.00085474 | 9.3036e-05 | 0.50511 | 0.0050174 | 0.00029385 | 0.00010196 | 0.00076381 | 0 | 0.0070206 | 0 | 0 | 0.00939 | 0.034802 | 0 | 4.0888e-06 | 0 | 1.6355e-06 | 1.2948e-06 | 0
LI:[]
LJ:[FPL202]
LK:[Retail/Wholesale Factor] | 0 | 0 | 0 | 0 | 0 | 0 | 0 | 0 | 0 | 0 | 0 | 0 | 0 | 0 | 0 | 0 | 0 | -1 | -1 | -1 | -1 | -1 | -1 | -1 | -1 | -1 | -1 | -1 | -1
LL:[]
LM:[MWH Sales] | 2692047.078 | 101711.405 | 1532764.787 | 6017304.017 | 71082.174 | 26017376.183 | 10588644.419 | 2517488.592 | 175810.042 | 91241.144 | 97314.768 | 10819.466 | 57507710.08 | 571242.286 | 33455.312 | 11856.926 | 89667.754 | 0 | 824183.5766 | 0 | 0 | 1102340 | 4085578.613 | 0 | 480 | 0 | 192 | 152 | 0
LN:[MWH Sales Adjustment] | 0 | 0 | 0 | 0 | 0 | 0 | 0 | 0 | 0 | 0 | 0 | 0 | 0 | 0 | 0 | 0 | 0 | 0 | 0 | 0 | 0 | 0 | 0 | 0 | 0 | 0 | 0 | 0 | 0
LO:[Adjusted MWH Sales] | 2692047.078 | 101711.405 | 1532764.787 | 6017304.017 | 71082.174 | 26017376.183 | 10588644.419 | 2517488.592 | 175810.042 | 91241.144 | 97314.768 | 10819.466 | 57507710.08 | 571242.286 | 33455.312 | 11856.926 | 89667.754 | 0 | 824183.5766 | 0 | 0 | 1102340 | 4085578.613 | 0 | 480 | 0 | 192 | 152 | 0
LP:[Exclude from Calc (1=Yes)] | 0 | 0 | 0 | 0 | 0 | 0 | 0 | 0 | 0 | 0 | 0 | 0 | 0 | 0 | 0 | 0 | 0 | 0 | 0 | 0 | 0 | 0 | 0 | 0 | 0 | 0 | 0 | 0 | 0
LQ:[% Transmission - KWH (KWH_TRANS)] | 0 | 0 | 1 | 0 | 0 | 0 | 0 | 0 | 1 | 0 | 0 | 0 | 0 | 0 | 0 | 0 | 1 | 1 | 1 | 1 | 1 | 1 | 1 | 1 | 1 | 1 | 1 | 1 | 1
LR:[Energy Expansion Factor - Transmission] | 1.017 | 1.017 | 1.017 | 1.017 | 1.017 | 1.017 | 1.017 | 1.017 | 1.017 | 1.017 | 1.017 | 1.017 | 1.017 | 1.017 | 1.017 | 1.017 | 1.017 | 1.017 | 1.017 | 1.017 | 1.017 | 1.017 | 1.017 | 1.017 | 1.017 | 1.017 | 1.017 | 1.017 | 1.017
LS:[Transmission MWH Sales at Generator] | 0 | 0 | 1558844.819 | 0 | 0 | 0 | 0 | 0 | 178801.4544 | 0 | 0 | 0 | 0 | 0 | 0 | 0 | 91193.4531 | 0 | 838207.0813 | 0 | 0 | 1121096.3433 | 4155094.8376 | 0 | 488.1672 | 0 | 195.2669 | 154.5863 | 0
LT:[]
LU:[MWH Sales] | 2692047.078 | 101711.405 | 1532764.787 | 6017304.017 | 71082.174 | 26017376.183 | 10588644.419 | 2517488.592 | 175810.042 | 91241.144 | 97314.768 | 10819.466 | 57507710.08 | 571242.286 | 33455.312 | 11856.926 | 89667.754 | 0 | 824183.5766 | 0 | 0 | 1102340 | 4085578.613 | 0 | 480 | 0 | 192 | 152 | 0
LV:[MWH Sales Adjustment] | 0 | 0 | 0 | 0 | 0 | 0 | 0 | 0 | 0 | 0 | 0 | 0 | 0 | 0 | 0 | 0 | 0 | 0 | 0 | 0 | 0 | 0 | 0 | 0 | 0 | 0 | 0 | 0 | 0
LW:[Adjusted MWH Sales] | 2692047.078 | 101711.405 | 1532764.787 | 6017304.017 | 71082.174 | 26017376.183 | 10588644.419 | 2517488.592 | 175810.042 | 91241.144 | 97314.768 | 10819.466 | 57507710.08 | 571242.286 | 33455.312 | 11856.926 | 89667.754 | 0 | 824183.5766 | 0 | 0 | 1102340 | 4085578.613 | 0 | 480 | 0 | 192 | 152 | 0
LX:[% Primary - KWH (KWH_PRI)] | 0.38241 | 0.01343 | 0 | 0 | 0 | 0.0029 | 0.03842 | 0.34175 | 0 | 1 | 0 | 1 | 0 | 0 | 0 | 1 | 0 | 0 | 0 | 0 | 0 | 0 | 0 | 0 | 0 | 0 | 0 | 0 | 0
LY:[Energy Expansion Factor - Primary] | 1.0266 | 1.0266 | 1.0266 | 1.0266 | 1.0266 | 1.0266 | 1.0266 | 1.0266 | 1.0266 | 1.0266 | 1.0266 | 1.0266 | 1.0266 | 1.0266 | 1.0266 | 1.0266 | 1.0266 | 1.0266 | 1.0266 | 1.0266 | 1.0266 | 1.0266 | 1.0266 | 1.0266 | 1.0266 | 1.0266 | 1.0266 | 1.0266 | 1.0266
LZ:[Primary MWH Sales at Generator] | 1056897.5574 | 1402.3831 | 0 | 0 | 0 | 77460.8927 | 417656.0031 | 883277.2356 | 0 | 93672.4167 | 0 | 11107.7687 | 0 | 0 | 0 | 12172.8736 | 0 | 0 | 0 | 0 | 0 | 0 | 0 | 0 | 0 | 0 | 0 | 0 | 0
MA:[]
MB:[MWH Sales] | 2692047.078 | 101711.405 | 1532764.787 | 6017304.017 | 71082.174 | 26017376.183 | 10588644.419 | 2517488.592 | 175810.042 | 91241.144 | 97314.768 | 10819.466 | 57507710.08 | 571242.286 | 33455.312 | 11856.926 | 89667.754 | 0 | 824183.5766 | 0 | 0 | 1102340 | 4085578.613 | 0 | 480 | 0 | 192 | 152 | 0
MC:[MWH Sales Adjustment] | 0 | 0 | 0 | 0 | 0 | 0 | 0 | 0 | 0 | 0 | 0 | 0 | 0 | 0 | 0 | 0 | 0 | 0 | 0 | 0 | 0 | 0 | 0 | 0 | 0 | 0 | 0 | 0 | 0
MD:[Adjusted MWH Sales] | 2692047.078 | 101711.405 | 1532764.787 | 6017304.017 | 71082.174 | 26017376.183 | 10588644.419 | 2517488.592 | 175810.042 | 91241.144 | 97314.768 | 10819.466 | 57507710.08 | 571242.286 | 33455.312 | 11856.926 | 89667.754 | 0 | 824183.5766 | 0 | 0 | 1102340 | 4085578.613 | 0 | 480 | 0 | 192 | 152 | 0
ME:[% Secondary - KWH (KWH_SEC)] | 0.61759 | 0.98657 | 0 | 1 | 1 | 0.9971 | 0.96158 | 0.65825 | 0 | 0 | 1 | 0 | 1 | 1 | 1 | 0 | 0 | 0 | 0 | 0 | 0 | 0 | 0 | 0 | 0 | 0 | 0 | 0 | 0
MF:[Energy Expansion Factor - Secondary] | 1.0487 | 1.0487 | 1.0487 | 1.0487 | 1.0487 | 1.0487 | 1.0487 | 1.0487 | 1.0487 | 1.0487 | 1.0487 | 1.0487 | 1.0487 | 1.0487 | 1.0487 | 1.0487 | 1.0487 | 1.0487 | 1.0487 | 1.0487 | 1.0487 | 1.0487 | 1.0487 | 1.0487 | 1.0487 | 1.0487 | 1.0487 | 1.0487 | 1.0487
MG:[Secondary MWH Sales at Generator] | 1743475.5757 | 105227.8073 | 0 | 6310080.7395 | 74540.7338 | 27204150.8661 | 10677233.6903 | 1737766.1806 | 0 | 0 | 102049.6956 | 0 | 60305793.5452 | 599036.5347 | 35083.1069 | 0 | 0 | 0 | 0 | 0 | 0 | 0 | 0 | 0 | 0 | 0 | 0 | 0 | 0
MH:[]
MI:[Transmission MWH Sales at Generator] | 0 | 0 | 1558844.819 | 0 | 0 | 0 | 0 | 0 | 178801.4544 | 0 | 0 | 0 | 0 | 0 | 0 | 0 | 91193.4531 | 0 | 838207.0813 | 0 | 0 | 1121096.3433 | 4155094.8376 | 0 | 488.1672 | 0 | 195.2669 | 154.5863 | 0
MJ:[Primary MWH Sales at Generator] | 1056897.5574 | 1402.3831 | 0 | 0 | 0 | 77460.8927 | 417656.0031 | 883277.2356 | 0 | 93672.4167 | 0 | 11107.7687 | 0 | 0 | 0 | 12172.8736 | 0 | 0 | 0 | 0 | 0 | 0 | 0 | 0 | 0 | 0 | 0 | 0 | 0
MK:[Secondary MWH Sales at Generator] | 1743475.5757 | 105227.8073 | 0 | 6310080.7395 | 74540.7338 | 27204150.8661 | 10677233.6903 | 1737766.1806 | 0 | 0 | 102049.6956 | 0 | 60305793.5452 | 599036.5347 | 35083.1069 | 0 | 0 | 0 | 0 | 0 | 0 | 0 | 0 | 0 | 0 | 0 | 0 | 0 | 0
ML:[MWH Sales Excluding Certain Contracts] | 2800373.1331 | 106630.1904 | 1558844.819 | 6310080.7395 | 74540.7338 | 27281611.7588 | 11094889.6935 | 2621043.4161 | 178801.4544 | 93672.4167 | 102049.6956 | 11107.7687 | 60305793.5452 | 599036.5347 | 35083.1069 | 12172.8736 | 91193.4531 | 0 | 838207.0813 | 0 | 0 | 1121096.3433 | 4155094.8376 | 0 | 488.1672 | 0 | 195.2669 | 154.5863 | 0
CILC-1D | 2800373.1331 | 2800373.1331 | 2800373.1331 | 2800373.1331 | 2800373.1331 | 2800373.1331 | 2800373.1331 | 2800373.1331 | 2800373.1331 | 2800373.1331 | 2800373.1331 | 2800373.1331 | 2800373.1331 | 2800373.1331 | 2800373.1331 | 2800373.1331 | 2800373.1331
CILC-1G | 106630.1904 | 106630.1904 | 106630.1904 | 106630.1904 | 106630.1904 | 106630.1904 | 106630.1904 | 106630.1904 | 106630.1904 | 106630.1904 | 106630.1904 | 106630.1904 | 106630.1904 | 106630.1904 | 106630.1904 | 106630.1904 | 106630.1904
CILC-1T | 1558844.819 | 1558844.819 | 1558844.819 | 1558844.819 | 1558844.819 | 1558844.819 | 1558844.819 | 1558844.819 | 1558844.819 | 1558844.819 | 1558844.819 | 1558844.819 | 1558844.819 | 1558844.819 | 1558844.819 | 1558844.819 | 1558844.819
GS(T)-1 | 6310080.7395 | 6310080.7395 | 6310080.7395 | 6310080.7395 | 6310080.7395 | 6310080.7395 | 6310080.7395 | 6310080.7395 | 6310080.7395 | 6310080.7395 | 6310080.7395 | 6310080.7395 | 6310080.7395 | 6310080.7395 | 6310080.7395 | 6310080.7395 | 6310080.7395
GSCU-1 | 74540.7338 | 74540.7338 | 74540.7338 | 74540.7338 | 74540.7338 | 74540.7338 | 74540.7338 | 74540.7338 | 74540.7338 | 74540.7338 | 74540.7338 | 74540.7338 | 74540.7338 | 74540.7338 | 74540.7338 | 74540.7338 | 74540.7338
GSD(T)-1 | 27281611.7588 | 27281611.7588 | 27281611.7588 | 27281611.7588 | 27281611.7588 | 27281611.7588 | 27281611.7588 | 27281611.7588 | 27281611.7588 | 27281611.7588 | 27281611.7588 | 27281611.7588 | 27281611.7588 | 27281611.7588 | 27281611.7588 | 27281611.7588 | 27281611.7588
GSLD(T)-1 | 11094889.6935 | 11094889.6935 | 11094889.6935 | 11094889.6935 | 11094889.6935 | 11094889.6935 | 11094889.6935 | 11094889.6935 | 11094889.6935 | 11094889.6935 | 11094889.6935 | 11094889.6935 | 11094889.6935 | 11094889.6935 | 11094889.6935 | 11094889.6935 | 11094889.6935
GSLD(T)-2 | 2621043.4161 | 2621043.4161 | 2621043.4161 | 2621043.4161 | 2621043.4161 | 2621043.4161 | 2621043.4161 | 2621043.4161 | 2621043.4161 | 2621043.4161 | 2621043.4161 | 2621043.4161 | 2621043.4161 | 2621043.4161 | 2621043.4161 | 2621043.4161 | 2621043.4161
GSLD(T)-3 | 178801.4544 | 178801.4544 | 178801.4544 | 178801.4544 | 178801.4544 | 178801.4544 | 178801.4544 | 178801.4544 | 178801.4544 | 178801.4544 | 178801.4544 | 178801.4544 | 178801.4544 | 178801.4544 | 178801.4544 | 178801.4544 | 178801.4544
MET | 93672.4167 | 93672.4167 | 93672.4167 | 93672.4167 | 93672.4167 | 93672.4167 | 93672.4167 | 93672.4167 | 93672.4167 | 93672.4167 | 93672.4167 | 93672.4167 | 93672.4167 | 93672.4167 | 93672.4167 | 93672.4167 | 93672.4167
OL-1 | 102049.6956 | 102049.6956 | 102049.6956 | 102049.6956 | 102049.6956 | 102049.6956 | 102049.6956 | 102049.6956 | 102049.6956 | 102049.6956 | 102049.6956 | 102049.6956 | 102049.6956 | 102049.6956 | 102049.6956 | 102049.6956 | 102049.6956
OS-2 | 11107.7687 | 11107.7687 | 11107.7687 | 11107.7687 | 11107.7687 | 11107.7687 | 11107.7687 | 11107.7687 | 11107.7687 | 11107.7687 | 11107.7687 | 11107.7687 | 11107.7687 | 11107.7687 | 11107.7687 | 11107.7687 | 11107.7687
RS(T)-1 | 60305793.5452 | 60305793.5452 | 60305793.5452 | 60305793.5452 | 60305793.5452 | 60305793.5452 | 60305793.5452 | 60305793.5452 | 60305793.5452 | 60305793.5452 | 60305793.5452 | 60305793.5452 | 60305793.5452 | 60305793.5452 | 60305793.5452 | 60305793.5452 | 60305793.5452
SL-1 | 599036.5347 | 599036.5347 | 599036.5347 | 599036.5347 | 599036.5347 | 599036.5347 | 599036.5347 | 599036.5347 | 599036.5347 | 599036.5347 | 599036.5347 | 599036.5347 | 599036.5347 | 599036.5347 | 599036.5347 | 599036.5347 | 599036.5347
SL-2 | 35083.1069 | 35083.1069 | 35083.1069 | 35083.1069 | 35083.1069 | 35083.1069 | 35083.1069 | 35083.1069 | 35083.1069 | 35083.1069 | 35083.1069 | 35083.1069 | 35083.1069 | 35083.1069 | 35083.1069 | 35083.1069 | 35083.1069
SST-DST | 12172.8736 | 12172.8736 | 12172.8736 | 12172.8736 | 12172.8736 | 12172.8736 | 12172.8736 | 12172.8736 | 12172.8736 | 12172.8736 | 12172.8736 | 12172.8736 | 12172.8736 | 12172.8736 | 12172.8736 | 12172.8736 | 12172.8736
SST-TST | 91193.4531 | 91193.4531 | 91193.4531 | 91193.4531 | 91193.4531 | 91193.4531 | 91193.4531 | 91193.4531 | 91193.4531 | 91193.4531 | 91193.4531 | 91193.4531 | 91193.4531 | 91193.4531 | 91193.4531 | 91193.4531 | 91193.4531
FKEC | [17 empty] | 838207.0813 | 838207.0813 | 838207.0813 | 838207.0813 | 838207.0813 | 838207.0813 | 838207.0813 | 838207.0813 | 838207.0813 | 838207.0813 | 838207.0813 | 838207.0813
SEMINOLE | [17 empty] | 1121096.3433 | 1121096.3433 | 1121096.3433 | 1121096.3433 | 1121096.3433 | 1121096.3433 | 1121096.3433 | 1121096.3433 | 1121096.3433 | 1121096.3433 | 1121096.3433 | 1121096.3433
LCEC | [17 empty] | 4155094.8376 | 4155094.8376 | 4155094.8376 | 4155094.8376 | 4155094.8376 | 4155094.8376 | 4155094.8376 | 4155094.8376 | 4155094.8376 | 4155094.8376 | 4155094.8376 | 4155094.8376
WINTER PARK | [17 empty] | 488.1672 | 488.1672 | 488.1672 | 488.1672 | 488.1672 | 488.1672 | 488.1672 | 488.1672 | 488.1672 | 488.1672 | 488.1672 | 488.1672
HOMESTEAD | [17 empty] | 195.2669 | 195.2669 | 195.2669 | 195.2669 | 195.2669 | 195.2669 | 195.2669 | 195.2669 | 195.2669 | 195.2669 | 195.2669 | 195.2669
QUINCY | [17 empty] | 154.5863 | 154.5863 | 154.5863 | 154.5863 | 154.5863 | 154.5863 | 154.5863 | 154.5863 | 154.5863 | 154.5863 | 154.5863 | 154.5863
MM:[Total Retail/Wholesale] | 113276925.333 | 113276925.333 | 113276925.333 | 113276925.333 | 113276925.333 | 113276925.333 | 113276925.333 | 113276925.333 | 113276925.333 | 113276925.333 | 113276925.333 | 113276925.333 | 113276925.333 | 113276925.333 | 113276925.333 | 113276925.333 | 113276925.333 | 6115236.2825 | 6115236.2825 | 6115236.2825 | 6115236.2825 | 6115236.2825 | 6115236.2825 | 6115236.2825 | 6115236.2825 | 6115236.2825 | 6115236.2825 | 6115236.2825 | 6115236.2825
CILC-1D | 2800373.1331 | 2800373.1331 | 2800373.1331 | 2800373.1331 | 2800373.1331 | 2800373.1331 | 2800373.1331 | 2800373.1331 | 2800373.1331 | 2800373.1331 | 2800373.1331 | 2800373.1331 | 2800373.1331 | 2800373.1331 | 2800373.1331 | 2800373.1331 | 2800373.1331 | 2800373.1331 | 2800373.1331 | 2800373.1331 | 2800373.1331 | 2800373.1331 | 2800373.1331 | 2800373.1331 | 2800373.1331 | 2800373.1331 | 2800373.1331 | 2800373.1331 | 2800373.1331
CILC-1G | 106630.1904 | 106630.1904 | 106630.1904 | 106630.1904 | 106630.1904 | 106630.1904 | 106630.1904 | 106630.1904 | 106630.1904 | 106630.1904 | 106630.1904 | 106630.1904 | 106630.1904 | 106630.1904 | 106630.1904 | 106630.1904 | 106630.1904 | 106630.1904 | 106630.1904 | 106630.1904 | 106630.1904 | 106630.1904 | 106630.1904 | 106630.1904 | 106630.1904 | 106630.1904 | 106630.1904 | 106630.1904 | 106630.1904
CILC-1T | 1558844.819 | 1558844.819 | 1558844.819 | 1558844.819 | 1558844.819 | 1558844.819 | 1558844.819 | 1558844.819 | 1558844.819 | 1558844.819 | 1558844.819 | 1558844.819 | 1558844.819 | 1558844.819 | 1558844.819 | 1558844.819 | 1558844.819 | 1558844.819 | 1558844.819 | 1558844.819 | 1558844.819 | 1558844.819 | 1558844.819 | 1558844.819 | 1558844.819 | 1558844.819 | 1558844.819 | 1558844.819 | 1558844.819
GS(T)-1 | 6310080.7395 | 6310080.7395 | 6310080.7395 | 6310080.7395 | 6310080.7395 | 6310080.7395 | 6310080.7395 | 6310080.7395 | 6310080.7395 | 6310080.7395 | 6310080.7395 | 6310080.7395 | 6310080.7395 | 6310080.7395 | 6310080.7395 | 6310080.7395 | 6310080.7395 | 6310080.7395 | 6310080.7395 | 6310080.7395 | 6310080.7395 | 6310080.7395 | 6310080.7395 | 6310080.7395 | 6310080.7395 | 6310080.7395 | 6310080.7395 | 6310080.7395 | 6310080.7395
GSCU-1 | 74540.7338 | 74540.7338 | 74540.7338 | 74540.7338 | 74540.7338 | 74540.7338 | 74540.7338 | 74540.7338 | 74540.7338 | 74540.7338 | 74540.7338 | 74540.7338 | 74540.7338 | 74540.7338 | 74540.7338 | 74540.7338 | 74540.7338 | 74540.7338 | 74540.7338 | 74540.7338 | 74540.7338 | 74540.7338 | 74540.7338 | 74540.7338 | 74540.7338 | 74540.7338 | 74540.7338 | 74540.7338 | 74540.7338
GSD(T)-1 | 27281611.7588 | 27281611.7588 | 27281611.7588 | 27281611.7588 | 27281611.7588 | 27281611.7588 | 27281611.7588 | 27281611.7588 | 27281611.7588 | 27281611.7588 | 27281611.7588 | 27281611.7588 | 27281611.7588 | 27281611.7588 | 27281611.7588 | 27281611.7588 | 27281611.7588 | 27281611.7588 | 27281611.7588 | 27281611.7588 | 27281611.7588 | 27281611.7588 | 27281611.7588 | 27281611.7588 | 27281611.7588 | 27281611.7588 | 27281611.7588 | 27281611.7588 | 27281611.7588
GSLD(T)-1 | 11094889.6935 | 11094889.6935 | 11094889.6935 | 11094889.6935 | 11094889.6935 | 11094889.6935 | 11094889.6935 | 11094889.6935 | 11094889.6935 | 11094889.6935 | 11094889.6935 | 11094889.6935 | 11094889.6935 | 11094889.6935 | 11094889.6935 | 11094889.6935 | 11094889.6935 | 11094889.6935 | 11094889.6935 | 11094889.6935 | 11094889.6935 | 11094889.6935 | 11094889.6935 | 11094889.6935 | 11094889.6935 | 11094889.6935 | 11094889.6935 | 11094889.6935 | 11094889.6935
GSLD(T)-2 | 2621043.4161 | 2621043.4161 | 2621043.4161 | 2621043.4161 | 2621043.4161 | 2621043.4161 | 2621043.4161 | 2621043.4161 | 2621043.4161 | 2621043.4161 | 2621043.4161 | 2621043.4161 | 2621043.4161 | 2621043.4161 | 2621043.4161 | 2621043.4161 | 2621043.4161 | 2621043.4161 | 2621043.4161 | 2621043.4161 | 2621043.4161 | 2621043.4161 | 2621043.4161 | 2621043.4161 | 2621043.4161 | 2621043.4161 | 2621043.4161 | 2621043.4161 | 2621043.4161
GSLD(T)-3 | 178801.4544 | 178801.4544 | 178801.4544 | 178801.4544 | 178801.4544 | 178801.4544 | 178801.4544 | 178801.4544 | 178801.4544 | 178801.4544 | 178801.4544 | 178801.4544 | 178801.4544 | 178801.4544 | 178801.4544 | 178801.4544 | 178801.4544 | 178801.4544 | 178801.4544 | 178801.4544 | 178801.4544 | 178801.4544 | 178801.4544 | 178801.4544 | 178801.4544 | 178801.4544 | 178801.4544 | 178801.4544 | 178801.4544
MET | 93672.4167 | 93672.4167 | 93672.4167 | 93672.4167 | 93672.4167 | 93672.4167 | 93672.4167 | 93672.4167 | 93672.4167 | 93672.4167 | 93672.4167 | 93672.4167 | 93672.4167 | 93672.4167 | 93672.4167 | 93672.4167 | 93672.4167 | 93672.4167 | 93672.4167 | 93672.4167 | 93672.4167 | 93672.4167 | 93672.4167 | 93672.4167 | 93672.4167 | 93672.4167 | 93672.4167 | 93672.4167 | 93672.4167
OL-1 | 102049.6956 | 102049.6956 | 102049.6956 | 102049.6956 | 102049.6956 | 102049.6956 | 102049.6956 | 102049.6956 | 102049.6956 | 102049.6956 | 102049.6956 | 102049.6956 | 102049.6956 | 102049.6956 | 102049.6956 | 102049.6956 | 102049.6956 | 102049.6956 | 102049.6956 | 102049.6956 | 102049.6956 | 102049.6956 | 102049.6956 | 102049.6956 | 102049.6956 | 102049.6956 | 102049.6956 | 102049.6956 | 102049.6956
OS-2 | 11107.7687 | 11107.7687 | 11107.7687 | 11107.7687 | 11107.7687 | 11107.7687 | 11107.7687 | 11107.7687 | 11107.7687 | 11107.7687 | 11107.7687 | 11107.7687 | 11107.7687 | 11107.7687 | 11107.7687 | 11107.7687 | 11107.7687 | 11107.7687 | 11107.7687 | 11107.7687 | 11107.7687 | 11107.7687 | 11107.7687 | 11107.7687 | 11107.7687 | 11107.7687 | 11107.7687 | 11107.7687 | 11107.7687
RS(T)-1 | 60305793.5452 | 60305793.5452 | 60305793.5452 | 60305793.5452 | 60305793.5452 | 60305793.5452 | 60305793.5452 | 60305793.5452 | 60305793.5452 | 60305793.5452 | 60305793.5452 | 60305793.5452 | 60305793.5452 | 60305793.5452 | 60305793.5452 | 60305793.5452 | 60305793.5452 | 60305793.5452 | 60305793.5452 | 60305793.5452 | 60305793.5452 | 60305793.5452 | 60305793.5452 | 60305793.5452 | 60305793.5452 | 60305793.5452 | 60305793.5452 | 60305793.5452 | 60305793.5452
SL-1 | 599036.5347 | 599036.5347 | 599036.5347 | 599036.5347 | 599036.5347 | 599036.5347 | 599036.5347 | 599036.5347 | 599036.5347 | 599036.5347 | 599036.5347 | 599036.5347 | 599036.5347 | 599036.5347 | 599036.5347 | 599036.5347 | 599036.5347 | 599036.5347 | 599036.5347 | 599036.5347 | 599036.5347 | 599036.5347 | 599036.5347 | 599036.5347 | 599036.5347 | 599036.5347 | 599036.5347 | 599036.5347 | 599036.5347
SL-2 | 35083.1069 | 35083.1069 | 35083.1069 | 35083.1069 | 35083.1069 | 35083.1069 | 35083.1069 | 35083.1069 | 35083.1069 | 35083.1069 | 35083.1069 | 35083.1069 | 35083.1069 | 35083.1069 | 35083.1069 | 35083.1069 | 35083.1069 | 35083.1069 | 35083.1069 | 35083.1069 | 35083.1069 | 35083.1069 | 35083.1069 | 35083.1069 | 35083.1069 | 35083.1069 | 35083.1069 | 35083.1069 | 35083.1069
SST-DST | 12172.8736 | 12172.8736 | 12172.8736 | 12172.8736 | 12172.8736 | 12172.8736 | 12172.8736 | 12172.8736 | 12172.8736 | 12172.8736 | 12172.8736 | 12172.8736 | 12172.8736 | 12172.8736 | 12172.8736 | 12172.8736 | 12172.8736 | 12172.8736 | 12172.8736 | 12172.8736 | 12172.8736 | 12172.8736 | 12172.8736 | 12172.8736 | 12172.8736 | 12172.8736 | 12172.8736 | 12172.8736 | 12172.8736
SST-TST | 91193.4531 | 91193.4531 | 91193.4531 | 91193.4531 | 91193.4531 | 91193.4531 | 91193.4531 | 91193.4531 | 91193.4531 | 91193.4531 | 91193.4531 | 91193.4531 | 91193.4531 | 91193.4531 | 91193.4531 | 91193.4531 | 91193.4531 | 91193.4531 | 91193.4531 | 91193.4531 | 91193.4531 | 91193.4531 | 91193.4531 | 91193.4531 | 91193.4531 | 91193.4531 | 91193.4531 | 91193.4531 | 91193.4531
FKEC | 838207.0813 | 838207.0813 | 838207.0813 | 838207.0813 | 838207.0813 | 838207.0813 | 838207.0813 | 838207.0813 | 838207.0813 | 838207.0813 | 838207.0813 | 838207.0813 | 838207.0813 | 838207.0813 | 838207.0813 | 838207.0813 | 838207.0813 | 838207.0813 | 838207.0813 | 838207.0813 | 838207.0813 | 838207.0813 | 838207.0813 | 838207.0813 | 838207.0813 | 838207.0813 | 838207.0813 | 838207.0813 | 838207.0813
SEMINOLE | 1121096.3433 | 1121096.3433 | 1121096.3433 | 1121096.3433 | 1121096.3433 | 1121096.3433 | 1121096.3433 | 1121096.3433 | 1121096.3433 | 1121096.3433 | 1121096.3433 | 1121096.3433 | 1121096.3433 | 1121096.3433 | 1121096.3433 | 1121096.3433 | 1121096.3433 | 1121096.3433 | 1121096.3433 | 1121096.3433 | 1121096.3433 | 1121096.3433 | 1121096.3433 | 1121096.3433 | 1121096.3433 | 1121096.3433 | 1121096.3433 | 1121096.3433 | 1121096.3433
LCEC | 4155094.8376 | 4155094.8376 | 4155094.8376 | 4155094.8376 | 4155094.8376 | 4155094.8376 | 4155094.8376 | 4155094.8376 | 4155094.8376 | 4155094.8376 | 4155094.8376 | 4155094.8376 | 4155094.8376 | 4155094.8376 | 4155094.8376 | 4155094.8376 | 4155094.8376 | 4155094.8376 | 4155094.8376 | 4155094.8376 | 4155094.8376 | 4155094.8376 | 4155094.8376 | 4155094.8376 | 4155094.8376 | 4155094.8376 | 4155094.8376 | 4155094.8376 | 4155094.8376
WINTER PARK | 488.1672 | 488.1672 | 488.1672 | 488.1672 | 488.1672 | 488.1672 | 488.1672 | 488.1672 | 488.1672 | 488.1672 | 488.1672 | 488.1672 | 488.1672 | 488.1672 | 488.1672 | 488.1672 | 488.1672 | 488.1672 | 488.1672 | 488.1672 | 488.1672 | 488.1672 | 488.1672 | 488.1672 | 488.1672 | 488.1672 | 488.1672 | 488.1672 | 488.1672
HOMESTEAD | 195.2669 | 195.2669 | 195.2669 | 195.2669 | 195.2669 | 195.2669 | 195.2669 | 195.2669 | 195.2669 | 195.2669 | 195.2669 | 195.2669 | 195.2669 | 195.2669 | 195.2669 | 195.2669 | 195.2669 | 195.2669 | 195.2669 | 195.2669 | 195.2669 | 195.2669 | 195.2669 | 195.2669 | 195.2669 | 195.2669 | 195.2669 | 195.2669 | 195.2669
QUINCY | 154.5863 | 154.5863 | 154.5863 | 154.5863 | 154.5863 | 154.5863 | 154.5863 | 154.5863 | 154.5863 | 154.5863 | 154.5863 | 154.5863 | 154.5863 | 154.5863 | 154.5863 | 154.5863 | 154.5863 | 154.5863 | 154.5863 | 154.5863 | 154.5863 | 154.5863 | 154.5863 | 154.5863 | 154.5863 | 154.5863 | 154.5863 | 154.5863 | 154.5863
MN:[Total Company] | 119392161.6156 | 119392161.6156 | 119392161.6156 | 119392161.6156 | 119392161.6156 | 119392161.6156 | 119392161.6156 | 119392161.6156 | 119392161.6156 | 119392161.6156 | 119392161.6156 | 119392161.6156 | 119392161.6156 | 119392161.6156 | 119392161.6156 | 119392161.6156 | 119392161.6156 | 119392161.6156 | 119392161.6156 | 119392161.6156 | 119392161.6156 | 119392161.6156 | 119392161.6156 | 119392161.6156 | 119392161.6156 | 119392161.6156 | 119392161.6156 | 119392161.6156 | 119392161.6156
MO:[]
MP:[External Factor - FPL202] | 0.024721 | 0.00094132 | 0.013761 | 0.055705 | 0.00065804 | 0.24084 | 0.097945 | 0.023138 | 0.0015784 | 0.00082693 | 0.00090089 | 9.8059e-05 | 0.53237 | 0.0052882 | 0.00030971 | 0.00010746 | 0.00080505 | 0 | 0.13707 | 0 | 0 | 0.18333 | 0.67947 | 0 | 7.9828e-05 | 0 | 3.1931e-05 | 2.5279e-05 | 0
MQ:[% to Total System] | 0.023455 | 0.00089311 | 0.013057 | 0.052852 | 0.00062434 | 0.2285 | 0.092928 | 0.021953 | 0.0014976 | 0.00078458 | 0.00085474 | 9.3036e-05 | 0.50511 | 0.0050174 | 0.00029385 | 0.00010196 | 0.00076381 | 0 | 0.0070206 | 0 | 0 | 0.00939 | 0.034802 | 0 | 4.0888e-06 | 0 | 1.6355e-06 | 1.2948e-06 | 0
MR:[]
MS:[FPL203]
MT:[MWH Sales] | 2692047.078 | 101711.405 | 1532764.787 | 6017304.017 | 71082.174 | 26017376.183 | 10588644.419 | 2517488.592 | 175810.042 | 91241.144 | 97314.768 | 10819.466 | 57507710.08 | 571242.286 | 33455.312 | 11856.926 | 89667.754 | 0 | 824183.5766 | 0 | 0 | 1102340 | 4085578.613 | 0 | 480 | 0 | 192 | 152 | 0
MU:[MWH Sales Adjustment] | 0 | 0 | 0 | 0 | 0 | 0 | 0 | 0 | 0 | 0 | 0 | 0 | 0 | 0 | 0 | 0 | 0 | 0 | 0 | 0 | 0 | 0 | 0 | 0 | 0 | 0 | 0 | 0 | 0
MV:[Adjusted MWH Sales] | 2692047.078 | 101711.405 | 1532764.787 | 6017304.017 | 71082.174 | 26017376.183 | 10588644.419 | 2517488.592 | 175810.042 | 91241.144 | 97314.768 | 10819.466 | 57507710.08 | 571242.286 | 33455.312 | 11856.926 | 89667.754 | 0 | 824183.5766 | 0 | 0 | 1102340 | 4085578.613 | 0 | 480 | 0 | 192 | 152 | 0
MW:[% Transmission - KWH (KWH_TRANS)] | 0 | 0 | 1 | 0 | 0 | 0 | 0 | 0 | 1 | 0 | 0 | 0 | 0 | 0 | 0 | 0 | 1 | 1 | 1 | 1 | 1 | 1 | 1 | 1 | 1 | 1 | 1 | 1 | 1
MX:[Energy Expansion Factor - Transmission] | 1.017 | 1.017 | 1.017 | 1.017 | 1.017 | 1.017 | 1.017 | 1.017 | 1.017 | 1.017 | 1.017 | 1.017 | 1.017 | 1.017 | 1.017 | 1.017 | 1.017 | 1.017 | 1.017 | 1.017 | 1.017 | 1.017 | 1.017 | 1.017 | 1.017 | 1.017 | 1.017 | 1.017 | 1.017
MY:[Transmission MWH Sales at Generator] | 0 | 0 | 1558844.819 | 0 | 0 | 0 | 0 | 0 | 178801.4544 | 0 | 0 | 0 | 0 | 0 | 0 | 0 | 91193.4531 | 0 | 838207.0813 | 0 | 0 | 1121096.3433 | 4155094.8376 | 0 | 488.1672 | 0 | 195.2669 | 154.5863 | 0
MZ:[if] | 0 | 0 | 0 | 0 | 0 | 0 | 0 | 0 | 0 | 0 | 0 | 0 | 0 | 0 | 0 | 0 | 0 | 0 | 0 | 0 | 0 | 0 | 0 | 0 | 0 | 0 | 0 | 0 | 0
NA:[Contract Rate Class Summer CP] | 0 | 0 | 0 | 0 | 0 | 0 | 0 | 0 | 0 | 0 | 0 | 0 | 0 | 0 | 0 | 0 | 0 | 0 | 0 | 0 | 0 | 0 | 0 | 0 | 0 | 0 | 0 | 0 | 0
NB:[Non-Nuclear System Capacity Net of Reserve Margin]
NC:[Summer System Capacity (MWH)] | 0 | 0 | 0 | 0 | 0 | 0 | 0 | 0 | 0 | 0 | 0 | 0 | 0 | 0 | 0 | 0 | 0 | 0 | 0 | 0 | 0 | 0 | 0 | 0 | 0 | 0 | 0 | 0 | 0
ND:[Less: Summer Nuclear Capacity (MWH)] | 0 | 0 | 0 | 0 | 0 | 0 | 0 | 0 | 0 | 0 | 0 | 0 | 0 | 0 | 0 | 0 | 0 | 0 | 0 | 0 | 0 | 0 | 0 | 0 | 0 | 0 | 0 | 0 | 0
NE:[Non-Nuclear Summer Capacity (MWH)] | 0 | 0 | 0 | 0 | 0 | 0 | 0 | 0 | 0 | 0 | 0 | 0 | 0 | 0 | 0 | 0 | 0 | 0 | 0 | 0 | 0 | 0 | 0 | 0 | 0 | 0 | 0 | 0 | 0
NF:[Divide By: System Capacity Including Reserve Margin (100% + 25.2%)] | 0% | 0% | 0% | 0% | 0% | 0% | 0% | 0% | 0% | 0% | 0% | 0% | 0% | 0% | 0% | 0% | 0% | 0% | 0% | 0% | 0% | 0% | 0% | 0% | 0% | 0% | 0% | 0% | 0%
NG:[Non-Nuclear System Capacity Net of Reserve Margin] | 0 | 0 | 0 | 0 | 0 | 0 | 0 | 0 | 0 | 0 | 0 | 0 | 0 | 0 | 0 | 0 | 0 | 0 | 0 | 0 | 0 | 0 | 0 | 0 | 0 | 0 | 0 | 0 | 0
NH:[Contract Rate Class Contribution to Non-Nuclear Sys Capacity Net of Reserve Marg]
NI:[Contract Adjusted MWH Sales @ Generation]
NJ:[Total System MWH Sales @ Generation Excluding Contract] | 0 | 0 | 0 | 0 | 0 | 0 | 0 | 0 | 0 | 0 | 0 | 0 | 0 | 0 | 0 | 0 | 0 | 0 | 0 | 0 | 0 | 0 | 0 | 0 | 0 | 0 | 0 | 0 | 0
NK:[Contribution (Excluding Contract) to Non-Nuclear System Capacity Net of Reserve ] | 0% | 0% | 0% | 0% | 0% | 0% | 0% | 0% | 0% | 0% | 0% | 0% | 0% | 0% | 0% | 0% | 0% | 0% | 0% | 0% | 0% | 0% | 0% | 0% | 0% | 0% | 0% | 0% | 0%
NL:[Total System MWH Sales @ Generation Including Contract]
NM:[Contract Adjusted MWH Sales @ Generation] | 0 | 0 | 0 | 0 | 0 | 0 | 0 | 0 | 0 | 0 | 0 | 0 | 0 | 0 | 0 | 0 | 0 | 0 | 0 | 0 | 0 | 0 | 0 | 0 | 0 | 0 | 0 | 0 | 0
NN:[end if] | 0 | 0 | 0 | 0 | 0 | 0 | 0 | 0 | 0 | 0 | 0 | 0 | 0 | 0 | 0 | 0 | 0 | 0 | 0 | 0 | 0 | 0 | 0 | 0 | 0 | 0 | 0 | 0 | 0
NO:[]
NP:[MWH Sales] | 2692047.078 | 101711.405 | 1532764.787 | 6017304.017 | 71082.174 | 26017376.183 | 10588644.419 | 2517488.592 | 175810.042 | 91241.144 | 97314.768 | 10819.466 | 57507710.08 | 571242.286 | 33455.312 | 11856.926 | 89667.754 | 0 | 824183.5766 | 0 | 0 | 1102340 | 4085578.613 | 0 | 480 | 0 | 192 | 152 | 0
NQ:[MWH Sales Adjustment] | 0 | 0 | 0 | 0 | 0 | 0 | 0 | 0 | 0 | 0 | 0 | 0 | 0 | 0 | 0 | 0 | 0 | 0 | 0 | 0 | 0 | 0 | 0 | 0 | 0 | 0 | 0 | 0 | 0
NR:[Adjusted MWH] | 2692047.078 | 101711.405 | 1532764.787 | 6017304.017 | 71082.174 | 26017376.183 | 10588644.419 | 2517488.592 | 175810.042 | 91241.144 | 97314.768 | 10819.466 | 57507710.08 | 571242.286 | 33455.312 | 11856.926 | 89667.754 | 0 | 824183.5766 | 0 | 0 | 1102340 | 4085578.613 | 0 | 480 | 0 | 192 | 152 | 0
NS:[% Primary - KWH (KWH_PRI)] | 0.38241 | 0.01343 | 0 | 0 | 0 | 0.0029 | 0.03842 | 0.34175 | 0 | 1 | 0 | 1 | 0 | 0 | 0 | 1 | 0 | 0 | 0 | 0 | 0 | 0 | 0 | 0 | 0 | 0 | 0 | 0 | 0
NT:[Energy Expansion Factor - Primary] | 1.0266 | 1.0266 | 1.0266 | 1.0266 | 1.0266 | 1.0266 | 1.0266 | 1.0266 | 1.0266 | 1.0266 | 1.0266 | 1.0266 | 1.0266 | 1.0266 | 1.0266 | 1.0266 | 1.0266 | 1.0266 | 1.0266 | 1.0266 | 1.0266 | 1.0266 | 1.0266 | 1.0266 | 1.0266 | 1.0266 | 1.0266 | 1.0266 | 1.0266
NU:[Primary MWH Sales at Generator] | 1056897.5574 | 1402.3831 | 0 | 0 | 0 | 77460.8927 | 417656.0031 | 883277.2356 | 0 | 93672.4167 | 0 | 11107.7687 | 0 | 0 | 0 | 12172.8736 | 0 | 0 | 0 | 0 | 0 | 0 | 0 | 0 | 0 | 0 | 0 | 0 | 0
NV:[]
NW:[MWH Sales] | 2692047.078 | 101711.405 | 1532764.787 | 6017304.017 | 71082.174 | 26017376.183 | 10588644.419 | 2517488.592 | 175810.042 | 91241.144 | 97314.768 | 10819.466 | 57507710.08 | 571242.286 | 33455.312 | 11856.926 | 89667.754 | 0 | 824183.5766 | 0 | 0 | 1102340 | 4085578.613 | 0 | 480 | 0 | 192 | 152 | 0
NX:[MWH Sales Adjustment] | 0 | 0 | 0 | 0 | 0 | 0 | 0 | 0 | 0 | 0 | 0 | 0 | 0 | 0 | 0 | 0 | 0 | 0 | 0 | 0 | 0 | 0 | 0 | 0 | 0 | 0 | 0 | 0 | 0
NY:[Adjusted MWH Sales] | 2692047.078 | 101711.405 | 1532764.787 | 6017304.017 | 71082.174 | 26017376.183 | 10588644.419 | 2517488.592 | 175810.042 | 91241.144 | 97314.768 | 10819.466 | 57507710.08 | 571242.286 | 33455.312 | 11856.926 | 89667.754 | 0 | 824183.5766 | 0 | 0 | 1102340 | 4085578.613 | 0 | 480 | 0 | 192 | 152 | 0
NZ:[% Secondary - KWH (KWH_SEC)] | 0.61759 | 0.98657 | 0 | 1 | 1 | 0.9971 | 0.96158 | 0.65825 | 0 | 0 | 1 | 0 | 1 | 1 | 1 | 0 | 0 | 0 | 0 | 0 | 0 | 0 | 0 | 0 | 0 | 0 | 0 | 0 | 0
OA:[Energy Expansion Factor - Secondary] | 1.0487 | 1.0487 | 1.0487 | 1.0487 | 1.0487 | 1.0487 | 1.0487 | 1.0487 | 1.0487 | 1.0487 | 1.0487 | 1.0487 | 1.0487 | 1.0487 | 1.0487 | 1.0487 | 1.0487 | 1.0487 | 1.0487 | 1.0487 | 1.0487 | 1.0487 | 1.0487 | 1.0487 | 1.0487 | 1.0487 | 1.0487 | 1.0487 | 1.0487
OB:[Secondary MWH Sales at Generator] | 1743475.5757 | 105227.8073 | 0 | 6310080.7395 | 74540.7338 | 27204150.8661 | 10677233.6903 | 1737766.1806 | 0 | 0 | 102049.6956 | 0 | 60305793.5452 | 599036.5347 | 35083.1069 | 0 | 0 | 0 | 0 | 0 | 0 | 0 | 0 | 0 | 0 | 0 | 0 | 0 | 0
OC:[MWH Sales @ Generation:]
OD:[Transmission MWH Sales @ Generation] | 0 | 0 | 1558844.819 | 0 | 0 | 0 | 0 | 0 | 178801.4544 | 0 | 0 | 0 | 0 | 0 | 0 | 0 | 91193.4531 | 0 | 838207.0813 | 0 | 0 | 1121096.3433 | 4155094.8376 | 0 | 488.1672 | 0 | 195.2669 | 154.5863 | 0
OE:[Primary MWH Sales @ Generation] | 1056897.5574 | 1402.3831 | 0 | 0 | 0 | 77460.8927 | 417656.0031 | 883277.2356 | 0 | 93672.4167 | 0 | 11107.7687 | 0 | 0 | 0 | 12172.8736 | 0 | 0 | 0 | 0 | 0 | 0 | 0 | 0 | 0 | 0 | 0 | 0 | 0
OF:[Secondary MWH Sales @ Generation] | 1743475.5757 | 105227.8073 | 0 | 6310080.7395 | 74540.7338 | 27204150.8661 | 10677233.6903 | 1737766.1806 | 0 | 0 | 102049.6956 | 0 | 60305793.5452 | 599036.5347 | 35083.1069 | 0 | 0 | 0 | 0 | 0 | 0 | 0 | 0 | 0 | 0 | 0 | 0 | 0 | 0
OG:[Total MWH Sales @ Generation] | 2800373.1331 | 106630.1904 | 1558844.819 | 6310080.7395 | 74540.7338 | 27281611.7588 | 11094889.6935 | 2621043.4161 | 178801.4544 | 93672.4167 | 102049.6956 | 11107.7687 | 60305793.5452 | 599036.5347 | 35083.1069 | 12172.8736 | 91193.4531 | 0 | 838207.0813 | 0 | 0 | 1121096.3433 | 4155094.8376 | 0 | 488.1672 | 0 | 195.2669 | 154.5863 | 0
CILC-1D | 2800373.1331 | 2800373.1331 | 2800373.1331 | 2800373.1331 | 2800373.1331 | 2800373.1331 | 2800373.1331 | 2800373.1331 | 2800373.1331 | 2800373.1331 | 2800373.1331 | 2800373.1331 | 2800373.1331 | 2800373.1331 | 2800373.1331 | 2800373.1331 | 2800373.1331
CILC-1G | 106630.1904 | 106630.1904 | 106630.1904 | 106630.1904 | 106630.1904 | 106630.1904 | 106630.1904 | 106630.1904 | 106630.1904 | 106630.1904 | 106630.1904 | 106630.1904 | 106630.1904 | 106630.1904 | 106630.1904 | 106630.1904 | 106630.1904
CILC-1T | 1558844.819 | 1558844.819 | 1558844.819 | 1558844.819 | 1558844.819 | 1558844.819 | 1558844.819 | 1558844.819 | 1558844.819 | 1558844.819 | 1558844.819 | 1558844.819 | 1558844.819 | 1558844.819 | 1558844.819 | 1558844.819 | 1558844.819
GS(T)-1 | 6310080.7395 | 6310080.7395 | 6310080.7395 | 6310080.7395 | 6310080.7395 | 6310080.7395 | 6310080.7395 | 6310080.7395 | 6310080.7395 | 6310080.7395 | 6310080.7395 | 6310080.7395 | 6310080.7395 | 6310080.7395 | 6310080.7395 | 6310080.7395 | 6310080.7395
GSCU-1 | 74540.7338 | 74540.7338 | 74540.7338 | 74540.7338 | 74540.7338 | 74540.7338 | 74540.7338 | 74540.7338 | 74540.7338 | 74540.7338 | 74540.7338 | 74540.7338 | 74540.7338 | 74540.7338 | 74540.7338 | 74540.7338 | 74540.7338
GSD(T)-1 | 27281611.7588 | 27281611.7588 | 27281611.7588 | 27281611.7588 | 27281611.7588 | 27281611.7588 | 27281611.7588 | 27281611.7588 | 27281611.7588 | 27281611.7588 | 27281611.7588 | 27281611.7588 | 27281611.7588 | 27281611.7588 | 27281611.7588 | 27281611.7588 | 27281611.7588
GSLD(T)-1 | 11094889.6935 | 11094889.6935 | 11094889.6935 | 11094889.6935 | 11094889.6935 | 11094889.6935 | 11094889.6935 | 11094889.6935 | 11094889.6935 | 11094889.6935 | 11094889.6935 | 11094889.6935 | 11094889.6935 | 11094889.6935 | 11094889.6935 | 11094889.6935 | 11094889.6935
GSLD(T)-2 | 2621043.4161 | 2621043.4161 | 2621043.4161 | 2621043.4161 | 2621043.4161 | 2621043.4161 | 2621043.4161 | 2621043.4161 | 2621043.4161 | 2621043.4161 | 2621043.4161 | 2621043.4161 | 2621043.4161 | 2621043.4161 | 2621043.4161 | 2621043.4161 | 2621043.4161
GSLD(T)-3 | 178801.4544 | 178801.4544 | 178801.4544 | 178801.4544 | 178801.4544 | 178801.4544 | 178801.4544 | 178801.4544 | 178801.4544 | 178801.4544 | 178801.4544 | 178801.4544 | 178801.4544 | 178801.4544 | 178801.4544 | 178801.4544 | 178801.4544
MET | 93672.4167 | 93672.4167 | 93672.4167 | 93672.4167 | 93672.4167 | 93672.4167 | 93672.4167 | 93672.4167 | 93672.4167 | 93672.4167 | 93672.4167 | 93672.4167 | 93672.4167 | 93672.4167 | 93672.4167 | 93672.4167 | 93672.4167
OL-1 | 102049.6956 | 102049.6956 | 102049.6956 | 102049.6956 | 102049.6956 | 102049.6956 | 102049.6956 | 102049.6956 | 102049.6956 | 102049.6956 | 102049.6956 | 102049.6956 | 102049.6956 | 102049.6956 | 102049.6956 | 102049.6956 | 102049.6956
OS-2 | 11107.7687 | 11107.7687 | 11107.7687 | 11107.7687 | 11107.7687 | 11107.7687 | 11107.7687 | 11107.7687 | 11107.7687 | 11107.7687 | 11107.7687 | 11107.7687 | 11107.7687 | 11107.7687 | 11107.7687 | 11107.7687 | 11107.7687
RS(T)-1 | 60305793.5452 | 60305793.5452 | 60305793.5452 | 60305793.5452 | 60305793.5452 | 60305793.5452 | 60305793.5452 | 60305793.5452 | 60305793.5452 | 60305793.5452 | 60305793.5452 | 60305793.5452 | 60305793.5452 | 60305793.5452 | 60305793.5452 | 60305793.5452 | 60305793.5452
SL-1 | 599036.5347 | 599036.5347 | 599036.5347 | 599036.5347 | 599036.5347 | 599036.5347 | 599036.5347 | 599036.5347 | 599036.5347 | 599036.5347 | 599036.5347 | 599036.5347 | 599036.5347 | 599036.5347 | 599036.5347 | 599036.5347 | 599036.5347
SL-2 | 35083.1069 | 35083.1069 | 35083.1069 | 35083.1069 | 35083.1069 | 35083.1069 | 35083.1069 | 35083.1069 | 35083.1069 | 35083.1069 | 35083.1069 | 35083.1069 | 35083.1069 | 35083.1069 | 35083.1069 | 35083.1069 | 35083.1069
SST-DST | 12172.8736 | 12172.8736 | 12172.8736 | 12172.8736 | 12172.8736 | 12172.8736 | 12172.8736 | 12172.8736 | 12172.8736 | 12172.8736 | 12172.8736 | 12172.8736 | 12172.8736 | 12172.8736 | 12172.8736 | 12172.8736 | 12172.8736
SST-TST | 91193.4531 | 91193.4531 | 91193.4531 | 91193.4531 | 91193.4531 | 91193.4531 | 91193.4531 | 91193.4531 | 91193.4531 | 91193.4531 | 91193.4531 | 91193.4531 | 91193.4531 | 91193.4531 | 91193.4531 | 91193.4531 | 91193.4531
FKEC | [17 empty] | 838207.0813 | 838207.0813 | 838207.0813 | 838207.0813 | 838207.0813 | 838207.0813 | 838207.0813 | 838207.0813 | 838207.0813 | 838207.0813 | 838207.0813 | 838207.0813
SEMINOLE | [17 empty] | 1121096.3433 | 1121096.3433 | 1121096.3433 | 1121096.3433 | 1121096.3433 | 1121096.3433 | 1121096.3433 | 1121096.3433 | 1121096.3433 | 1121096.3433 | 1121096.3433 | 1121096.3433
LCEC | [17 empty] | 4155094.8376 | 4155094.8376 | 4155094.8376 | 4155094.8376 | 4155094.8376 | 4155094.8376 | 4155094.8376 | 4155094.8376 | 4155094.8376 | 4155094.8376 | 4155094.8376 | 4155094.8376
WINTER PARK | [17 empty] | 488.1672 | 488.1672 | 488.1672 | 488.1672 | 488.1672 | 488.1672 | 488.1672 | 488.1672 | 488.1672 | 488.1672 | 488.1672 | 488.1672
HOMESTEAD | [17 empty] | 195.2669 | 195.2669 | 195.2669 | 195.2669 | 195.2669 | 195.2669 | 195.2669 | 195.2669 | 195.2669 | 195.2669 | 195.2669 | 195.2669
QUINCY | [17 empty] | 154.5863 | 154.5863 | 154.5863 | 154.5863 | 154.5863 | 154.5863 | 154.5863 | 154.5863 | 154.5863 | 154.5863 | 154.5863 | 154.5863
OH:[Total Retail/Wholesale] | 113276925.333 | 113276925.333 | 113276925.333 | 113276925.333 | 113276925.333 | 113276925.333 | 113276925.333 | 113276925.333 | 113276925.333 | 113276925.333 | 113276925.333 | 113276925.333 | 113276925.333 | 113276925.333 | 113276925.333 | 113276925.333 | 113276925.333 | 6115236.2825 | 6115236.2825 | 6115236.2825 | 6115236.2825 | 6115236.2825 | 6115236.2825 | 6115236.2825 | 6115236.2825 | 6115236.2825 | 6115236.2825 | 6115236.2825 | 6115236.2825
CILC-1D | 2800373.1331 | 2800373.1331 | 2800373.1331 | 2800373.1331 | 2800373.1331 | 2800373.1331 | 2800373.1331 | 2800373.1331 | 2800373.1331 | 2800373.1331 | 2800373.1331 | 2800373.1331 | 2800373.1331 | 2800373.1331 | 2800373.1331 | 2800373.1331 | 2800373.1331 | 2800373.1331 | 2800373.1331 | 2800373.1331 | 2800373.1331 | 2800373.1331 | 2800373.1331 | 2800373.1331 | 2800373.1331 | 2800373.1331 | 2800373.1331 | 2800373.1331 | 2800373.1331
CILC-1G | 106630.1904 | 106630.1904 | 106630.1904 | 106630.1904 | 106630.1904 | 106630.1904 | 106630.1904 | 106630.1904 | 106630.1904 | 106630.1904 | 106630.1904 | 106630.1904 | 106630.1904 | 106630.1904 | 106630.1904 | 106630.1904 | 106630.1904 | 106630.1904 | 106630.1904 | 106630.1904 | 106630.1904 | 106630.1904 | 106630.1904 | 106630.1904 | 106630.1904 | 106630.1904 | 106630.1904 | 106630.1904 | 106630.1904
CILC-1T | 1558844.819 | 1558844.819 | 1558844.819 | 1558844.819 | 1558844.819 | 1558844.819 | 1558844.819 | 1558844.819 | 1558844.819 | 1558844.819 | 1558844.819 | 1558844.819 | 1558844.819 | 1558844.819 | 1558844.819 | 1558844.819 | 1558844.819 | 1558844.819 | 1558844.819 | 1558844.819 | 1558844.819 | 1558844.819 | 1558844.819 | 1558844.819 | 1558844.819 | 1558844.819 | 1558844.819 | 1558844.819 | 1558844.819
GS(T)-1 | 6310080.7395 | 6310080.7395 | 6310080.7395 | 6310080.7395 | 6310080.7395 | 6310080.7395 | 6310080.7395 | 6310080.7395 | 6310080.7395 | 6310080.7395 | 6310080.7395 | 6310080.7395 | 6310080.7395 | 6310080.7395 | 6310080.7395 | 6310080.7395 | 6310080.7395 | 6310080.7395 | 6310080.7395 | 6310080.7395 | 6310080.7395 | 6310080.7395 | 6310080.7395 | 6310080.7395 | 6310080.7395 | 6310080.7395 | 6310080.7395 | 6310080.7395 | 6310080.7395
GSCU-1 | 74540.7338 | 74540.7338 | 74540.7338 | 74540.7338 | 74540.7338 | 74540.7338 | 74540.7338 | 74540.7338 | 74540.7338 | 74540.7338 | 74540.7338 | 74540.7338 | 74540.7338 | 74540.7338 | 74540.7338 | 74540.7338 | 74540.7338 | 74540.7338 | 74540.7338 | 74540.7338 | 74540.7338 | 74540.7338 | 74540.7338 | 74540.7338 | 74540.7338 | 74540.7338 | 74540.7338 | 74540.7338 | 74540.7338
GSD(T)-1 | 27281611.7588 | 27281611.7588 | 27281611.7588 | 27281611.7588 | 27281611.7588 | 27281611.7588 | 27281611.7588 | 27281611.7588 | 27281611.7588 | 27281611.7588 | 27281611.7588 | 27281611.7588 | 27281611.7588 | 27281611.7588 | 27281611.7588 | 27281611.7588 | 27281611.7588 | 27281611.7588 | 27281611.7588 | 27281611.7588 | 27281611.7588 | 27281611.7588 | 27281611.7588 | 27281611.7588 | 27281611.7588 | 27281611.7588 | 27281611.7588 | 27281611.7588 | 27281611.7588
GSLD(T)-1 | 11094889.6935 | 11094889.6935 | 11094889.6935 | 11094889.6935 | 11094889.6935 | 11094889.6935 | 11094889.6935 | 11094889.6935 | 11094889.6935 | 11094889.6935 | 11094889.6935 | 11094889.6935 | 11094889.6935 | 11094889.6935 | 11094889.6935 | 11094889.6935 | 11094889.6935 | 11094889.6935 | 11094889.6935 | 11094889.6935 | 11094889.6935 | 11094889.6935 | 11094889.6935 | 11094889.6935 | 11094889.6935 | 11094889.6935 | 11094889.6935 | 11094889.6935 | 11094889.6935
GSLD(T)-2 | 2621043.4161 | 2621043.4161 | 2621043.4161 | 2621043.4161 | 2621043.4161 | 2621043.4161 | 2621043.4161 | 2621043.4161 | 2621043.4161 | 2621043.4161 | 2621043.4161 | 2621043.4161 | 2621043.4161 | 2621043.4161 | 2621043.4161 | 2621043.4161 | 2621043.4161 | 2621043.4161 | 2621043.4161 | 2621043.4161 | 2621043.4161 | 2621043.4161 | 2621043.4161 | 2621043.4161 | 2621043.4161 | 2621043.4161 | 2621043.4161 | 2621043.4161 | 2621043.4161
GSLD(T)-3 | 178801.4544 | 178801.4544 | 178801.4544 | 178801.4544 | 178801.4544 | 178801.4544 | 178801.4544 | 178801.4544 | 178801.4544 | 178801.4544 | 178801.4544 | 178801.4544 | 178801.4544 | 178801.4544 | 178801.4544 | 178801.4544 | 178801.4544 | 178801.4544 | 178801.4544 | 178801.4544 | 178801.4544 | 178801.4544 | 178801.4544 | 178801.4544 | 178801.4544 | 178801.4544 | 178801.4544 | 178801.4544 | 178801.4544
MET | 93672.4167 | 93672.4167 | 93672.4167 | 93672.4167 | 93672.4167 | 93672.4167 | 93672.4167 | 93672.4167 | 93672.4167 | 93672.4167 | 93672.4167 | 93672.4167 | 93672.4167 | 93672.4167 | 93672.4167 | 93672.4167 | 93672.4167 | 93672.4167 | 93672.4167 | 93672.4167 | 93672.4167 | 93672.4167 | 93672.4167 | 93672.4167 | 93672.4167 | 93672.4167 | 93672.4167 | 93672.4167 | 93672.4167
OL-1 | 102049.6956 | 102049.6956 | 102049.6956 | 102049.6956 | 102049.6956 | 102049.6956 | 102049.6956 | 102049.6956 | 102049.6956 | 102049.6956 | 102049.6956 | 102049.6956 | 102049.6956 | 102049.6956 | 102049.6956 | 102049.6956 | 102049.6956 | 102049.6956 | 102049.6956 | 102049.6956 | 102049.6956 | 102049.6956 | 102049.6956 | 102049.6956 | 102049.6956 | 102049.6956 | 102049.6956 | 102049.6956 | 102049.6956
OS-2 | 11107.7687 | 11107.7687 | 11107.7687 | 11107.7687 | 11107.7687 | 11107.7687 | 11107.7687 | 11107.7687 | 11107.7687 | 11107.7687 | 11107.7687 | 11107.7687 | 11107.7687 | 11107.7687 | 11107.7687 | 11107.7687 | 11107.7687 | 11107.7687 | 11107.7687 | 11107.7687 | 11107.7687 | 11107.7687 | 11107.7687 | 11107.7687 | 11107.7687 | 11107.7687 | 11107.7687 | 11107.7687 | 11107.7687
RS(T)-1 | 60305793.5452 | 60305793.5452 | 60305793.5452 | 60305793.5452 | 60305793.5452 | 60305793.5452 | 60305793.5452 | 60305793.5452 | 60305793.5452 | 60305793.5452 | 60305793.5452 | 60305793.5452 | 60305793.5452 | 60305793.5452 | 60305793.5452 | 60305793.5452 | 60305793.5452 | 60305793.5452 | 60305793.5452 | 60305793.5452 | 60305793.5452 | 60305793.5452 | 60305793.5452 | 60305793.5452 | 60305793.5452 | 60305793.5452 | 60305793.5452 | 60305793.5452 | 60305793.5452
SL-1 | 599036.5347 | 599036.5347 | 599036.5347 | 599036.5347 | 599036.5347 | 599036.5347 | 599036.5347 | 599036.5347 | 599036.5347 | 599036.5347 | 599036.5347 | 599036.5347 | 599036.5347 | 599036.5347 | 599036.5347 | 599036.5347 | 599036.5347 | 599036.5347 | 599036.5347 | 599036.5347 | 599036.5347 | 599036.5347 | 599036.5347 | 599036.5347 | 599036.5347 | 599036.5347 | 599036.5347 | 599036.5347 | 599036.5347
SL-2 | 35083.1069 | 35083.1069 | 35083.1069 | 35083.1069 | 35083.1069 | 35083.1069 | 35083.1069 | 35083.1069 | 35083.1069 | 35083.1069 | 35083.1069 | 35083.1069 | 35083.1069 | 35083.1069 | 35083.1069 | 35083.1069 | 35083.1069 | 35083.1069 | 35083.1069 | 35083.1069 | 35083.1069 | 35083.1069 | 35083.1069 | 35083.1069 | 35083.1069 | 35083.1069 | 35083.1069 | 35083.1069 | 35083.1069
SST-DST | 12172.8736 | 12172.8736 | 12172.8736 | 12172.8736 | 12172.8736 | 12172.8736 | 12172.8736 | 12172.8736 | 12172.8736 | 12172.8736 | 12172.8736 | 12172.8736 | 12172.8736 | 12172.8736 | 12172.8736 | 12172.8736 | 12172.8736 | 12172.8736 | 12172.8736 | 12172.8736 | 12172.8736 | 12172.8736 | 12172.8736 | 12172.8736 | 12172.8736 | 12172.8736 | 12172.8736 | 12172.8736 | 12172.8736
SST-TST | 91193.4531 | 91193.4531 | 91193.4531 | 91193.4531 | 91193.4531 | 91193.4531 | 91193.4531 | 91193.4531 | 91193.4531 | 91193.4531 | 91193.4531 | 91193.4531 | 91193.4531 | 91193.4531 | 91193.4531 | 91193.4531 | 91193.4531 | 91193.4531 | 91193.4531 | 91193.4531 | 91193.4531 | 91193.4531 | 91193.4531 | 91193.4531 | 91193.4531 | 91193.4531 | 91193.4531 | 91193.4531 | 91193.4531
FKEC | 838207.0813 | 838207.0813 | 838207.0813 | 838207.0813 | 838207.0813 | 838207.0813 | 838207.0813 | 838207.0813 | 838207.0813 | 838207.0813 | 838207.0813 | 838207.0813 | 838207.0813 | 838207.0813 | 838207.0813 | 838207.0813 | 838207.0813 | 838207.0813 | 838207.0813 | 838207.0813 | 838207.0813 | 838207.0813 | 838207.0813 | 838207.0813 | 838207.0813 | 838207.0813 | 838207.0813 | 838207.0813 | 838207.0813
SEMINOLE | 1121096.3433 | 1121096.3433 | 1121096.3433 | 1121096.3433 | 1121096.3433 | 1121096.3433 | 1121096.3433 | 1121096.3433 | 1121096.3433 | 1121096.3433 | 1121096.3433 | 1121096.3433 | 1121096.3433 | 1121096.3433 | 1121096.3433 | 1121096.3433 | 1121096.3433 | 1121096.3433 | 1121096.3433 | 1121096.3433 | 1121096.3433 | 1121096.3433 | 1121096.3433 | 1121096.3433 | 1121096.3433 | 1121096.3433 | 1121096.3433 | 1121096.3433 | 1121096.3433
LCEC | 4155094.8376 | 4155094.8376 | 4155094.8376 | 4155094.8376 | 4155094.8376 | 4155094.8376 | 4155094.8376 | 4155094.8376 | 4155094.8376 | 4155094.8376 | 4155094.8376 | 4155094.8376 | 4155094.8376 | 4155094.8376 | 4155094.8376 | 4155094.8376 | 4155094.8376 | 4155094.8376 | 4155094.8376 | 4155094.8376 | 4155094.8376 | 4155094.8376 | 4155094.8376 | 4155094.8376 | 4155094.8376 | 4155094.8376 | 4155094.8376 | 4155094.8376 | 4155094.8376
WINTER PARK | 488.1672 | 488.1672 | 488.1672 | 488.1672 | 488.1672 | 488.1672 | 488.1672 | 488.1672 | 488.1672 | 488.1672 | 488.1672 | 488.1672 | 488.1672 | 488.1672 | 488.1672 | 488.1672 | 488.1672 | 488.1672 | 488.1672 | 488.1672 | 488.1672 | 488.1672 | 488.1672 | 488.1672 | 488.1672 | 488.1672 | 488.1672 | 488.1672 | 488.1672
HOMESTEAD | 195.2669 | 195.2669 | 195.2669 | 195.2669 | 195.2669 | 195.2669 | 195.2669 | 195.2669 | 195.2669 | 195.2669 | 195.2669 | 195.2669 | 195.2669 | 195.2669 | 195.2669 | 195.2669 | 195.2669 | 195.2669 | 195.2669 | 195.2669 | 195.2669 | 195.2669 | 195.2669 | 195.2669 | 195.2669 | 195.2669 | 195.2669 | 195.2669 | 195.2669
QUINCY | 154.5863 | 154.5863 | 154.5863 | 154.5863 | 154.5863 | 154.5863 | 154.5863 | 154.5863 | 154.5863 | 154.5863 | 154.5863 | 154.5863 | 154.5863 | 154.5863 | 154.5863 | 154.5863 | 154.5863 | 154.5863 | 154.5863 | 154.5863 | 154.5863 | 154.5863 | 154.5863 | 154.5863 | 154.5863 | 154.5863 | 154.5863 | 154.5863 | 154.5863
OI:[Total Company] | 119392161.6156 | 119392161.6156 | 119392161.6156 | 119392161.6156 | 119392161.6156 | 119392161.6156 | 119392161.6156 | 119392161.6156 | 119392161.6156 | 119392161.6156 | 119392161.6156 | 119392161.6156 | 119392161.6156 | 119392161.6156 | 119392161.6156 | 119392161.6156 | 119392161.6156 | 119392161.6156 | 119392161.6156 | 119392161.6156 | 119392161.6156 | 119392161.6156 | 119392161.6156 | 119392161.6156 | 119392161.6156 | 119392161.6156 | 119392161.6156 | 119392161.6156 | 119392161.6156
OJ:[Adjusted MWH Sales @ Generation:]
OK:[if] | 0 | 0 | 0 | 0 | 0 | 0 | 0 | 0 | 0 | 0 | 0 | 0 | 0 | 0 | 0 | 0 | 0 | 0 | 0 | 0 | 0 | 0 | 0 | 0 | 0 | 0 | 0 | 0 | 0
OL:[Contract Adjusted MWH Sales @ Generation] | 0 | 0 | 0 | 0 | 0 | 0 | 0 | 0 | 0 | 0 | 0 | 0 | 0 | 0 | 0 | 0 | 0 | 0 | 0 | 0 | 0 | 0 | 0 | 0 | 0 | 0 | 0 | 0 | 0
OM:[else] | 1 | 1 | 1 | 1 | 1 | 1 | 1 | 1 | 1 | 1 | 1 | 1 | 1 | 1 | 1 | 1 | 1 | 1 | 1 | 1 | 1 | 1 | 1 | 1 | 1 | 1 | 1 | 1 | 1
ON:[Transmission MWH Sales @ Generation] | 0 | 0 | 1558844.819 | 0 | 0 | 0 | 0 | 0 | 178801.4544 | 0 | 0 | 0 | 0 | 0 | 0 | 0 | 91193.4531 | 0 | 838207.0813 | 0 | 0 | 1121096.3433 | 4155094.8376 | 0 | 488.1672 | 0 | 195.2669 | 154.5863 | 0
OO:[end if] | 0 | 0 | 0 | 0 | 0 | 0 | 0 | 0 | 0 | 0 | 0 | 0 | 0 | 0 | 0 | 0 | 0 | 0 | 0 | 0 | 0 | 0 | 0 | 0 | 0 | 0 | 0 | 0 | 0
OP:[Primary MWH Sales @ Generation] | 1056897.5574 | 1402.3831 | 0 | 0 | 0 | 77460.8927 | 417656.0031 | 883277.2356 | 0 | 93672.4167 | 0 | 11107.7687 | 0 | 0 | 0 | 12172.8736 | 0 | 0 | 0 | 0 | 0 | 0 | 0 | 0 | 0 | 0 | 0 | 0 | 0
OQ:[Secondary MWH Sales @ Generation] | 1743475.5757 | 105227.8073 | 0 | 6310080.7395 | 74540.7338 | 27204150.8661 | 10677233.6903 | 1737766.1806 | 0 | 0 | 102049.6956 | 0 | 60305793.5452 | 599036.5347 | 35083.1069 | 0 | 0 | 0 | 0 | 0 | 0 | 0 | 0 | 0 | 0 | 0 | 0 | 0 | 0
OS:[MWH Sales Adjusted for Certain Contracts] | 2800373.1331 | 106630.1904 | 1558844.819 | 6310080.7395 | 74540.7338 | 27281611.7588 | 11094889.6935 | 2621043.4161 | 178801.4544 | 93672.4167 | 102049.6956 | 11107.7687 | 60305793.5452 | 599036.5347 | 35083.1069 | 12172.8736 | 91193.4531 | 0 | 838207.0813 | 0 | 0 | 1121096.3433 | 4155094.8376 | 0 | 488.1672 | 0 | 195.2669 | 154.5863 | 0
CILC-1D | 2800373.1331 | 2800373.1331 | 2800373.1331 | 2800373.1331 | 2800373.1331 | 2800373.1331 | 2800373.1331 | 2800373.1331 | 2800373.1331 | 2800373.1331 | 2800373.1331 | 2800373.1331 | 2800373.1331 | 2800373.1331 | 2800373.1331 | 2800373.1331 | 2800373.1331
CILC-1G | 106630.1904 | 106630.1904 | 106630.1904 | 106630.1904 | 106630.1904 | 106630.1904 | 106630.1904 | 106630.1904 | 106630.1904 | 106630.1904 | 106630.1904 | 106630.1904 | 106630.1904 | 106630.1904 | 106630.1904 | 106630.1904 | 106630.1904
CILC-1T | 1558844.819 | 1558844.819 | 1558844.819 | 1558844.819 | 1558844.819 | 1558844.819 | 1558844.819 | 1558844.819 | 1558844.819 | 1558844.819 | 1558844.819 | 1558844.819 | 1558844.819 | 1558844.819 | 1558844.819 | 1558844.819 | 1558844.819
GS(T)-1 | 6310080.7395 | 6310080.7395 | 6310080.7395 | 6310080.7395 | 6310080.7395 | 6310080.7395 | 6310080.7395 | 6310080.7395 | 6310080.7395 | 6310080.7395 | 6310080.7395 | 6310080.7395 | 6310080.7395 | 6310080.7395 | 6310080.7395 | 6310080.7395 | 6310080.7395
GSCU-1 | 74540.7338 | 74540.7338 | 74540.7338 | 74540.7338 | 74540.7338 | 74540.7338 | 74540.7338 | 74540.7338 | 74540.7338 | 74540.7338 | 74540.7338 | 74540.7338 | 74540.7338 | 74540.7338 | 74540.7338 | 74540.7338 | 74540.7338
GSD(T)-1 | 27281611.7588 | 27281611.7588 | 27281611.7588 | 27281611.7588 | 27281611.7588 | 27281611.7588 | 27281611.7588 | 27281611.7588 | 27281611.7588 | 27281611.7588 | 27281611.7588 | 27281611.7588 | 27281611.7588 | 27281611.7588 | 27281611.7588 | 27281611.7588 | 27281611.7588
GSLD(T)-1 | 11094889.6935 | 11094889.6935 | 11094889.6935 | 11094889.6935 | 11094889.6935 | 11094889.6935 | 11094889.6935 | 11094889.6935 | 11094889.6935 | 11094889.6935 | 11094889.6935 | 11094889.6935 | 11094889.6935 | 11094889.6935 | 11094889.6935 | 11094889.6935 | 11094889.6935
GSLD(T)-2 | 2621043.4161 | 2621043.4161 | 2621043.4161 | 2621043.4161 | 2621043.4161 | 2621043.4161 | 2621043.4161 | 2621043.4161 | 2621043.4161 | 2621043.4161 | 2621043.4161 | 2621043.4161 | 2621043.4161 | 2621043.4161 | 2621043.4161 | 2621043.4161 | 2621043.4161
GSLD(T)-3 | 178801.4544 | 178801.4544 | 178801.4544 | 178801.4544 | 178801.4544 | 178801.4544 | 178801.4544 | 178801.4544 | 178801.4544 | 178801.4544 | 178801.4544 | 178801.4544 | 178801.4544 | 178801.4544 | 178801.4544 | 178801.4544 | 178801.4544
MET | 93672.4167 | 93672.4167 | 93672.4167 | 93672.4167 | 93672.4167 | 93672.4167 | 93672.4167 | 93672.4167 | 93672.4167 | 93672.4167 | 93672.4167 | 93672.4167 | 93672.4167 | 93672.4167 | 93672.4167 | 93672.4167 | 93672.4167
OL-1 | 102049.6956 | 102049.6956 | 102049.6956 | 102049.6956 | 102049.6956 | 102049.6956 | 102049.6956 | 102049.6956 | 102049.6956 | 102049.6956 | 102049.6956 | 102049.6956 | 102049.6956 | 102049.6956 | 102049.6956 | 102049.6956 | 102049.6956
OS-2 | 11107.7687 | 11107.7687 | 11107.7687 | 11107.7687 | 11107.7687 | 11107.7687 | 11107.7687 | 11107.7687 | 11107.7687 | 11107.7687 | 11107.7687 | 11107.7687 | 11107.7687 | 11107.7687 | 11107.7687 | 11107.7687 | 11107.7687
RS(T)-1 | 60305793.5452 | 60305793.5452 | 60305793.5452 | 60305793.5452 | 60305793.5452 | 60305793.5452 | 60305793.5452 | 60305793.5452 | 60305793.5452 | 60305793.5452 | 60305793.5452 | 60305793.5452 | 60305793.5452 | 60305793.5452 | 60305793.5452 | 60305793.5452 | 60305793.5452
SL-1 | 599036.5347 | 599036.5347 | 599036.5347 | 599036.5347 | 599036.5347 | 599036.5347 | 599036.5347 | 599036.5347 | 599036.5347 | 599036.5347 | 599036.5347 | 599036.5347 | 599036.5347 | 599036.5347 | 599036.5347 | 599036.5347 | 599036.5347
SL-2 | 35083.1069 | 35083.1069 | 35083.1069 | 35083.1069 | 35083.1069 | 35083.1069 | 35083.1069 | 35083.1069 | 35083.1069 | 35083.1069 | 35083.1069 | 35083.1069 | 35083.1069 | 35083.1069 | 35083.1069 | 35083.1069 | 35083.1069
SST-DST | 12172.8736 | 12172.8736 | 12172.8736 | 12172.8736 | 12172.8736 | 12172.8736 | 12172.8736 | 12172.8736 | 12172.8736 | 12172.8736 | 12172.8736 | 12172.8736 | 12172.8736 | 12172.8736 | 12172.8736 | 12172.8736 | 12172.8736
SST-TST | 91193.4531 | 91193.4531 | 91193.4531 | 91193.4531 | 91193.4531 | 91193.4531 | 91193.4531 | 91193.4531 | 91193.4531 | 91193.4531 | 91193.4531 | 91193.4531 | 91193.4531 | 91193.4531 | 91193.4531 | 91193.4531 | 91193.4531
FKEC | [17 empty] | 838207.0813 | 838207.0813 | 838207.0813 | 838207.0813 | 838207.0813 | 838207.0813 | 838207.0813 | 838207.0813 | 838207.0813 | 838207.0813 | 838207.0813 | 838207.0813
SEMINOLE | [17 empty] | 1121096.3433 | 1121096.3433 | 1121096.3433 | 1121096.3433 | 1121096.3433 | 1121096.3433 | 1121096.3433 | 1121096.3433 | 1121096.3433 | 1121096.3433 | 1121096.3433 | 1121096.3433
LCEC | [17 empty] | 4155094.8376 | 4155094.8376 | 4155094.8376 | 4155094.8376 | 4155094.8376 | 4155094.8376 | 4155094.8376 | 4155094.8376 | 4155094.8376 | 4155094.8376 | 4155094.8376 | 4155094.8376
WINTER PARK | [17 empty] | 488.1672 | 488.1672 | 488.1672 | 488.1672 | 488.1672 | 488.1672 | 488.1672 | 488.1672 | 488.1672 | 488.1672 | 488.1672 | 488.1672
HOMESTEAD | [17 empty] | 195.2669 | 195.2669 | 195.2669 | 195.2669 | 195.2669 | 195.2669 | 195.2669 | 195.2669 | 195.2669 | 195.2669 | 195.2669 | 195.2669
QUINCY | [17 empty] | 154.5863 | 154.5863 | 154.5863 | 154.5863 | 154.5863 | 154.5863 | 154.5863 | 154.5863 | 154.5863 | 154.5863 | 154.5863 | 154.5863
OT:[Total Retail/Wholesale] | 113276925.333 | 113276925.333 | 113276925.333 | 113276925.333 | 113276925.333 | 113276925.333 | 113276925.333 | 113276925.333 | 113276925.333 | 113276925.333 | 113276925.333 | 113276925.333 | 113276925.333 | 113276925.333 | 113276925.333 | 113276925.333 | 113276925.333 | 6115236.2825 | 6115236.2825 | 6115236.2825 | 6115236.2825 | 6115236.2825 | 6115236.2825 | 6115236.2825 | 6115236.2825 | 6115236.2825 | 6115236.2825 | 6115236.2825 | 6115236.2825
CILC-1D | 2800373.1331 | 2800373.1331 | 2800373.1331 | 2800373.1331 | 2800373.1331 | 2800373.1331 | 2800373.1331 | 2800373.1331 | 2800373.1331 | 2800373.1331 | 2800373.1331 | 2800373.1331 | 2800373.1331 | 2800373.1331 | 2800373.1331 | 2800373.1331 | 2800373.1331 | 2800373.1331 | 2800373.1331 | 2800373.1331 | 2800373.1331 | 2800373.1331 | 2800373.1331 | 2800373.1331 | 2800373.1331 | 2800373.1331 | 2800373.1331 | 2800373.1331 | 2800373.1331
CILC-1G | 106630.1904 | 106630.1904 | 106630.1904 | 106630.1904 | 106630.1904 | 106630.1904 | 106630.1904 | 106630.1904 | 106630.1904 | 106630.1904 | 106630.1904 | 106630.1904 | 106630.1904 | 106630.1904 | 106630.1904 | 106630.1904 | 106630.1904 | 106630.1904 | 106630.1904 | 106630.1904 | 106630.1904 | 106630.1904 | 106630.1904 | 106630.1904 | 106630.1904 | 106630.1904 | 106630.1904 | 106630.1904 | 106630.1904
CILC-1T | 1558844.819 | 1558844.819 | 1558844.819 | 1558844.819 | 1558844.819 | 1558844.819 | 1558844.819 | 1558844.819 | 1558844.819 | 1558844.819 | 1558844.819 | 1558844.819 | 1558844.819 | 1558844.819 | 1558844.819 | 1558844.819 | 1558844.819 | 1558844.819 | 1558844.819 | 1558844.819 | 1558844.819 | 1558844.819 | 1558844.819 | 1558844.819 | 1558844.819 | 1558844.819 | 1558844.819 | 1558844.819 | 1558844.819
GS(T)-1 | 6310080.7395 | 6310080.7395 | 6310080.7395 | 6310080.7395 | 6310080.7395 | 6310080.7395 | 6310080.7395 | 6310080.7395 | 6310080.7395 | 6310080.7395 | 6310080.7395 | 6310080.7395 | 6310080.7395 | 6310080.7395 | 6310080.7395 | 6310080.7395 | 6310080.7395 | 6310080.7395 | 6310080.7395 | 6310080.7395 | 6310080.7395 | 6310080.7395 | 6310080.7395 | 6310080.7395 | 6310080.7395 | 6310080.7395 | 6310080.7395 | 6310080.7395 | 6310080.7395
GSCU-1 | 74540.7338 | 74540.7338 | 74540.7338 | 74540.7338 | 74540.7338 | 74540.7338 | 74540.7338 | 74540.7338 | 74540.7338 | 74540.7338 | 74540.7338 | 74540.7338 | 74540.7338 | 74540.7338 | 74540.7338 | 74540.7338 | 74540.7338 | 74540.7338 | 74540.7338 | 74540.7338 | 74540.7338 | 74540.7338 | 74540.7338 | 74540.7338 | 74540.7338 | 74540.7338 | 74540.7338 | 74540.7338 | 74540.7338
GSD(T)-1 | 27281611.7588 | 27281611.7588 | 27281611.7588 | 27281611.7588 | 27281611.7588 | 27281611.7588 | 27281611.7588 | 27281611.7588 | 27281611.7588 | 27281611.7588 | 27281611.7588 | 27281611.7588 | 27281611.7588 | 27281611.7588 | 27281611.7588 | 27281611.7588 | 27281611.7588 | 27281611.7588 | 27281611.7588 | 27281611.7588 | 27281611.7588 | 27281611.7588 | 27281611.7588 | 27281611.7588 | 27281611.7588 | 27281611.7588 | 27281611.7588 | 27281611.7588 | 27281611.7588
GSLD(T)-1 | 11094889.6935 | 11094889.6935 | 11094889.6935 | 11094889.6935 | 11094889.6935 | 11094889.6935 | 11094889.6935 | 11094889.6935 | 11094889.6935 | 11094889.6935 | 11094889.6935 | 11094889.6935 | 11094889.6935 | 11094889.6935 | 11094889.6935 | 11094889.6935 | 11094889.6935 | 11094889.6935 | 11094889.6935 | 11094889.6935 | 11094889.6935 | 11094889.6935 | 11094889.6935 | 11094889.6935 | 11094889.6935 | 11094889.6935 | 11094889.6935 | 11094889.6935 | 11094889.6935
GSLD(T)-2 | 2621043.4161 | 2621043.4161 | 2621043.4161 | 2621043.4161 | 2621043.4161 | 2621043.4161 | 2621043.4161 | 2621043.4161 | 2621043.4161 | 2621043.4161 | 2621043.4161 | 2621043.4161 | 2621043.4161 | 2621043.4161 | 2621043.4161 | 2621043.4161 | 2621043.4161 | 2621043.4161 | 2621043.4161 | 2621043.4161 | 2621043.4161 | 2621043.4161 | 2621043.4161 | 2621043.4161 | 2621043.4161 | 2621043.4161 | 2621043.4161 | 2621043.4161 | 2621043.4161
GSLD(T)-3 | 178801.4544 | 178801.4544 | 178801.4544 | 178801.4544 | 178801.4544 | 178801.4544 | 178801.4544 | 178801.4544 | 178801.4544 | 178801.4544 | 178801.4544 | 178801.4544 | 178801.4544 | 178801.4544 | 178801.4544 | 178801.4544 | 178801.4544 | 178801.4544 | 178801.4544 | 178801.4544 | 178801.4544 | 178801.4544 | 178801.4544 | 178801.4544 | 178801.4544 | 178801.4544 | 178801.4544 | 178801.4544 | 178801.4544
MET | 93672.4167 | 93672.4167 | 93672.4167 | 93672.4167 | 93672.4167 | 93672.4167 | 93672.4167 | 93672.4167 | 93672.4167 | 93672.4167 | 93672.4167 | 93672.4167 | 93672.4167 | 93672.4167 | 93672.4167 | 93672.4167 | 93672.4167 | 93672.4167 | 93672.4167 | 93672.4167 | 93672.4167 | 93672.4167 | 93672.4167 | 93672.4167 | 93672.4167 | 93672.4167 | 93672.4167 | 93672.4167 | 93672.4167
OL-1 | 102049.6956 | 102049.6956 | 102049.6956 | 102049.6956 | 102049.6956 | 102049.6956 | 102049.6956 | 102049.6956 | 102049.6956 | 102049.6956 | 102049.6956 | 102049.6956 | 102049.6956 | 102049.6956 | 102049.6956 | 102049.6956 | 102049.6956 | 102049.6956 | 102049.6956 | 102049.6956 | 102049.6956 | 102049.6956 | 102049.6956 | 102049.6956 | 102049.6956 | 102049.6956 | 102049.6956 | 102049.6956 | 102049.6956
OS-2 | 11107.7687 | 11107.7687 | 11107.7687 | 11107.7687 | 11107.7687 | 11107.7687 | 11107.7687 | 11107.7687 | 11107.7687 | 11107.7687 | 11107.7687 | 11107.7687 | 11107.7687 | 11107.7687 | 11107.7687 | 11107.7687 | 11107.7687 | 11107.7687 | 11107.7687 | 11107.7687 | 11107.7687 | 11107.7687 | 11107.7687 | 11107.7687 | 11107.7687 | 11107.7687 | 11107.7687 | 11107.7687 | 11107.7687
RS(T)-1 | 60305793.5452 | 60305793.5452 | 60305793.5452 | 60305793.5452 | 60305793.5452 | 60305793.5452 | 60305793.5452 | 60305793.5452 | 60305793.5452 | 60305793.5452 | 60305793.5452 | 60305793.5452 | 60305793.5452 | 60305793.5452 | 60305793.5452 | 60305793.5452 | 60305793.5452 | 60305793.5452 | 60305793.5452 | 60305793.5452 | 60305793.5452 | 60305793.5452 | 60305793.5452 | 60305793.5452 | 60305793.5452 | 60305793.5452 | 60305793.5452 | 60305793.5452 | 60305793.5452
SL-1 | 599036.5347 | 599036.5347 | 599036.5347 | 599036.5347 | 599036.5347 | 599036.5347 | 599036.5347 | 599036.5347 | 599036.5347 | 599036.5347 | 599036.5347 | 599036.5347 | 599036.5347 | 599036.5347 | 599036.5347 | 599036.5347 | 599036.5347 | 599036.5347 | 599036.5347 | 599036.5347 | 599036.5347 | 599036.5347 | 599036.5347 | 599036.5347 | 599036.5347 | 599036.5347 | 599036.5347 | 599036.5347 | 599036.5347
SL-2 | 35083.1069 | 35083.1069 | 35083.1069 | 35083.1069 | 35083.1069 | 35083.1069 | 35083.1069 | 35083.1069 | 35083.1069 | 35083.1069 | 35083.1069 | 35083.1069 | 35083.1069 | 35083.1069 | 35083.1069 | 35083.1069 | 35083.1069 | 35083.1069 | 35083.1069 | 35083.1069 | 35083.1069 | 35083.1069 | 35083.1069 | 35083.1069 | 35083.1069 | 35083.1069 | 35083.1069 | 35083.1069 | 35083.1069
SST-DST | 12172.8736 | 12172.8736 | 12172.8736 | 12172.8736 | 12172.8736 | 12172.8736 | 12172.8736 | 12172.8736 | 12172.8736 | 12172.8736 | 12172.8736 | 12172.8736 | 12172.8736 | 12172.8736 | 12172.8736 | 12172.8736 | 12172.8736 | 12172.8736 | 12172.8736 | 12172.8736 | 12172.8736 | 12172.8736 | 12172.8736 | 12172.8736 | 12172.8736 | 12172.8736 | 12172.8736 | 12172.8736 | 12172.8736
SST-TST | 91193.4531 | 91193.4531 | 91193.4531 | 91193.4531 | 91193.4531 | 91193.4531 | 91193.4531 | 91193.4531 | 91193.4531 | 91193.4531 | 91193.4531 | 91193.4531 | 91193.4531 | 91193.4531 | 91193.4531 | 91193.4531 | 91193.4531 | 91193.4531 | 91193.4531 | 91193.4531 | 91193.4531 | 91193.4531 | 91193.4531 | 91193.4531 | 91193.4531 | 91193.4531 | 91193.4531 | 91193.4531 | 91193.4531
FKEC | 838207.0813 | 838207.0813 | 838207.0813 | 838207.0813 | 838207.0813 | 838207.0813 | 838207.0813 | 838207.0813 | 838207.0813 | 838207.0813 | 838207.0813 | 838207.0813 | 838207.0813 | 838207.0813 | 838207.0813 | 838207.0813 | 838207.0813 | 838207.0813 | 838207.0813 | 838207.0813 | 838207.0813 | 838207.0813 | 838207.0813 | 838207.0813 | 838207.0813 | 838207.0813 | 838207.0813 | 838207.0813 | 838207.0813
SEMINOLE | 1121096.3433 | 1121096.3433 | 1121096.3433 | 1121096.3433 | 1121096.3433 | 1121096.3433 | 1121096.3433 | 1121096.3433 | 1121096.3433 | 1121096.3433 | 1121096.3433 | 1121096.3433 | 1121096.3433 | 1121096.3433 | 1121096.3433 | 1121096.3433 | 1121096.3433 | 1121096.3433 | 1121096.3433 | 1121096.3433 | 1121096.3433 | 1121096.3433 | 1121096.3433 | 1121096.3433 | 1121096.3433 | 1121096.3433 | 1121096.3433 | 1121096.3433 | 1121096.3433
LCEC | 4155094.8376 | 4155094.8376 | 4155094.8376 | 4155094.8376 | 4155094.8376 | 4155094.8376 | 4155094.8376 | 4155094.8376 | 4155094.8376 | 4155094.8376 | 4155094.8376 | 4155094.8376 | 4155094.8376 | 4155094.8376 | 4155094.8376 | 4155094.8376 | 4155094.8376 | 4155094.8376 | 4155094.8376 | 4155094.8376 | 4155094.8376 | 4155094.8376 | 4155094.8376 | 4155094.8376 | 4155094.8376 | 4155094.8376 | 4155094.8376 | 4155094.8376 | 4155094.8376
WINTER PARK | 488.1672 | 488.1672 | 488.1672 | 488.1672 | 488.1672 | 488.1672 | 488.1672 | 488.1672 | 488.1672 | 488.1672 | 488.1672 | 488.1672 | 488.1672 | 488.1672 | 488.1672 | 488.1672 | 488.1672 | 488.1672 | 488.1672 | 488.1672 | 488.1672 | 488.1672 | 488.1672 | 488.1672 | 488.1672 | 488.1672 | 488.1672 | 488.1672 | 488.1672
HOMESTEAD | 195.2669 | 195.2669 | 195.2669 | 195.2669 | 195.2669 | 195.2669 | 195.2669 | 195.2669 | 195.2669 | 195.2669 | 195.2669 | 195.2669 | 195.2669 | 195.2669 | 195.2669 | 195.2669 | 195.2669 | 195.2669 | 195.2669 | 195.2669 | 195.2669 | 195.2669 | 195.2669 | 195.2669 | 195.2669 | 195.2669 | 195.2669 | 195.2669 | 195.2669
QUINCY | 154.5863 | 154.5863 | 154.5863 | 154.5863 | 154.5863 | 154.5863 | 154.5863 | 154.5863 | 154.5863 | 154.5863 | 154.5863 | 154.5863 | 154.5863 | 154.5863 | 154.5863 | 154.5863 | 154.5863 | 154.5863 | 154.5863 | 154.5863 | 154.5863 | 154.5863 | 154.5863 | 154.5863 | 154.5863 | 154.5863 | 154.5863 | 154.5863 | 154.5863
OU:[Total Company] | 119392161.6156 | 119392161.6156 | 119392161.6156 | 119392161.6156 | 119392161.6156 | 119392161.6156 | 119392161.6156 | 119392161.6156 | 119392161.6156 | 119392161.6156 | 119392161.6156 | 119392161.6156 | 119392161.6156 | 119392161.6156 | 119392161.6156 | 119392161.6156 | 119392161.6156 | 119392161.6156 | 119392161.6156 | 119392161.6156 | 119392161.6156 | 119392161.6156 | 119392161.6156 | 119392161.6156 | 119392161.6156 | 119392161.6156 | 119392161.6156 | 119392161.6156 | 119392161.6156
OV:[]
OW:[External Factor - FPL203] | 0.024721 | 0.00094132 | 0.013761 | 0.055705 | 0.00065804 | 0.24084 | 0.097945 | 0.023138 | 0.0015784 | 0.00082693 | 0.00090089 | 9.8059e-05 | 0.53237 | 0.0052882 | 0.00030971 | 0.00010746 | 0.00080505 | 0 | 0.13707 | 0 | 0 | 0.18333 | 0.67947 | 0 | 7.9828e-05 | 0 | 3.1931e-05 | 2.5279e-05 | 0
OX:[% to Total System] | 0.023455 | 0.00089311 | 0.013057 | 0.052852 | 0.00062434 | 0.2285 | 0.092928 | 0.021953 | 0.0014976 | 0.00078458 | 0.00085474 | 9.3036e-05 | 0.50511 | 0.0050174 | 0.00029385 | 0.00010196 | 0.00076381 | 0 | 0.0070206 | 0 | 0 | 0.00939 | 0.034802 | 0 | 4.0888e-06 | 0 | 1.6355e-06 | 1.2948e-06 | 0
OY:[]
OZ:[FPL205]
PA:[Net Uncollectibles] | 0 | 0 | 0 | 902342.8524 | 0 | 860598.3147 | 47066.0293 | 0 | 0 | 0 | 60597.7627 | 0 | 7871082.7314 | 254846.9065 | 0 | 0 | 0 | 0 | 0 | 0 | 0 | 0 | 0 | 0 | 0 | 0 | 0 | 0 | 0
GS(T)-1 | 902342.8524 | 902342.8524 | 902342.8524 | 902342.8524 | 902342.8524 | 902342.8524 | 902342.8524 | 902342.8524 | 902342.8524 | 902342.8524 | 902342.8524 | 902342.8524 | 902342.8524 | 902342.8524 | 902342.8524 | 902342.8524 | 902342.8524
GSD(T)-1 | 860598.3147 | 860598.3147 | 860598.3147 | 860598.3147 | 860598.3147 | 860598.3147 | 860598.3147 | 860598.3147 | 860598.3147 | 860598.3147 | 860598.3147 | 860598.3147 | 860598.3147 | 860598.3147 | 860598.3147 | 860598.3147 | 860598.3147
GSLD(T)-1 | 47066.0293 | 47066.0293 | 47066.0293 | 47066.0293 | 47066.0293 | 47066.0293 | 47066.0293 | 47066.0293 | 47066.0293 | 47066.0293 | 47066.0293 | 47066.0293 | 47066.0293 | 47066.0293 | 47066.0293 | 47066.0293 | 47066.0293
OL-1 | 60597.7627 | 60597.7627 | 60597.7627 | 60597.7627 | 60597.7627 | 60597.7627 | 60597.7627 | 60597.7627 | 60597.7627 | 60597.7627 | 60597.7627 | 60597.7627 | 60597.7627 | 60597.7627 | 60597.7627 | 60597.7627 | 60597.7627
RS(T)-1 | 7871082.7314 | 7871082.7314 | 7871082.7314 | 7871082.7314 | 7871082.7314 | 7871082.7314 | 7871082.7314 | 7871082.7314 | 7871082.7314 | 7871082.7314 | 7871082.7314 | 7871082.7314 | 7871082.7314 | 7871082.7314 | 7871082.7314 | 7871082.7314 | 7871082.7314
SL-1 | 254846.9065 | 254846.9065 | 254846.9065 | 254846.9065 | 254846.9065 | 254846.9065 | 254846.9065 | 254846.9065 | 254846.9065 | 254846.9065 | 254846.9065 | 254846.9065 | 254846.9065 | 254846.9065 | 254846.9065 | 254846.9065 | 254846.9065
PB:[Total Retail/Wholesale] | 9996534.597 | 9996534.597 | 9996534.597 | 9996534.597 | 9996534.597 | 9996534.597 | 9996534.597 | 9996534.597 | 9996534.597 | 9996534.597 | 9996534.597 | 9996534.597 | 9996534.597 | 9996534.597 | 9996534.597 | 9996534.597 | 9996534.597 | 0 | 0 | 0 | 0 | 0 | 0 | 0 | 0 | 0 | 0 | 0 | 0
PC:[]
PD:[External Factor - FPL205] | 0 | 0 | 0 | 0.090266 | 0 | 0.08609 | 0.0047082 | 0 | 0 | 0 | 0.0060619 | 0 | 0.78738 | 0.025494 | 0 | 0 | 0 | 0 | 0 | 0 | 0 | 0 | 0 | 0 | 0 | 0 | 0 | 0 | 0
PE:[% to Total System] | 0 | 0 | 0 | 0.090266 | 0 | 0.08609 | 0.0047082 | 0 | 0 | 0 | 0.0060619 | 0 | 0.78738 | 0.025494 | 0 | 0 | 0 | 0 | 0 | 0 | 0 | 0 | 0 | 0 | 0 | 0 | 0 | 0 | 0
PF:[]
PG:[FPL206]
PH:[Retail/Wholesale Factor] | 1 | 1 | 1 | 1 | 1 | 1 | 1 | 1 | 1 | 1 | 1 | 1 | 1 | 1 | 1 | 1 | 1 | 0 | 0 | 0 | 0 | 0 | 0 | 0 | 0 | 0 | 0 | 0 | 0
PI:[]
PJ:[MWH Sales] | 2692047.078 | 101711.405 | 1532764.787 | 6017304.017 | 71082.174 | 26017376.183 | 10588644.419 | 2517488.592 | 175810.042 | 91241.144 | 97314.768 | 10819.466 | 57507710.08 | 571242.286 | 33455.312 | 11856.926 | 89667.754 | 0 | 824183.5766 | 0 | 0 | 1102340 | 4085578.613 | 0 | 480 | 0 | 192 | 152 | 0
PK:[MWH Sales Adjustment] | 0 | 0 | 0 | 0 | 0 | 0 | 0 | 0 | 0 | 0 | 0 | 0 | 0 | 0 | 0 | 0 | 0 | 0 | 0 | 0 | 0 | 0 | 0 | 0 | 0 | 0 | 0 | 0 | 0
PL:[Adjusted MWH Sales] | 2692047.078 | 101711.405 | 1532764.787 | 6017304.017 | 71082.174 | 26017376.183 | 10588644.419 | 2517488.592 | 175810.042 | 91241.144 | 97314.768 | 10819.466 | 57507710.08 | 571242.286 | 33455.312 | 11856.926 | 89667.754 | 0 | 824183.5766 | 0 | 0 | 1102340 | 4085578.613 | 0 | 480 | 0 | 192 | 152 | 0
PM:[MWH Sales Adjustment - MFR E-10] | 0 | 0 | 0 | 0 | 0 | 0 | 0 | 0 | 0 | 0 | 0 | 0 | 0 | 0 | 0 | 0 | 0 | 0 | -824183.5766 | 0 | 0 | -1102340 | -4085578.613 | 0 | -480 | 0 | -192 | -152 | 0
PN:[MWH Sales at Meter (Retail Only)] | 2692047.078 | 101711.405 | 1532764.787 | 6017304.017 | 71082.174 | 26017376.183 | 10588644.419 | 2517488.592 | 175810.042 | 91241.144 | 97314.768 | 10819.466 | 57507710.08 | 571242.286 | 33455.312 | 11856.926 | 89667.754 | 0 | 0 | 0 | 0 | 0 | 0 | 0 | 0 | 0 | 0 | 0 | 0
CILC-1D | 2692047.078 | 2692047.078 | 2692047.078 | 2692047.078 | 2692047.078 | 2692047.078 | 2692047.078 | 2692047.078 | 2692047.078 | 2692047.078 | 2692047.078 | 2692047.078 | 2692047.078 | 2692047.078 | 2692047.078 | 2692047.078 | 2692047.078
CILC-1G | 101711.405 | 101711.405 | 101711.405 | 101711.405 | 101711.405 | 101711.405 | 101711.405 | 101711.405 | 101711.405 | 101711.405 | 101711.405 | 101711.405 | 101711.405 | 101711.405 | 101711.405 | 101711.405 | 101711.405
CILC-1T | 1532764.787 | 1532764.787 | 1532764.787 | 1532764.787 | 1532764.787 | 1532764.787 | 1532764.787 | 1532764.787 | 1532764.787 | 1532764.787 | 1532764.787 | 1532764.787 | 1532764.787 | 1532764.787 | 1532764.787 | 1532764.787 | 1532764.787
GS(T)-1 | 6017304.017 | 6017304.017 | 6017304.017 | 6017304.017 | 6017304.017 | 6017304.017 | 6017304.017 | 6017304.017 | 6017304.017 | 6017304.017 | 6017304.017 | 6017304.017 | 6017304.017 | 6017304.017 | 6017304.017 | 6017304.017 | 6017304.017
GSCU-1 | 71082.174 | 71082.174 | 71082.174 | 71082.174 | 71082.174 | 71082.174 | 71082.174 | 71082.174 | 71082.174 | 71082.174 | 71082.174 | 71082.174 | 71082.174 | 71082.174 | 71082.174 | 71082.174 | 71082.174
GSD(T)-1 | 26017376.183 | 26017376.183 | 26017376.183 | 26017376.183 | 26017376.183 | 26017376.183 | 26017376.183 | 26017376.183 | 26017376.183 | 26017376.183 | 26017376.183 | 26017376.183 | 26017376.183 | 26017376.183 | 26017376.183 | 26017376.183 | 26017376.183
GSLD(T)-1 | 10588644.419 | 10588644.419 | 10588644.419 | 10588644.419 | 10588644.419 | 10588644.419 | 10588644.419 | 10588644.419 | 10588644.419 | 10588644.419 | 10588644.419 | 10588644.419 | 10588644.419 | 10588644.419 | 10588644.419 | 10588644.419 | 10588644.419
GSLD(T)-2 | 2517488.592 | 2517488.592 | 2517488.592 | 2517488.592 | 2517488.592 | 2517488.592 | 2517488.592 | 2517488.592 | 2517488.592 | 2517488.592 | 2517488.592 | 2517488.592 | 2517488.592 | 2517488.592 | 2517488.592 | 2517488.592 | 2517488.592
GSLD(T)-3 | 175810.042 | 175810.042 | 175810.042 | 175810.042 | 175810.042 | 175810.042 | 175810.042 | 175810.042 | 175810.042 | 175810.042 | 175810.042 | 175810.042 | 175810.042 | 175810.042 | 175810.042 | 175810.042 | 175810.042
MET | 91241.144 | 91241.144 | 91241.144 | 91241.144 | 91241.144 | 91241.144 | 91241.144 | 91241.144 | 91241.144 | 91241.144 | 91241.144 | 91241.144 | 91241.144 | 91241.144 | 91241.144 | 91241.144 | 91241.144
OL-1 | 97314.768 | 97314.768 | 97314.768 | 97314.768 | 97314.768 | 97314.768 | 97314.768 | 97314.768 | 97314.768 | 97314.768 | 97314.768 | 97314.768 | 97314.768 | 97314.768 | 97314.768 | 97314.768 | 97314.768
OS-2 | 10819.466 | 10819.466 | 10819.466 | 10819.466 | 10819.466 | 10819.466 | 10819.466 | 10819.466 | 10819.466 | 10819.466 | 10819.466 | 10819.466 | 10819.466 | 10819.466 | 10819.466 | 10819.466 | 10819.466
RS(T)-1 | 57507710.08 | 57507710.08 | 57507710.08 | 57507710.08 | 57507710.08 | 57507710.08 | 57507710.08 | 57507710.08 | 57507710.08 | 57507710.08 | 57507710.08 | 57507710.08 | 57507710.08 | 57507710.08 | 57507710.08 | 57507710.08 | 57507710.08
SL-1 | 571242.286 | 571242.286 | 571242.286 | 571242.286 | 571242.286 | 571242.286 | 571242.286 | 571242.286 | 571242.286 | 571242.286 | 571242.286 | 571242.286 | 571242.286 | 571242.286 | 571242.286 | 571242.286 | 571242.286
SL-2 | 33455.312 | 33455.312 | 33455.312 | 33455.312 | 33455.312 | 33455.312 | 33455.312 | 33455.312 | 33455.312 | 33455.312 | 33455.312 | 33455.312 | 33455.312 | 33455.312 | 33455.312 | 33455.312 | 33455.312
SST-DST | 11856.926 | 11856.926 | 11856.926 | 11856.926 | 11856.926 | 11856.926 | 11856.926 | 11856.926 | 11856.926 | 11856.926 | 11856.926 | 11856.926 | 11856.926 | 11856.926 | 11856.926 | 11856.926 | 11856.926
SST-TST | 89667.754 | 89667.754 | 89667.754 | 89667.754 | 89667.754 | 89667.754 | 89667.754 | 89667.754 | 89667.754 | 89667.754 | 89667.754 | 89667.754 | 89667.754 | 89667.754 | 89667.754 | 89667.754 | 89667.754
PO:[Total Retail/Wholesale] | 108127536.433 | 108127536.433 | 108127536.433 | 108127536.433 | 108127536.433 | 108127536.433 | 108127536.433 | 108127536.433 | 108127536.433 | 108127536.433 | 108127536.433 | 108127536.433 | 108127536.433 | 108127536.433 | 108127536.433 | 108127536.433 | 108127536.433 | 0 | 0 | 0 | 0 | 0 | 0 | 0 | 0 | 0 | 0 | 0 | 0
PP:[]
PQ:[External Factor - FPL206] | 0.024897 | 0.00094066 | 0.014176 | 0.05565 | 0.00065739 | 0.24062 | 0.097927 | 0.023283 | 0.001626 | 0.00084383 | 0.0009 | 0.00010006 | 0.53185 | 0.005283 | 0.00030941 | 0.00010966 | 0.00082928 | 0 | 0 | 0 | 0 | 0 | 0 | 0 | 0 | 0 | 0 | 0 | 0
PR:[% to Total System] | 0.024897 | 0.00094066 | 0.014176 | 0.05565 | 0.00065739 | 0.24062 | 0.097927 | 0.023283 | 0.001626 | 0.00084383 | 0.0009 | 0.00010006 | 0.53185 | 0.005283 | 0.00030941 | 0.00010966 | 0.00082928 | 0 | 0 | 0 | 0 | 0 | 0 | 0 | 0 | 0 | 0 | 0 | 0
PS:[]
PT:[FPL207]
PU:[Retail/Wholesale Factor] | 1 | 1 | 1 | 1 | 1 | 1 | 1 | 1 | 1 | 1 | 1 | 1 | 1 | 1 | 1 | 1 | 1 | 0 | 0 | 0 | 0 | 0 | 0 | 0 | 0 | 0 | 0 | 0 | 0
PV:[]
PW:[MWH Sales] | 2692047.078 | 101711.405 | 1532764.787 | 6017304.017 | 71082.174 | 26017376.183 | 10588644.419 | 2517488.592 | 175810.042 | 91241.144 | 97314.768 | 10819.466 | 57507710.08 | 571242.286 | 33455.312 | 11856.926 | 89667.754 | 0 | 824183.5766 | 0 | 0 | 1102340 | 4085578.613 | 0 | 480 | 0 | 192 | 152 | 0
PX:[MWH Sales Adjustment] | 0 | 0 | 0 | 0 | 0 | 0 | 0 | 0 | 0 | 0 | 0 | 0 | 0 | 0 | 0 | 0 | 0 | 0 | 0 | 0 | 0 | 0 | 0 | 0 | 0 | 0 | 0 | 0 | 0
PY:[Adjusted MWH Sales] | 2692047.078 | 101711.405 | 1532764.787 | 6017304.017 | 71082.174 | 26017376.183 | 10588644.419 | 2517488.592 | 175810.042 | 91241.144 | 97314.768 | 10819.466 | 57507710.08 | 571242.286 | 33455.312 | 11856.926 | 89667.754 | 0 | 824183.5766 | 0 | 0 | 1102340 | 4085578.613 | 0 | 480 | 0 | 192 | 152 | 0
PZ:[% Transmission - KWH (KWH_TRANS)] | 0 | 0 | 1 | 0 | 0 | 0 | 0 | 0 | 1 | 0 | 0 | 0 | 0 | 0 | 0 | 0 | 1 | 1 | 1 | 1 | 1 | 1 | 1 | 1 | 1 | 1 | 1 | 1 | 1
QA:[Energy Expansion Factor - Transmission] | 1.017 | 1.017 | 1.017 | 1.017 | 1.017 | 1.017 | 1.017 | 1.017 | 1.017 | 1.017 | 1.017 | 1.017 | 1.017 | 1.017 | 1.017 | 1.017 | 1.017 | 1.017 | 1.017 | 1.017 | 1.017 | 1.017 | 1.017 | 1.017 | 1.017 | 1.017 | 1.017 | 1.017 | 1.017
QB:[Transmission MWH Sales at Generator] | 0 | 0 | 1558844.819 | 0 | 0 | 0 | 0 | 0 | 178801.4544 | 0 | 0 | 0 | 0 | 0 | 0 | 0 | 91193.4531 | 0 | 0 | 0 | 0 | 0 | 0 | 0 | 0 | 0 | 0 | 0 | 0
QC:[]
QD:[MWH Sales] | 2692047.078 | 101711.405 | 1532764.787 | 6017304.017 | 71082.174 | 26017376.183 | 10588644.419 | 2517488.592 | 175810.042 | 91241.144 | 97314.768 | 10819.466 | 57507710.08 | 571242.286 | 33455.312 | 11856.926 | 89667.754 | 0 | 824183.5766 | 0 | 0 | 1102340 | 4085578.613 | 0 | 480 | 0 | 192 | 152 | 0
QE:[MWH Sales Adjustment] | 0 | 0 | 0 | 0 | 0 | 0 | 0 | 0 | 0 | 0 | 0 | 0 | 0 | 0 | 0 | 0 | 0 | 0 | 0 | 0 | 0 | 0 | 0 | 0 | 0 | 0 | 0 | 0 | 0
QF:[Adjusted MWH Sales] | 2692047.078 | 101711.405 | 1532764.787 | 6017304.017 | 71082.174 | 26017376.183 | 10588644.419 | 2517488.592 | 175810.042 | 91241.144 | 97314.768 | 10819.466 | 57507710.08 | 571242.286 | 33455.312 | 11856.926 | 89667.754 | 0 | 824183.5766 | 0 | 0 | 1102340 | 4085578.613 | 0 | 480 | 0 | 192 | 152 | 0
QG:[% Primary - KWH (KWH_PRI)] | 0.38241 | 0.01343 | 0 | 0 | 0 | 0.0029 | 0.03842 | 0.34175 | 0 | 1 | 0 | 1 | 0 | 0 | 0 | 1 | 0 | 0 | 0 | 0 | 0 | 0 | 0 | 0 | 0 | 0 | 0 | 0 | 0
QH:[Energy Expansion Factor - Primary] | 1.0266 | 1.0266 | 1.0266 | 1.0266 | 1.0266 | 1.0266 | 1.0266 | 1.0266 | 1.0266 | 1.0266 | 1.0266 | 1.0266 | 1.0266 | 1.0266 | 1.0266 | 1.0266 | 1.0266 | 1.0266 | 1.0266 | 1.0266 | 1.0266 | 1.0266 | 1.0266 | 1.0266 | 1.0266 | 1.0266 | 1.0266 | 1.0266 | 1.0266
QI:[Primary MWH Sales at Generator] | 1056897.5574 | 1402.3831 | 0 | 0 | 0 | 77460.8927 | 417656.0031 | 883277.2356 | 0 | 93672.4167 | 0 | 11107.7687 | 0 | 0 | 0 | 12172.8736 | 0 | 0 | 0 | 0 | 0 | 0 | 0 | 0 | 0 | 0 | 0 | 0 | 0
QJ:[]
QK:[MWH Sales] | 2692047.078 | 101711.405 | 1532764.787 | 6017304.017 | 71082.174 | 26017376.183 | 10588644.419 | 2517488.592 | 175810.042 | 91241.144 | 97314.768 | 10819.466 | 57507710.08 | 571242.286 | 33455.312 | 11856.926 | 89667.754 | 0 | 824183.5766 | 0 | 0 | 1102340 | 4085578.613 | 0 | 480 | 0 | 192 | 152 | 0
QL:[MWH Sales Adjustment] | 0 | 0 | 0 | 0 | 0 | 0 | 0 | 0 | 0 | 0 | 0 | 0 | 0 | 0 | 0 | 0 | 0 | 0 | 0 | 0 | 0 | 0 | 0 | 0 | 0 | 0 | 0 | 0 | 0
QM:[Adjusted MWH Sales] | 2692047.078 | 101711.405 | 1532764.787 | 6017304.017 | 71082.174 | 26017376.183 | 10588644.419 | 2517488.592 | 175810.042 | 91241.144 | 97314.768 | 10819.466 | 57507710.08 | 571242.286 | 33455.312 | 11856.926 | 89667.754 | 0 | 824183.5766 | 0 | 0 | 1102340 | 4085578.613 | 0 | 480 | 0 | 192 | 152 | 0
QN:[% Secondary - KWH (KWH_SEC)] | 0.61759 | 0.98657 | 0 | 1 | 1 | 0.9971 | 0.96158 | 0.65825 | 0 | 0 | 1 | 0 | 1 | 1 | 1 | 0 | 0 | 0 | 0 | 0 | 0 | 0 | 0 | 0 | 0 | 0 | 0 | 0 | 0
QO:[Energy Expansion Factor - Secondary] | 1.0487 | 1.0487 | 1.0487 | 1.0487 | 1.0487 | 1.0487 | 1.0487 | 1.0487 | 1.0487 | 1.0487 | 1.0487 | 1.0487 | 1.0487 | 1.0487 | 1.0487 | 1.0487 | 1.0487 | 1.0487 | 1.0487 | 1.0487 | 1.0487 | 1.0487 | 1.0487 | 1.0487 | 1.0487 | 1.0487 | 1.0487 | 1.0487 | 1.0487
QP:[Secondary MWH Sales at Generator] | 1743475.5757 | 105227.8073 | 0 | 6310080.7395 | 74540.7338 | 27204150.8661 | 10677233.6903 | 1737766.1806 | 0 | 0 | 102049.6956 | 0 | 60305793.5452 | 599036.5347 | 35083.1069 | 0 | 0 | 0 | 0 | 0 | 0 | 0 | 0 | 0 | 0 | 0 | 0 | 0 | 0
QQ:[]
QR:[Transmission MWH Sales at Generator] | 0 | 0 | 1558844.819 | 0 | 0 | 0 | 0 | 0 | 178801.4544 | 0 | 0 | 0 | 0 | 0 | 0 | 0 | 91193.4531 | 0 | 0 | 0 | 0 | 0 | 0 | 0 | 0 | 0 | 0 | 0 | 0
QS:[Primary MWH Sales at Generator] | 1056897.5574 | 1402.3831 | 0 | 0 | 0 | 77460.8927 | 417656.0031 | 883277.2356 | 0 | 93672.4167 | 0 | 11107.7687 | 0 | 0 | 0 | 12172.8736 | 0 | 0 | 0 | 0 | 0 | 0 | 0 | 0 | 0 | 0 | 0 | 0 | 0
QT:[Secondary MWH Sales at Generator] | 1743475.5757 | 105227.8073 | 0 | 6310080.7395 | 74540.7338 | 27204150.8661 | 10677233.6903 | 1737766.1806 | 0 | 0 | 102049.6956 | 0 | 60305793.5452 | 599036.5347 | 35083.1069 | 0 | 0 | 0 | 0 | 0 | 0 | 0 | 0 | 0 | 0 | 0 | 0 | 0 | 0
QU:[MWH Sales at Generation (Retail Only)] | 2800373.1331 | 106630.1904 | 1558844.819 | 6310080.7395 | 74540.7338 | 27281611.7588 | 11094889.6935 | 2621043.4161 | 178801.4544 | 93672.4167 | 102049.6956 | 11107.7687 | 60305793.5452 | 599036.5347 | 35083.1069 | 12172.8736 | 91193.4531 | 0 | 0 | 0 | 0 | 0 | 0 | 0 | 0 | 0 | 0 | 0 | 0
CILC-1D | 2800373.1331 | 2800373.1331 | 2800373.1331 | 2800373.1331 | 2800373.1331 | 2800373.1331 | 2800373.1331 | 2800373.1331 | 2800373.1331 | 2800373.1331 | 2800373.1331 | 2800373.1331 | 2800373.1331 | 2800373.1331 | 2800373.1331 | 2800373.1331 | 2800373.1331
CILC-1G | 106630.1904 | 106630.1904 | 106630.1904 | 106630.1904 | 106630.1904 | 106630.1904 | 106630.1904 | 106630.1904 | 106630.1904 | 106630.1904 | 106630.1904 | 106630.1904 | 106630.1904 | 106630.1904 | 106630.1904 | 106630.1904 | 106630.1904
CILC-1T | 1558844.819 | 1558844.819 | 1558844.819 | 1558844.819 | 1558844.819 | 1558844.819 | 1558844.819 | 1558844.819 | 1558844.819 | 1558844.819 | 1558844.819 | 1558844.819 | 1558844.819 | 1558844.819 | 1558844.819 | 1558844.819 | 1558844.819
GS(T)-1 | 6310080.7395 | 6310080.7395 | 6310080.7395 | 6310080.7395 | 6310080.7395 | 6310080.7395 | 6310080.7395 | 6310080.7395 | 6310080.7395 | 6310080.7395 | 6310080.7395 | 6310080.7395 | 6310080.7395 | 6310080.7395 | 6310080.7395 | 6310080.7395 | 6310080.7395
GSCU-1 | 74540.7338 | 74540.7338 | 74540.7338 | 74540.7338 | 74540.7338 | 74540.7338 | 74540.7338 | 74540.7338 | 74540.7338 | 74540.7338 | 74540.7338 | 74540.7338 | 74540.7338 | 74540.7338 | 74540.7338 | 74540.7338 | 74540.7338
GSD(T)-1 | 27281611.7588 | 27281611.7588 | 27281611.7588 | 27281611.7588 | 27281611.7588 | 27281611.7588 | 27281611.7588 | 27281611.7588 | 27281611.7588 | 27281611.7588 | 27281611.7588 | 27281611.7588 | 27281611.7588 | 27281611.7588 | 27281611.7588 | 27281611.7588 | 27281611.7588
GSLD(T)-1 | 11094889.6935 | 11094889.6935 | 11094889.6935 | 11094889.6935 | 11094889.6935 | 11094889.6935 | 11094889.6935 | 11094889.6935 | 11094889.6935 | 11094889.6935 | 11094889.6935 | 11094889.6935 | 11094889.6935 | 11094889.6935 | 11094889.6935 | 11094889.6935 | 11094889.6935
GSLD(T)-2 | 2621043.4161 | 2621043.4161 | 2621043.4161 | 2621043.4161 | 2621043.4161 | 2621043.4161 | 2621043.4161 | 2621043.4161 | 2621043.4161 | 2621043.4161 | 2621043.4161 | 2621043.4161 | 2621043.4161 | 2621043.4161 | 2621043.4161 | 2621043.4161 | 2621043.4161
GSLD(T)-3 | 178801.4544 | 178801.4544 | 178801.4544 | 178801.4544 | 178801.4544 | 178801.4544 | 178801.4544 | 178801.4544 | 178801.4544 | 178801.4544 | 178801.4544 | 178801.4544 | 178801.4544 | 178801.4544 | 178801.4544 | 178801.4544 | 178801.4544
MET | 93672.4167 | 93672.4167 | 93672.4167 | 93672.4167 | 93672.4167 | 93672.4167 | 93672.4167 | 93672.4167 | 93672.4167 | 93672.4167 | 93672.4167 | 93672.4167 | 93672.4167 | 93672.4167 | 93672.4167 | 93672.4167 | 93672.4167
OL-1 | 102049.6956 | 102049.6956 | 102049.6956 | 102049.6956 | 102049.6956 | 102049.6956 | 102049.6956 | 102049.6956 | 102049.6956 | 102049.6956 | 102049.6956 | 102049.6956 | 102049.6956 | 102049.6956 | 102049.6956 | 102049.6956 | 102049.6956
OS-2 | 11107.7687 | 11107.7687 | 11107.7687 | 11107.7687 | 11107.7687 | 11107.7687 | 11107.7687 | 11107.7687 | 11107.7687 | 11107.7687 | 11107.7687 | 11107.7687 | 11107.7687 | 11107.7687 | 11107.7687 | 11107.7687 | 11107.7687
RS(T)-1 | 60305793.5452 | 60305793.5452 | 60305793.5452 | 60305793.5452 | 60305793.5452 | 60305793.5452 | 60305793.5452 | 60305793.5452 | 60305793.5452 | 60305793.5452 | 60305793.5452 | 60305793.5452 | 60305793.5452 | 60305793.5452 | 60305793.5452 | 60305793.5452 | 60305793.5452
SL-1 | 599036.5347 | 599036.5347 | 599036.5347 | 599036.5347 | 599036.5347 | 599036.5347 | 599036.5347 | 599036.5347 | 599036.5347 | 599036.5347 | 599036.5347 | 599036.5347 | 599036.5347 | 599036.5347 | 599036.5347 | 599036.5347 | 599036.5347
SL-2 | 35083.1069 | 35083.1069 | 35083.1069 | 35083.1069 | 35083.1069 | 35083.1069 | 35083.1069 | 35083.1069 | 35083.1069 | 35083.1069 | 35083.1069 | 35083.1069 | 35083.1069 | 35083.1069 | 35083.1069 | 35083.1069 | 35083.1069
SST-DST | 12172.8736 | 12172.8736 | 12172.8736 | 12172.8736 | 12172.8736 | 12172.8736 | 12172.8736 | 12172.8736 | 12172.8736 | 12172.8736 | 12172.8736 | 12172.8736 | 12172.8736 | 12172.8736 | 12172.8736 | 12172.8736 | 12172.8736
SST-TST | 91193.4531 | 91193.4531 | 91193.4531 | 91193.4531 | 91193.4531 | 91193.4531 | 91193.4531 | 91193.4531 | 91193.4531 | 91193.4531 | 91193.4531 | 91193.4531 | 91193.4531 | 91193.4531 | 91193.4531 | 91193.4531 | 91193.4531
QV:[Total Retail/Wholesale] | 113276925.333 | 113276925.333 | 113276925.333 | 113276925.333 | 113276925.333 | 113276925.333 | 113276925.333 | 113276925.333 | 113276925.333 | 113276925.333 | 113276925.333 | 113276925.333 | 113276925.333 | 113276925.333 | 113276925.333 | 113276925.333 | 113276925.333 | 0 | 0 | 0 | 0 | 0 | 0 | 0 | 0 | 0 | 0 | 0 | 0
QW:[]
QX:[External Factor - FPL207] | 0.024721 | 0.00094132 | 0.013761 | 0.055705 | 0.00065804 | 0.24084 | 0.097945 | 0.023138 | 0.0015784 | 0.00082693 | 0.00090089 | 9.8059e-05 | 0.53237 | 0.0052882 | 0.00030971 | 0.00010746 | 0.00080505 | 0 | 0 | 0 | 0 | 0 | 0 | 0 | 0 | 0 | 0 | 0 | 0
QY:[% to Total System] | 0.024721 | 0.00094132 | 0.013761 | 0.055705 | 0.00065804 | 0.24084 | 0.097945 | 0.023138 | 0.0015784 | 0.00082693 | 0.00090089 | 9.8059e-05 | 0.53237 | 0.0052882 | 0.00030971 | 0.00010746 | 0.00080505 | 0 | 0 | 0 | 0 | 0 | 0 | 0 | 0 | 0 | 0 | 0 | 0
QZ:[]
RA:[FPL210]
RB:[Retail/Wholesale Factor] | 1 | 1 | 1 | 1 | 1 | 1 | 1 | 1 | 1 | 1 | 1 | 1 | 1 | 1 | 1 | 1 | 1 | 0 | 0 | 0 | 0 | 0 | 0 | 0 | 0 | 0 | 0 | 0 | 0
RC:[]
RD:[MWH Sales] | 2692047.078 | 101711.405 | 1532764.787 | 6017304.017 | 71082.174 | 26017376.183 | 10588644.419 | 2517488.592 | 175810.042 | 91241.144 | 97314.768 | 10819.466 | 57507710.08 | 571242.286 | 33455.312 | 11856.926 | 89667.754 | 0 | 824183.5766 | 0 | 0 | 1102340 | 4085578.613 | 0 | 480 | 0 | 192 | 152 | 0
RE:[MWH Sales Adjustment] | 0 | 0 | 0 | 0 | 0 | 0 | 0 | 0 | 0 | 0 | 0 | 0 | 0 | 0 | 0 | 0 | 0 | 0 | 0 | 0 | 0 | 0 | 0 | 0 | 0 | 0 | 0 | 0 | 0
RF:[Adjusted MWH Sales] | 2692047.078 | 101711.405 | 1532764.787 | 6017304.017 | 71082.174 | 26017376.183 | 10588644.419 | 2517488.592 | 175810.042 | 91241.144 | 97314.768 | 10819.466 | 57507710.08 | 571242.286 | 33455.312 | 11856.926 | 89667.754 | 0 | 824183.5766 | 0 | 0 | 1102340 | 4085578.613 | 0 | 480 | 0 | 192 | 152 | 0
RG:[MWH Sales Adjustment - MFR] | 0 | 0 | 0 | 0 | 0 | 0 | 0 | 0 | 0 | 0 | 0 | 0 | 0 | 0 | 0 | 0 | 0 | 0 | -824183.5766 | 0 | 0 | -1102340 | -4085578.613 | 0 | -480 | 0 | -192 | -152 | 0
RH:[Exclude from Calc (1=Yes)] | 0 | 0 | 0 | 0 | 0 | 0 | 0 | 0 | 0 | 0 | 0 | 0 | 0 | 0 | 0 | 0 | 0 | 0 | 0 | 0 | 0 | 0 | 0 | 0 | 0 | 0 | 0 | 0 | 0
RI:[MWH Sales at Meter (Clauses)] | 2692047.078 | 101711.405 | 1532764.787 | 6017304.017 | 71082.174 | 26017376.183 | 10588644.419 | 2517488.592 | 175810.042 | 91241.144 | 97314.768 | 10819.466 | 57507710.08 | 571242.286 | 33455.312 | 11856.926 | 89667.754 | 0 | 0 | 0 | 0 | 0 | 0 | 0 | 0 | 0 | 0 | 0 | 0
CILC-1D | 2692047.078 | 2692047.078 | 2692047.078 | 2692047.078 | 2692047.078 | 2692047.078 | 2692047.078 | 2692047.078 | 2692047.078 | 2692047.078 | 2692047.078 | 2692047.078 | 2692047.078 | 2692047.078 | 2692047.078 | 2692047.078 | 2692047.078
CILC-1G | 101711.405 | 101711.405 | 101711.405 | 101711.405 | 101711.405 | 101711.405 | 101711.405 | 101711.405 | 101711.405 | 101711.405 | 101711.405 | 101711.405 | 101711.405 | 101711.405 | 101711.405 | 101711.405 | 101711.405
CILC-1T | 1532764.787 | 1532764.787 | 1532764.787 | 1532764.787 | 1532764.787 | 1532764.787 | 1532764.787 | 1532764.787 | 1532764.787 | 1532764.787 | 1532764.787 | 1532764.787 | 1532764.787 | 1532764.787 | 1532764.787 | 1532764.787 | 1532764.787
GS(T)-1 | 6017304.017 | 6017304.017 | 6017304.017 | 6017304.017 | 6017304.017 | 6017304.017 | 6017304.017 | 6017304.017 | 6017304.017 | 6017304.017 | 6017304.017 | 6017304.017 | 6017304.017 | 6017304.017 | 6017304.017 | 6017304.017 | 6017304.017
GSCU-1 | 71082.174 | 71082.174 | 71082.174 | 71082.174 | 71082.174 | 71082.174 | 71082.174 | 71082.174 | 71082.174 | 71082.174 | 71082.174 | 71082.174 | 71082.174 | 71082.174 | 71082.174 | 71082.174 | 71082.174
GSD(T)-1 | 26017376.183 | 26017376.183 | 26017376.183 | 26017376.183 | 26017376.183 | 26017376.183 | 26017376.183 | 26017376.183 | 26017376.183 | 26017376.183 | 26017376.183 | 26017376.183 | 26017376.183 | 26017376.183 | 26017376.183 | 26017376.183 | 26017376.183
GSLD(T)-1 | 10588644.419 | 10588644.419 | 10588644.419 | 10588644.419 | 10588644.419 | 10588644.419 | 10588644.419 | 10588644.419 | 10588644.419 | 10588644.419 | 10588644.419 | 10588644.419 | 10588644.419 | 10588644.419 | 10588644.419 | 10588644.419 | 10588644.419
GSLD(T)-2 | 2517488.592 | 2517488.592 | 2517488.592 | 2517488.592 | 2517488.592 | 2517488.592 | 2517488.592 | 2517488.592 | 2517488.592 | 2517488.592 | 2517488.592 | 2517488.592 | 2517488.592 | 2517488.592 | 2517488.592 | 2517488.592 | 2517488.592
GSLD(T)-3 | 175810.042 | 175810.042 | 175810.042 | 175810.042 | 175810.042 | 175810.042 | 175810.042 | 175810.042 | 175810.042 | 175810.042 | 175810.042 | 175810.042 | 175810.042 | 175810.042 | 175810.042 | 175810.042 | 175810.042
MET | 91241.144 | 91241.144 | 91241.144 | 91241.144 | 91241.144 | 91241.144 | 91241.144 | 91241.144 | 91241.144 | 91241.144 | 91241.144 | 91241.144 | 91241.144 | 91241.144 | 91241.144 | 91241.144 | 91241.144
OL-1 | 97314.768 | 97314.768 | 97314.768 | 97314.768 | 97314.768 | 97314.768 | 97314.768 | 97314.768 | 97314.768 | 97314.768 | 97314.768 | 97314.768 | 97314.768 | 97314.768 | 97314.768 | 97314.768 | 97314.768
OS-2 | 10819.466 | 10819.466 | 10819.466 | 10819.466 | 10819.466 | 10819.466 | 10819.466 | 10819.466 | 10819.466 | 10819.466 | 10819.466 | 10819.466 | 10819.466 | 10819.466 | 10819.466 | 10819.466 | 10819.466
RS(T)-1 | 57507710.08 | 57507710.08 | 57507710.08 | 57507710.08 | 57507710.08 | 57507710.08 | 57507710.08 | 57507710.08 | 57507710.08 | 57507710.08 | 57507710.08 | 57507710.08 | 57507710.08 | 57507710.08 | 57507710.08 | 57507710.08 | 57507710.08
SL-1 | 571242.286 | 571242.286 | 571242.286 | 571242.286 | 571242.286 | 571242.286 | 571242.286 | 571242.286 | 571242.286 | 571242.286 | 571242.286 | 571242.286 | 571242.286 | 571242.286 | 571242.286 | 571242.286 | 571242.286
SL-2 | 33455.312 | 33455.312 | 33455.312 | 33455.312 | 33455.312 | 33455.312 | 33455.312 | 33455.312 | 33455.312 | 33455.312 | 33455.312 | 33455.312 | 33455.312 | 33455.312 | 33455.312 | 33455.312 | 33455.312
SST-DST | 11856.926 | 11856.926 | 11856.926 | 11856.926 | 11856.926 | 11856.926 | 11856.926 | 11856.926 | 11856.926 | 11856.926 | 11856.926 | 11856.926 | 11856.926 | 11856.926 | 11856.926 | 11856.926 | 11856.926
SST-TST | 89667.754 | 89667.754 | 89667.754 | 89667.754 | 89667.754 | 89667.754 | 89667.754 | 89667.754 | 89667.754 | 89667.754 | 89667.754 | 89667.754 | 89667.754 | 89667.754 | 89667.754 | 89667.754 | 89667.754
RJ:[Total Retail/Wholesale] | 108127536.433 | 108127536.433 | 108127536.433 | 108127536.433 | 108127536.433 | 108127536.433 | 108127536.433 | 108127536.433 | 108127536.433 | 108127536.433 | 108127536.433 | 108127536.433 | 108127536.433 | 108127536.433 | 108127536.433 | 108127536.433 | 108127536.433 | 0 | 0 | 0 | 0 | 0 | 0 | 0 | 0 | 0 | 0 | 0 | 0
RK:[]
RL:[External Factor - FPL210] | 0.024897 | 0.00094066 | 0.014176 | 0.05565 | 0.00065739 | 0.24062 | 0.097927 | 0.023283 | 0.001626 | 0.00084383 | 0.0009 | 0.00010006 | 0.53185 | 0.005283 | 0.00030941 | 0.00010966 | 0.00082928 | 0 | 0 | 0 | 0 | 0 | 0 | 0 | 0 | 0 | 0 | 0 | 0
RM:[% to Total System] | 0.024897 | 0.00094066 | 0.014176 | 0.05565 | 0.00065739 | 0.24062 | 0.097927 | 0.023283 | 0.001626 | 0.00084383 | 0.0009 | 0.00010006 | 0.53185 | 0.005283 | 0.00030941 | 0.00010966 | 0.00082928 | 0 | 0 | 0 | 0 | 0 | 0 | 0 | 0 | 0 | 0 | 0 | 0
RN:[]
RO:[FPL301]
RP:[Retail/Wholesale Factor] | 1 | 1 | 1 | 1 | 1 | 1 | 1 | 1 | 1 | 1 | 1 | 1 | 1 | 1 | 1 | 1 | 1 | 0 | 0 | 0 | 0 | 0 | 0 | 0 | 0 | 0 | 0 | 0 | 0
RQ:[]
CILC-1D | 278
CILC-1G |  | 62
CILC-1T |  |  | 17
GS(T)-1 |  |  |  | 436075.1667
GSCU-1 |  |  |  |  | 11010.25
GSD(T)-1 | [5 empty] | 108066.6667
GSLD(T)-1 | [6 empty] | 3130.4167
GSLD(T)-2 | [7 empty] | 158.1667
GSLD(T)-3 | [8 empty] | 7
MET | [9 empty] | 27
OL-1 | [10 empty] | 5371.5
OS-2 | [11 empty] | 180.9167
RS(T)-1 | [12 empty] | 4415304.3333
SL-1 | [13 empty] | 9240.5833
SL-2 | [14 empty] | 934
SST-DST | [15 empty] | 6
SST-TST | [16 empty] | 14
RR:[12 Mo Avg No of Customers] | 278 | 62 | 17 | 436075.1667 | 11010.25 | 108066.6667 | 3130.4167 | 158.1667 | 7 | 27 | 5371.5 | 180.9167 | 4415304.3333 | 9240.5833 | 934 | 6 | 14 | 0 | 0 | 0 | 0 | 0 | 0 | 0 | 0 | 0 | 0 | 0 | 0
RS:[% Transmission - KW (KW_TRANS)] | 0 | 0 | 1 | 0 | 0 | 0 | 0 | 0 | 1 | 0 | 0 | 0 | 0 | 0 | 0 | 0 | 1 | 1 | 1 | 1 | 1 | 1 | 1 | 1 | 1 | 1 | 1 | 1 | 1
RT:[Pull-offs - Transmission] | 273879 | 273879 | 273879 | 273879 | 273879 | 273879 | 273879 | 273879 | 273879 | 273879 | 273879 | 273879 | 273879 | 273879 | 273879 | 273879 | 273879 | 0 | 0 | 0 | 0 | 0 | 0 | 0 | 0 | 0 | 0 | 0 | 0
RU:[Transmission Customer Pull-offs] | 0 | 0 | 4655943 | 0 | 0 | 0 | 0 | 0 | 1917153 | 0 | 0 | 0 | 0 | 0 | 0 | 0 | 3834306 | 0 | 0 | 0 | 0 | 0 | 0 | 0 | 0 | 0 | 0 | 0 | 0
CILC-1T | 4655943 | 4655943 | 4655943 | 4655943 | 4655943 | 4655943 | 4655943 | 4655943 | 4655943 | 4655943 | 4655943 | 4655943 | 4655943 | 4655943 | 4655943 | 4655943 | 4655943
GSLD(T)-3 | 1917153 | 1917153 | 1917153 | 1917153 | 1917153 | 1917153 | 1917153 | 1917153 | 1917153 | 1917153 | 1917153 | 1917153 | 1917153 | 1917153 | 1917153 | 1917153 | 1917153
SST-TST | 3834306 | 3834306 | 3834306 | 3834306 | 3834306 | 3834306 | 3834306 | 3834306 | 3834306 | 3834306 | 3834306 | 3834306 | 3834306 | 3834306 | 3834306 | 3834306 | 3834306
RV:[Total Retail/Wholesale] | 10407402 | 10407402 | 10407402 | 10407402 | 10407402 | 10407402 | 10407402 | 10407402 | 10407402 | 10407402 | 10407402 | 10407402 | 10407402 | 10407402 | 10407402 | 10407402 | 10407402 | 0 | 0 | 0 | 0 | 0 | 0 | 0 | 0 | 0 | 0 | 0 | 0
RW:[]
RX:[External Factor - FPL301] | 0 | 0 | 0.44737 | 0 | 0 | 0 | 0 | 0 | 0.18421 | 0 | 0 | 0 | 0 | 0 | 0 | 0 | 0.36842 | 0 | 0 | 0 | 0 | 0 | 0 | 0 | 0 | 0 | 0 | 0 | 0
RY:[% to Total System] | 0 | 0 | 0.44737 | 0 | 0 | 0 | 0 | 0 | 0.18421 | 0 | 0 | 0 | 0 | 0 | 0 | 0 | 0.36842 | 0 | 0 | 0 | 0 | 0 | 0 | 0 | 0 | 0 | 0 | 0 | 0
RZ:[]
SA:[FPL302]
SB:[Retail/Wholesale Factor] | 1 | 1 | 1 | 1 | 1 | 1 | 1 | 1 | 1 | 1 | 1 | 1 | 1 | 1 | 1 | 1 | 1 | 0 | 0 | 0 | 0 | 0 | 0 | 0 | 0 | 0 | 0 | 0 | 0
SC:[]
CILC-1D | 278
CILC-1G |  | 62
CILC-1T |  |  | 17
GS(T)-1 |  |  |  | 436075.1667
GSCU-1 |  |  |  |  | 11010.25
GSD(T)-1 | [5 empty] | 108066.6667
GSLD(T)-1 | [6 empty] | 3130.4167
GSLD(T)-2 | [7 empty] | 158.1667
GSLD(T)-3 | [8 empty] | 7
MET | [9 empty] | 27
OL-1 | [10 empty] | 5371.5
OS-2 | [11 empty] | 180.9167
RS(T)-1 | [12 empty] | 4415304.3333
SL-1 | [13 empty] | 9240.5833
SL-2 | [14 empty] | 934
SST-DST | [15 empty] | 6
SST-TST | [16 empty] | 14
SD:[12 Mo Avg No of Customers] | 278 | 62 | 17 | 436075.1667 | 11010.25 | 108066.6667 | 3130.4167 | 158.1667 | 7 | 27 | 5371.5 | 180.9167 | 4415304.3333 | 9240.5833 | 934 | 6 | 14 | 0 | 0 | 0 | 0 | 0 | 0 | 0 | 0 | 0 | 0 | 0 | 0
SE:[% Primary - Meter Count (CUST_PRI)] | 0.21497 | 0.011342 | 0 | 0 | 0 | 0.0011088 | 0.02434 | 0.25381 | 0 | 1 | 0 | 0.30635 | 0 | 0 | 0 | 1 | 0 | 0 | 0 | 0 | 0 | 0 | 0 | 0 | 0 | 0 | 0 | 0 | 0
SF:[Pull-offs - Primary] | 13753 | 13753 | 13753 | 13753 | 13753 | 13753 | 13753 | 13753 | 13753 | 13753 | 13753 | 13753 | 13753 | 13753 | 13753 | 13753 | 13753 | 0 | 0 | 0 | 0 | 0 | 0 | 0 | 0 | 0 | 0 | 0 | 0
SG:[Primary Customer Pull-offs] | 821913.1513 | 9671.2968 | 0 | 0 | 0 | 1647890.3094 | 1047899.6032 | 552108.668 | 0 | 371331 | 0 | 762240.1504 | 0 | 0 | 0 | 82518 | 0 | 0 | 0 | 0 | 0 | 0 | 0 | 0 | 0 | 0 | 0 | 0 | 0
CILC-1D | 821913.1513 | 821913.1513 | 821913.1513 | 821913.1513 | 821913.1513 | 821913.1513 | 821913.1513 | 821913.1513 | 821913.1513 | 821913.1513 | 821913.1513 | 821913.1513 | 821913.1513 | 821913.1513 | 821913.1513 | 821913.1513 | 821913.1513
CILC-1G | 9671.2968 | 9671.2968 | 9671.2968 | 9671.2968 | 9671.2968 | 9671.2968 | 9671.2968 | 9671.2968 | 9671.2968 | 9671.2968 | 9671.2968 | 9671.2968 | 9671.2968 | 9671.2968 | 9671.2968 | 9671.2968 | 9671.2968
GSD(T)-1 | 1647890.3094 | 1647890.3094 | 1647890.3094 | 1647890.3094 | 1647890.3094 | 1647890.3094 | 1647890.3094 | 1647890.3094 | 1647890.3094 | 1647890.3094 | 1647890.3094 | 1647890.3094 | 1647890.3094 | 1647890.3094 | 1647890.3094 | 1647890.3094 | 1647890.3094
GSLD(T)-1 | 1047899.6032 | 1047899.6032 | 1047899.6032 | 1047899.6032 | 1047899.6032 | 1047899.6032 | 1047899.6032 | 1047899.6032 | 1047899.6032 | 1047899.6032 | 1047899.6032 | 1047899.6032 | 1047899.6032 | 1047899.6032 | 1047899.6032 | 1047899.6032 | 1047899.6032
GSLD(T)-2 | 552108.668 | 552108.668 | 552108.668 | 552108.668 | 552108.668 | 552108.668 | 552108.668 | 552108.668 | 552108.668 | 552108.668 | 552108.668 | 552108.668 | 552108.668 | 552108.668 | 552108.668 | 552108.668 | 552108.668
MET | 371331 | 371331 | 371331 | 371331 | 371331 | 371331 | 371331 | 371331 | 371331 | 371331 | 371331 | 371331 | 371331 | 371331 | 371331 | 371331 | 371331
OS-2 | 762240.1504 | 762240.1504 | 762240.1504 | 762240.1504 | 762240.1504 | 762240.1504 | 762240.1504 | 762240.1504 | 762240.1504 | 762240.1504 | 762240.1504 | 762240.1504 | 762240.1504 | 762240.1504 | 762240.1504 | 762240.1504 | 762240.1504
SST-DST | 82518 | 82518 | 82518 | 82518 | 82518 | 82518 | 82518 | 82518 | 82518 | 82518 | 82518 | 82518 | 82518 | 82518 | 82518 | 82518 | 82518
SH:[Total Retail/Wholesale] | 5295572.1791 | 5295572.1791 | 5295572.1791 | 5295572.1791 | 5295572.1791 | 5295572.1791 | 5295572.1791 | 5295572.1791 | 5295572.1791 | 5295572.1791 | 5295572.1791 | 5295572.1791 | 5295572.1791 | 5295572.1791 | 5295572.1791 | 5295572.1791 | 5295572.1791 | 0 | 0 | 0 | 0 | 0 | 0 | 0 | 0 | 0 | 0 | 0 | 0
SI:[]
SJ:[External Factor - FPL302] | 0.15521 | 0.0018263 | 0 | 0 | 0 | 0.31118 | 0.19788 | 0.10426 | 0 | 0.070121 | 0 | 0.14394 | 0 | 0 | 0 | 0.015582 | 0 | 0 | 0 | 0 | 0 | 0 | 0 | 0 | 0 | 0 | 0 | 0 | 0
SK:[% to Total System] | 0.15521 | 0.0018263 | 0 | 0 | 0 | 0.31118 | 0.19788 | 0.10426 | 0 | 0.070121 | 0 | 0.14394 | 0 | 0 | 0 | 0.015582 | 0 | 0 | 0 | 0 | 0 | 0 | 0 | 0 | 0 | 0 | 0 | 0 | 0
SL:[]
SM:[FPL303]
CILC-1D | 278
CILC-1G |  | 62
CILC-1T |  |  | 17
GS(T)-1 |  |  |  | 436075.1667
GSCU-1 |  |  |  |  | 11010.25
GSD(T)-1 | [5 empty] | 108066.6667
GSLD(T)-1 | [6 empty] | 3130.4167
GSLD(T)-2 | [7 empty] | 158.1667
GSLD(T)-3 | [8 empty] | 7
MET | [9 empty] | 27
OL-1 | [10 empty] | 5371.5
OS-2 | [11 empty] | 180.9167
RS(T)-1 | [12 empty] | 4415304.3333
SL-1 | [13 empty] | 9240.5833
SL-2 | [14 empty] | 934
SST-DST | [15 empty] | 6
SST-TST | [16 empty] | 14
SN:[12 Mo Avg No of Customers] | 278 | 62 | 17 | 436075.1667 | 11010.25 | 108066.6667 | 3130.4167 | 158.1667 | 7 | 27 | 5371.5 | 180.9167 | 4415304.3333 | 9240.5833 | 934 | 6 | 14 | 0 | 0 | 0 | 0 | 0 | 0 | 0 | 0 | 0 | 0 | 0 | 0
SO:[% Secondary - Meter Count (CUST_SEC)] | 0.78503 | 0.98866 | 0 | 1 | 1 | 0.99889 | 0.97566 | 0.74619 | 0 | 0 | 0 | 0.69365 | 1 | 0 | 0 | 0 | 0 | 0 | 0 | 0 | 0 | 0 | 0 | 0 | 0 | 0 | 0 | 0 | 0
SP:[Average Secondary Customers] | 218.2375 | 61.2968 | 0 | 436075.1667 | 11010.25 | 107946.8462 | 3054.2224 | 118.0221 | 0 | 0 | 0 | 125.4931 | 4415304.3333 | 0 | 0 | 0 | 0 | 0 | 0 | 0 | 0 | 0 | 0 | 0 | 0 | 0 | 0 | 0 | 0
CILC-1D | 218.2375 | 218.2375 | 218.2375 | 218.2375 | 218.2375 | 218.2375 | 218.2375 | 218.2375 | 218.2375 | 218.2375 | 218.2375 | 218.2375 | 218.2375 | 218.2375 | 218.2375 | 218.2375 | 218.2375
CILC-1G | 61.2968 | 61.2968 | 61.2968 | 61.2968 | 61.2968 | 61.2968 | 61.2968 | 61.2968 | 61.2968 | 61.2968 | 61.2968 | 61.2968 | 61.2968 | 61.2968 | 61.2968 | 61.2968 | 61.2968
GS(T)-1 | 436075.1667 | 436075.1667 | 436075.1667 | 436075.1667 | 436075.1667 | 436075.1667 | 436075.1667 | 436075.1667 | 436075.1667 | 436075.1667 | 436075.1667 | 436075.1667 | 436075.1667 | 436075.1667 | 436075.1667 | 436075.1667 | 436075.1667
GSCU-1 | 11010.25 | 11010.25 | 11010.25 | 11010.25 | 11010.25 | 11010.25 | 11010.25 | 11010.25 | 11010.25 | 11010.25 | 11010.25 | 11010.25 | 11010.25 | 11010.25 | 11010.25 | 11010.25 | 11010.25
GSD(T)-1 | 107946.8462 | 107946.8462 | 107946.8462 | 107946.8462 | 107946.8462 | 107946.8462 | 107946.8462 | 107946.8462 | 107946.8462 | 107946.8462 | 107946.8462 | 107946.8462 | 107946.8462 | 107946.8462 | 107946.8462 | 107946.8462 | 107946.8462
GSLD(T)-1 | 3054.2224 | 3054.2224 | 3054.2224 | 3054.2224 | 3054.2224 | 3054.2224 | 3054.2224 | 3054.2224 | 3054.2224 | 3054.2224 | 3054.2224 | 3054.2224 | 3054.2224 | 3054.2224 | 3054.2224 | 3054.2224 | 3054.2224
GSLD(T)-2 | 118.0221 | 118.0221 | 118.0221 | 118.0221 | 118.0221 | 118.0221 | 118.0221 | 118.0221 | 118.0221 | 118.0221 | 118.0221 | 118.0221 | 118.0221 | 118.0221 | 118.0221 | 118.0221 | 118.0221
OS-2 | 125.4931 | 125.4931 | 125.4931 | 125.4931 | 125.4931 | 125.4931 | 125.4931 | 125.4931 | 125.4931 | 125.4931 | 125.4931 | 125.4931 | 125.4931 | 125.4931 | 125.4931 | 125.4931 | 125.4931
RS(T)-1 | 4415304.3333 | 4415304.3333 | 4415304.3333 | 4415304.3333 | 4415304.3333 | 4415304.3333 | 4415304.3333 | 4415304.3333 | 4415304.3333 | 4415304.3333 | 4415304.3333 | 4415304.3333 | 4415304.3333 | 4415304.3333 | 4415304.3333 | 4415304.3333 | 4415304.3333
SQ:[Total Retail/Wholesale] | 4973913.8682 | 4973913.8682 | 4973913.8682 | 4973913.8682 | 4973913.8682 | 4973913.8682 | 4973913.8682 | 4973913.8682 | 4973913.8682 | 4973913.8682 | 4973913.8682 | 4973913.8682 | 4973913.8682 | 4973913.8682 | 4973913.8682 | 4973913.8682 | 4973913.8682 | 0 | 0 | 0 | 0 | 0 | 0 | 0 | 0 | 0 | 0 | 0 | 0
SR:[]
SS:[External Factor - FPL303] | 4.3876e-05 | 1.2324e-05 | 0 | 0.087672 | 0.0022136 | 0.021703 | 0.00061405 | 2.3728e-05 | 0 | 0 | 0 | 2.523e-05 | 0.88769 | 0 | 0 | 0 | 0 | 0 | 0 | 0 | 0 | 0 | 0 | 0 | 0 | 0 | 0 | 0 | 0
ST:[% to Total System] | 4.3876e-05 | 1.2324e-05 | 0 | 0.087672 | 0.0022136 | 0.021703 | 0.00061405 | 2.3728e-05 | 0 | 0 | 0 | 2.523e-05 | 0.88769 | 0 | 0 | 0 | 0 | 0 | 0 | 0 | 0 | 0 | 0 | 0 | 0 | 0 | 0 | 0 | 0
SU:[]
SV:[FPL304]
SW:[12 Mo Avg No of Customers] | 278 | 62 | 17 | 436075.1667 | 11010.25 | 108066.6667 | 3130.4167 | 158.1667 | 7 | 27 | 5371.5 | 180.9167 | 4415304.3333 | 9240.5833 | 934 | 6 | 14 | 0 | 1 | 0 | 0 | 1 | 1 | 0 | 1 | 0 | 1 | 1 | 0
SX:[TOTAL (Loaded Costs + Labor) Cost / Unit - Adjusted] | 7172.2849 | 4060.5201 | 16950.9148 | 175.2997 | 134.0945 | 624.9214 | 1732.7357 | 4844.8578 | 15219.6371 | 15217.3614 | 0 | 3598.5352 | 130.3431 | 0 | 0 | 15071.7236 | 14993.4123 | 0 | 162150.1698 | 0 | 0 | 0 | 162150.1698 | 0 | 0 | 0 | 0 | 0 | 0
SY:[Total Meter Costs] | 1993895.2146 | 251752.2465 | 288165.5516 | 76443847.1256 | 1476414.0821 | 67533169.2194 | 5424184.5676 | 766295.0147 | 106537.4595 | 410868.7578 | 0 | 651034.9844 | 575504271.0497 | 0 | 0 | 90430.3414 | 209907.7715 | 0 | 162150.1698 | 0 | 0 | 0 | 162150.1698 | 0 | 0 | 0 | 0 | 0 | 0
SZ:[Energy Smart Florida Grant] | 0 | 0 | 0 | 0 | 0 | 0 | 0 | 0 | 0 | 0 | 0 | 0 | 0 | 0 | 0 | 0 | 0 | 0 | 0 | 0 | 0 | 0 | 0 | 0 | 0 | 0 | 0 | 0 | 0
TA:[Total Meter Costs - adjusted] | 1993895.2146 | 251752.2465 | 288165.5516 | 76443847.1256 | 1476414.0821 | 67533169.2194 | 5424184.5676 | 766295.0147 | 106537.4595 | 410868.7578 | 0 | 651034.9844 | 575504271.0497 | 0 | 0 | 90430.3414 | 209907.7715 | 0 | 162150.1698 | 0 | 0 | 0 | 162150.1698 | 0 | 0 | 0 | 0 | 0 | 0
CILC-1D | 1993895.2146 | 1993895.2146 | 1993895.2146 | 1993895.2146 | 1993895.2146 | 1993895.2146 | 1993895.2146 | 1993895.2146 | 1993895.2146 | 1993895.2146 | 1993895.2146 | 1993895.2146 | 1993895.2146 | 1993895.2146 | 1993895.2146 | 1993895.2146 | 1993895.2146
CILC-1G | 251752.2465 | 251752.2465 | 251752.2465 | 251752.2465 | 251752.2465 | 251752.2465 | 251752.2465 | 251752.2465 | 251752.2465 | 251752.2465 | 251752.2465 | 251752.2465 | 251752.2465 | 251752.2465 | 251752.2465 | 251752.2465 | 251752.2465
CILC-1T | 288165.5516 | 288165.5516 | 288165.5516 | 288165.5516 | 288165.5516 | 288165.5516 | 288165.5516 | 288165.5516 | 288165.5516 | 288165.5516 | 288165.5516 | 288165.5516 | 288165.5516 | 288165.5516 | 288165.5516 | 288165.5516 | 288165.5516
GS(T)-1 | 76443847.1256 | 76443847.1256 | 76443847.1256 | 76443847.1256 | 76443847.1256 | 76443847.1256 | 76443847.1256 | 76443847.1256 | 76443847.1256 | 76443847.1256 | 76443847.1256 | 76443847.1256 | 76443847.1256 | 76443847.1256 | 76443847.1256 | 76443847.1256 | 76443847.1256
GSCU-1 | 1476414.0821 | 1476414.0821 | 1476414.0821 | 1476414.0821 | 1476414.0821 | 1476414.0821 | 1476414.0821 | 1476414.0821 | 1476414.0821 | 1476414.0821 | 1476414.0821 | 1476414.0821 | 1476414.0821 | 1476414.0821 | 1476414.0821 | 1476414.0821 | 1476414.0821
GSD(T)-1 | 67533169.2194 | 67533169.2194 | 67533169.2194 | 67533169.2194 | 67533169.2194 | 67533169.2194 | 67533169.2194 | 67533169.2194 | 67533169.2194 | 67533169.2194 | 67533169.2194 | 67533169.2194 | 67533169.2194 | 67533169.2194 | 67533169.2194 | 67533169.2194 | 67533169.2194
GSLD(T)-1 | 5424184.5676 | 5424184.5676 | 5424184.5676 | 5424184.5676 | 5424184.5676 | 5424184.5676 | 5424184.5676 | 5424184.5676 | 5424184.5676 | 5424184.5676 | 5424184.5676 | 5424184.5676 | 5424184.5676 | 5424184.5676 | 5424184.5676 | 5424184.5676 | 5424184.5676
GSLD(T)-2 | 766295.0147 | 766295.0147 | 766295.0147 | 766295.0147 | 766295.0147 | 766295.0147 | 766295.0147 | 766295.0147 | 766295.0147 | 766295.0147 | 766295.0147 | 766295.0147 | 766295.0147 | 766295.0147 | 766295.0147 | 766295.0147 | 766295.0147
GSLD(T)-3 | 106537.4595 | 106537.4595 | 106537.4595 | 106537.4595 | 106537.4595 | 106537.4595 | 106537.4595 | 106537.4595 | 106537.4595 | 106537.4595 | 106537.4595 | 106537.4595 | 106537.4595 | 106537.4595 | 106537.4595 | 106537.4595 | 106537.4595
MET | 410868.7578 | 410868.7578 | 410868.7578 | 410868.7578 | 410868.7578 | 410868.7578 | 410868.7578 | 410868.7578 | 410868.7578 | 410868.7578 | 410868.7578 | 410868.7578 | 410868.7578 | 410868.7578 | 410868.7578 | 410868.7578 | 410868.7578
OS-2 | 651034.9844 | 651034.9844 | 651034.9844 | 651034.9844 | 651034.9844 | 651034.9844 | 651034.9844 | 651034.9844 | 651034.9844 | 651034.9844 | 651034.9844 | 651034.9844 | 651034.9844 | 651034.9844 | 651034.9844 | 651034.9844 | 651034.9844
RS(T)-1 | 575504271.0497 | 575504271.0497 | 575504271.0497 | 575504271.0497 | 575504271.0497 | 575504271.0497 | 575504271.0497 | 575504271.0497 | 575504271.0497 | 575504271.0497 | 575504271.0497 | 575504271.0497 | 575504271.0497 | 575504271.0497 | 575504271.0497 | 575504271.0497 | 575504271.0497
SST-DST | 90430.3414 | 90430.3414 | 90430.3414 | 90430.3414 | 90430.3414 | 90430.3414 | 90430.3414 | 90430.3414 | 90430.3414 | 90430.3414 | 90430.3414 | 90430.3414 | 90430.3414 | 90430.3414 | 90430.3414 | 90430.3414 | 90430.3414
SST-TST | 209907.7715 | 209907.7715 | 209907.7715 | 209907.7715 | 209907.7715 | 209907.7715 | 209907.7715 | 209907.7715 | 209907.7715 | 209907.7715 | 209907.7715 | 209907.7715 | 209907.7715 | 209907.7715 | 209907.7715 | 209907.7715 | 209907.7715
FKEC | [17 empty] | 162150.1698 | 162150.1698 | 162150.1698 | 162150.1698 | 162150.1698 | 162150.1698 | 162150.1698 | 162150.1698 | 162150.1698 | 162150.1698 | 162150.1698 | 162150.1698
LCEC | [17 empty] | 162150.1698 | 162150.1698 | 162150.1698 | 162150.1698 | 162150.1698 | 162150.1698 | 162150.1698 | 162150.1698 | 162150.1698 | 162150.1698 | 162150.1698 | 162150.1698
TB:[Total Retail/Wholesale] | 731150773.3864 | 731150773.3864 | 731150773.3864 | 731150773.3864 | 731150773.3864 | 731150773.3864 | 731150773.3864 | 731150773.3864 | 731150773.3864 | 731150773.3864 | 731150773.3864 | 731150773.3864 | 731150773.3864 | 731150773.3864 | 731150773.3864 | 731150773.3864 | 731150773.3864 | 324300.3396 | 324300.3396 | 324300.3396 | 324300.3396 | 324300.3396 | 324300.3396 | 324300.3396 | 324300.3396 | 324300.3396 | 324300.3396 | 324300.3396 | 324300.3396
CILC-1D | 1993895.2146 | 1993895.2146 | 1993895.2146 | 1993895.2146 | 1993895.2146 | 1993895.2146 | 1993895.2146 | 1993895.2146 | 1993895.2146 | 1993895.2146 | 1993895.2146 | 1993895.2146 | 1993895.2146 | 1993895.2146 | 1993895.2146 | 1993895.2146 | 1993895.2146 | 1993895.2146 | 1993895.2146 | 1993895.2146 | 1993895.2146 | 1993895.2146 | 1993895.2146 | 1993895.2146 | 1993895.2146 | 1993895.2146 | 1993895.2146 | 1993895.2146 | 1993895.2146
CILC-1G | 251752.2465 | 251752.2465 | 251752.2465 | 251752.2465 | 251752.2465 | 251752.2465 | 251752.2465 | 251752.2465 | 251752.2465 | 251752.2465 | 251752.2465 | 251752.2465 | 251752.2465 | 251752.2465 | 251752.2465 | 251752.2465 | 251752.2465 | 251752.2465 | 251752.2465 | 251752.2465 | 251752.2465 | 251752.2465 | 251752.2465 | 251752.2465 | 251752.2465 | 251752.2465 | 251752.2465 | 251752.2465 | 251752.2465
CILC-1T | 288165.5516 | 288165.5516 | 288165.5516 | 288165.5516 | 288165.5516 | 288165.5516 | 288165.5516 | 288165.5516 | 288165.5516 | 288165.5516 | 288165.5516 | 288165.5516 | 288165.5516 | 288165.5516 | 288165.5516 | 288165.5516 | 288165.5516 | 288165.5516 | 288165.5516 | 288165.5516 | 288165.5516 | 288165.5516 | 288165.5516 | 288165.5516 | 288165.5516 | 288165.5516 | 288165.5516 | 288165.5516 | 288165.5516
GS(T)-1 | 76443847.1256 | 76443847.1256 | 76443847.1256 | 76443847.1256 | 76443847.1256 | 76443847.1256 | 76443847.1256 | 76443847.1256 | 76443847.1256 | 76443847.1256 | 76443847.1256 | 76443847.1256 | 76443847.1256 | 76443847.1256 | 76443847.1256 | 76443847.1256 | 76443847.1256 | 76443847.1256 | 76443847.1256 | 76443847.1256 | 76443847.1256 | 76443847.1256 | 76443847.1256 | 76443847.1256 | 76443847.1256 | 76443847.1256 | 76443847.1256 | 76443847.1256 | 76443847.1256
GSCU-1 | 1476414.0821 | 1476414.0821 | 1476414.0821 | 1476414.0821 | 1476414.0821 | 1476414.0821 | 1476414.0821 | 1476414.0821 | 1476414.0821 | 1476414.0821 | 1476414.0821 | 1476414.0821 | 1476414.0821 | 1476414.0821 | 1476414.0821 | 1476414.0821 | 1476414.0821 | 1476414.0821 | 1476414.0821 | 1476414.0821 | 1476414.0821 | 1476414.0821 | 1476414.0821 | 1476414.0821 | 1476414.0821 | 1476414.0821 | 1476414.0821 | 1476414.0821 | 1476414.0821
GSD(T)-1 | 67533169.2194 | 67533169.2194 | 67533169.2194 | 67533169.2194 | 67533169.2194 | 67533169.2194 | 67533169.2194 | 67533169.2194 | 67533169.2194 | 67533169.2194 | 67533169.2194 | 67533169.2194 | 67533169.2194 | 67533169.2194 | 67533169.2194 | 67533169.2194 | 67533169.2194 | 67533169.2194 | 67533169.2194 | 67533169.2194 | 67533169.2194 | 67533169.2194 | 67533169.2194 | 67533169.2194 | 67533169.2194 | 67533169.2194 | 67533169.2194 | 67533169.2194 | 67533169.2194
GSLD(T)-1 | 5424184.5676 | 5424184.5676 | 5424184.5676 | 5424184.5676 | 5424184.5676 | 5424184.5676 | 5424184.5676 | 5424184.5676 | 5424184.5676 | 5424184.5676 | 5424184.5676 | 5424184.5676 | 5424184.5676 | 5424184.5676 | 5424184.5676 | 5424184.5676 | 5424184.5676 | 5424184.5676 | 5424184.5676 | 5424184.5676 | 5424184.5676 | 5424184.5676 | 5424184.5676 | 5424184.5676 | 5424184.5676 | 5424184.5676 | 5424184.5676 | 5424184.5676 | 5424184.5676
GSLD(T)-2 | 766295.0147 | 766295.0147 | 766295.0147 | 766295.0147 | 766295.0147 | 766295.0147 | 766295.0147 | 766295.0147 | 766295.0147 | 766295.0147 | 766295.0147 | 766295.0147 | 766295.0147 | 766295.0147 | 766295.0147 | 766295.0147 | 766295.0147 | 766295.0147 | 766295.0147 | 766295.0147 | 766295.0147 | 766295.0147 | 766295.0147 | 766295.0147 | 766295.0147 | 766295.0147 | 766295.0147 | 766295.0147 | 766295.0147
GSLD(T)-3 | 106537.4595 | 106537.4595 | 106537.4595 | 106537.4595 | 106537.4595 | 106537.4595 | 106537.4595 | 106537.4595 | 106537.4595 | 106537.4595 | 106537.4595 | 106537.4595 | 106537.4595 | 106537.4595 | 106537.4595 | 106537.4595 | 106537.4595 | 106537.4595 | 106537.4595 | 106537.4595 | 106537.4595 | 106537.4595 | 106537.4595 | 106537.4595 | 106537.4595 | 106537.4595 | 106537.4595 | 106537.4595 | 106537.4595
MET | 410868.7578 | 410868.7578 | 410868.7578 | 410868.7578 | 410868.7578 | 410868.7578 | 410868.7578 | 410868.7578 | 410868.7578 | 410868.7578 | 410868.7578 | 410868.7578 | 410868.7578 | 410868.7578 | 410868.7578 | 410868.7578 | 410868.7578 | 410868.7578 | 410868.7578 | 410868.7578 | 410868.7578 | 410868.7578 | 410868.7578 | 410868.7578 | 410868.7578 | 410868.7578 | 410868.7578 | 410868.7578 | 410868.7578
OS-2 | 651034.9844 | 651034.9844 | 651034.9844 | 651034.9844 | 651034.9844 | 651034.9844 | 651034.9844 | 651034.9844 | 651034.9844 | 651034.9844 | 651034.9844 | 651034.9844 | 651034.9844 | 651034.9844 | 651034.9844 | 651034.9844 | 651034.9844 | 651034.9844 | 651034.9844 | 651034.9844 | 651034.9844 | 651034.9844 | 651034.9844 | 651034.9844 | 651034.9844 | 651034.9844 | 651034.9844 | 651034.9844 | 651034.9844
RS(T)-1 | 575504271.0497 | 575504271.0497 | 575504271.0497 | 575504271.0497 | 575504271.0497 | 575504271.0497 | 575504271.0497 | 575504271.0497 | 575504271.0497 | 575504271.0497 | 575504271.0497 | 575504271.0497 | 575504271.0497 | 575504271.0497 | 575504271.0497 | 575504271.0497 | 575504271.0497 | 575504271.0497 | 575504271.0497 | 575504271.0497 | 575504271.0497 | 575504271.0497 | 575504271.0497 | 575504271.0497 | 575504271.0497 | 575504271.0497 | 575504271.0497 | 575504271.0497 | 575504271.0497
SST-DST | 90430.3414 | 90430.3414 | 90430.3414 | 90430.3414 | 90430.3414 | 90430.3414 | 90430.3414 | 90430.3414 | 90430.3414 | 90430.3414 | 90430.3414 | 90430.3414 | 90430.3414 | 90430.3414 | 90430.3414 | 90430.3414 | 90430.3414 | 90430.3414 | 90430.3414 | 90430.3414 | 90430.3414 | 90430.3414 | 90430.3414 | 90430.3414 | 90430.3414 | 90430.3414 | 90430.3414 | 90430.3414 | 90430.3414
SST-TST | 209907.7715 | 209907.7715 | 209907.7715 | 209907.7715 | 209907.7715 | 209907.7715 | 209907.7715 | 209907.7715 | 209907.7715 | 209907.7715 | 209907.7715 | 209907.7715 | 209907.7715 | 209907.7715 | 209907.7715 | 209907.7715 | 209907.7715 | 209907.7715 | 209907.7715 | 209907.7715 | 209907.7715 | 209907.7715 | 209907.7715 | 209907.7715 | 209907.7715 | 209907.7715 | 209907.7715 | 209907.7715 | 209907.7715
FKEC | 162150.1698 | 162150.1698 | 162150.1698 | 162150.1698 | 162150.1698 | 162150.1698 | 162150.1698 | 162150.1698 | 162150.1698 | 162150.1698 | 162150.1698 | 162150.1698 | 162150.1698 | 162150.1698 | 162150.1698 | 162150.1698 | 162150.1698 | 162150.1698 | 162150.1698 | 162150.1698 | 162150.1698 | 162150.1698 | 162150.1698 | 162150.1698 | 162150.1698 | 162150.1698 | 162150.1698 | 162150.1698 | 162150.1698
LCEC | 162150.1698 | 162150.1698 | 162150.1698 | 162150.1698 | 162150.1698 | 162150.1698 | 162150.1698 | 162150.1698 | 162150.1698 | 162150.1698 | 162150.1698 | 162150.1698 | 162150.1698 | 162150.1698 | 162150.1698 | 162150.1698 | 162150.1698 | 162150.1698 | 162150.1698 | 162150.1698 | 162150.1698 | 162150.1698 | 162150.1698 | 162150.1698 | 162150.1698 | 162150.1698 | 162150.1698 | 162150.1698 | 162150.1698
TC:[Total Company] | 731475073.7261 | 731475073.7261 | 731475073.7261 | 731475073.7261 | 731475073.7261 | 731475073.7261 | 731475073.7261 | 731475073.7261 | 731475073.7261 | 731475073.7261 | 731475073.7261 | 731475073.7261 | 731475073.7261 | 731475073.7261 | 731475073.7261 | 731475073.7261 | 731475073.7261 | 731475073.7261 | 731475073.7261 | 731475073.7261 | 731475073.7261 | 731475073.7261 | 731475073.7261 | 731475073.7261 | 731475073.7261 | 731475073.7261 | 731475073.7261 | 731475073.7261 | 731475073.7261
TD:[]
TE:[External Factor - FPL304] | 0.0027271 | 0.00034432 | 0.00039413 | 0.10455 | 0.0020193 | 0.092366 | 0.0074187 | 0.0010481 | 0.00014571 | 0.00056195 | 0 | 0.00089043 | 0.78712 | 0 | 0 | 0.00012368 | 0.00028709 | 0 | 0.5 | 0 | 0 | 0 | 0.5 | 0 | 0 | 0 | 0 | 0 | 0
TF:[% to Total System] | 0.0027259 | 0.00034417 | 0.00039395 | 0.10451 | 0.0020184 | 0.092325 | 0.0074154 | 0.0010476 | 0.00014565 | 0.0005617 | 0 | 0.00089003 | 0.78677 | 0 | 0 | 0.00012363 | 0.00028697 | 0 | 0.00022168 | 0 | 0 | 0 | 0.00022168 | 0 | 0 | 0 | 0 | 0 | 0
TG:[]
TH:[FPL309]
TI:[Remove SL-1 - Street Lights] | 0 | 0 | 0 | 0 | 0 | 0 | 0 | 0 | 0 | 0 | 0 | 0 | 0 | -1 | 0 | 0 | 0 | 0 | 0 | 0 | 0 | 0 | 0 | 0 | 0 | 0 | 0 | 0 | 0
TJ:[Remove SL-2 - Traffic Signals] | 0 | 0 | 0 | 0 | 0 | 0 | 0 | 0 | 0 | 0 | 0 | 0 | 0 | 0 | -1 | 0 | 0 | 0 | 0 | 0 | 0 | 0 | 0 | 0 | 0 | 0 | 0 | 0 | 0
TK:[Remove OL-1 - Outdoor Lighting] | 0 | 0 | 0 | 0 | 0 | 0 | 0 | 0 | 0 | 0 | -1 | 0 | 0 | 0 | 0 | 0 | 0 | 0 | 0 | 0 | 0 | 0 | 0 | 0 | 0 | 0 | 0 | 0 | 0
TL:[]
TM:[% Primary - KW (KW_PRI)] | 0.39212 | 0.01428 | 0 | 0 | 0 | 0.00288 | 0.03935 | 0.32521 | 0 | 1 | 0 | 0.25134 | 0 | 0 | 0 | 1 | 0 | 0 | 0 | 0 | 0 | 0 | 0 | 0 | 0 | 0 | 0 | 0 | 0
TN:[% Secondary - KW (KW_SEC)] | 0.60788 | 0.98572 | 0 | 1 | 1 | 0.99712 | 0.96065 | 0.67479 | 0 | 0 | 1 | 0.74866 | 1 | 1 | 1 | 0 | 0 | 0 | 0 | 0 | 0 | 0 | 0 | 0 | 0 | 0 | 0 | 0 | 0
TO:[]
CILC-1D | 278
CILC-1G |  | 62
CILC-1T |  |  | 17
GS(T)-1 |  |  |  | 436075.1667
GSCU-1 |  |  |  |  | 11010.25
GSD(T)-1 | [5 empty] | 108066.6667
GSLD(T)-1 | [6 empty] | 3130.4167
GSLD(T)-2 | [7 empty] | 158.1667
GSLD(T)-3 | [8 empty] | 7
MET | [9 empty] | 27
OL-1 | [10 empty] | 5371.5
OS-2 | [11 empty] | 180.9167
RS(T)-1 | [12 empty] | 4415304.3333
SL-1 | [13 empty] | 9240.5833
SL-2 | [14 empty] | 934
SST-DST | [15 empty] | 6
SST-TST | [16 empty] | 14
TP:[12 Mo Avg No of Customers] | 278 | 62 | 17 | 436075.1667 | 11010.25 | 108066.6667 | 3130.4167 | 158.1667 | 7 | 27 | 5371.5 | 180.9167 | 4415304.3333 | 9240.5833 | 934 | 6 | 14 | 0 | 0 | 0 | 0 | 0 | 0 | 0 | 0 | 0 | 0 | 0 | 0
TQ:[Adjustment] | 0 | 0 | -17 | 0 | 0 | 0 | 0 | 0 | -7 | 0 | -5371.5 | 0 | 0 | -9240.5833 | -934 | 0 | -14 | 0 | 0 | 0 | 0 | 0 | 0 | 0 | 0 | 0 | 0 | 0 | 0
TR:[Average Distribution Customers (Retail Only)] | 278 | 62 | 0 | 436075.1667 | 11010.25 | 108066.6667 | 3130.4167 | 158.1667 | 0 | 27 | 0 | 180.9167 | 4415304.3333 | 0 | 0 | 6 | 0 | 0 | 0 | 0 | 0 | 0 | 0 | 0 | 0 | 0 | 0 | 0 | 0
CILC-1D | 278 | 278 | 278 | 278 | 278 | 278 | 278 | 278 | 278 | 278 | 278 | 278 | 278 | 278 | 278 | 278 | 278
CILC-1G | 62 | 62 | 62 | 62 | 62 | 62 | 62 | 62 | 62 | 62 | 62 | 62 | 62 | 62 | 62 | 62 | 62
GS(T)-1 | 436075.1667 | 436075.1667 | 436075.1667 | 436075.1667 | 436075.1667 | 436075.1667 | 436075.1667 | 436075.1667 | 436075.1667 | 436075.1667 | 436075.1667 | 436075.1667 | 436075.1667 | 436075.1667 | 436075.1667 | 436075.1667 | 436075.1667
GSCU-1 | 11010.25 | 11010.25 | 11010.25 | 11010.25 | 11010.25 | 11010.25 | 11010.25 | 11010.25 | 11010.25 | 11010.25 | 11010.25 | 11010.25 | 11010.25 | 11010.25 | 11010.25 | 11010.25 | 11010.25
GSD(T)-1 | 108066.6667 | 108066.6667 | 108066.6667 | 108066.6667 | 108066.6667 | 108066.6667 | 108066.6667 | 108066.6667 | 108066.6667 | 108066.6667 | 108066.6667 | 108066.6667 | 108066.6667 | 108066.6667 | 108066.6667 | 108066.6667 | 108066.6667
GSLD(T)-1 | 3130.4167 | 3130.4167 | 3130.4167 | 3130.4167 | 3130.4167 | 3130.4167 | 3130.4167 | 3130.4167 | 3130.4167 | 3130.4167 | 3130.4167 | 3130.4167 | 3130.4167 | 3130.4167 | 3130.4167 | 3130.4167 | 3130.4167
GSLD(T)-2 | 158.1667 | 158.1667 | 158.1667 | 158.1667 | 158.1667 | 158.1667 | 158.1667 | 158.1667 | 158.1667 | 158.1667 | 158.1667 | 158.1667 | 158.1667 | 158.1667 | 158.1667 | 158.1667 | 158.1667
MET | 27 | 27 | 27 | 27 | 27 | 27 | 27 | 27 | 27 | 27 | 27 | 27 | 27 | 27 | 27 | 27 | 27
OS-2 | 180.9167 | 180.9167 | 180.9167 | 180.9167 | 180.9167 | 180.9167 | 180.9167 | 180.9167 | 180.9167 | 180.9167 | 180.9167 | 180.9167 | 180.9167 | 180.9167 | 180.9167 | 180.9167 | 180.9167
RS(T)-1 | 4415304.3333 | 4415304.3333 | 4415304.3333 | 4415304.3333 | 4415304.3333 | 4415304.3333 | 4415304.3333 | 4415304.3333 | 4415304.3333 | 4415304.3333 | 4415304.3333 | 4415304.3333 | 4415304.3333 | 4415304.3333 | 4415304.3333 | 4415304.3333 | 4415304.3333
SST-DST | 6 | 6 | 6 | 6 | 6 | 6 | 6 | 6 | 6 | 6 | 6 | 6 | 6 | 6 | 6 | 6 | 6
TS:[Total Retail/Wholesale] | 4974298.9167 | 4974298.9167 | 4974298.9167 | 4974298.9167 | 4974298.9167 | 4974298.9167 | 4974298.9167 | 4974298.9167 | 4974298.9167 | 4974298.9167 | 4974298.9167 | 4974298.9167 | 4974298.9167 | 4974298.9167 | 4974298.9167 | 4974298.9167 | 4974298.9167 | 0 | 0 | 0 | 0 | 0 | 0 | 0 | 0 | 0 | 0 | 0 | 0
TT:[]
TU:[External Factor - FPL309] | 5.5887e-05 | 1.2464e-05 | 0 | 0.087666 | 0.0022134 | 0.021725 | 0.00062932 | 3.1797e-05 | 0 | 5.4279e-06 | 0 | 3.637e-05 | 0.88762 | 0 | 0 | 1.2062e-06 | 0 | 0 | 0 | 0 | 0 | 0 | 0 | 0 | 0 | 0 | 0 | 0 | 0
TV:[% to Total System] | 5.5887e-05 | 1.2464e-05 | 0 | 0.087666 | 0.0022134 | 0.021725 | 0.00062932 | 3.1797e-05 | 0 | 5.4279e-06 | 0 | 3.637e-05 | 0.88762 | 0 | 0 | 1.2062e-06 | 0 | 0 | 0 | 0 | 0 | 0 | 0 | 0 | 0 | 0 | 0 | 0 | 0
TW:[]
TX:[FPL310]
TY:[Remove SL-1 - Street Lights] | 0 | 0 | 0 | 0 | 0 | 0 | 0 | 0 | 0 | 0 | 0 | 0 | 0 | -1 | 0 | 0 | 0 | 0 | 0 | 0 | 0 | 0 | 0 | 0 | 0 | 0 | 0 | 0 | 0
TZ:[Remove SL-2 - Traffic Signals] | 0 | 0 | 0 | 0 | 0 | 0 | 0 | 0 | 0 | 0 | 0 | 0 | 0 | 0 | -1 | 0 | 0 | 0 | 0 | 0 | 0 | 0 | 0 | 0 | 0 | 0 | 0 | 0 | 0
UA:[]
CILC-1D | 278
CILC-1G |  | 62
CILC-1T |  |  | 17
GS(T)-1 |  |  |  | 436075.1667
GSCU-1 |  |  |  |  | 11010.25
GSD(T)-1 | [5 empty] | 108066.6667
GSLD(T)-1 | [6 empty] | 3130.4167
GSLD(T)-2 | [7 empty] | 158.1667
GSLD(T)-3 | [8 empty] | 7
MET | [9 empty] | 27
OL-1 | [10 empty] | 56994.379
OS-2 | [11 empty] | 180.9167
RS(T)-1 | [12 empty] | 4415304.3333
SL-1 | [13 empty] | 9240.5833
SL-2 | [14 empty] | 934
SST-DST | [15 empty] | 6
SST-TST | [16 empty] | 14
UB:[12 Mo Avg No of Customers] | 278 | 62 | 17 | 436075.1667 | 11010.25 | 108066.6667 | 3130.4167 | 158.1667 | 7 | 27 | 56994.379 | 180.9167 | 4415304.3333 | 9240.5833 | 934 | 6 | 14 | 0 | 0 | 0 | 0 | 0 | 0 | 0 | 0 | 0 | 0 | 0 | 0
UC:[Adjustment] | 0 | 0 | -17 | 0 | 0 | 0 | 0 | 0 | -7 | 0 | 0 | 0 | 0 | -9240.5833 | -934 | 0 | -14 | 0 | 0 | 0 | 0 | 0 | 0 | 0 | 0 | 0 | 0 | 0 | 0
UD:[Adjusted Avg No of Customers] | 278 | 62 | 0 | 436075.1667 | 11010.25 | 108066.6667 | 3130.4167 | 158.1667 | 0 | 27 | 56994.379 | 180.9167 | 4415304.3333 | 0 | 0 | 6 | 0 | 0 | 0 | 0 | 0 | 0 | 0 | 0 | 0 | 0 | 0 | 0 | 0
UE:[% Primary - KW (KW_PRI)] | 0.39212 | 0.01428 | 0 | 0 | 0 | 0.00288 | 0.03935 | 0.32521 | 0 | 1 | 0 | 0.25134 | 0 | 0 | 0 | 1 | 0 | 0 | 0 | 0 | 0 | 0 | 0 | 0 | 0 | 0 | 0 | 0 | 0
UF:[Primary Average Distribution Customers (Retail Only)] | 109.0094 | 0.88536 | 0 | 0 | 0 | 311.232 | 123.1819 | 51.4374 | 0 | 27 | 0 | 45.4716 | 0 | 0 | 0 | 6 | 0 | 0 | 0 | 0 | 0 | 0 | 0 | 0 | 0 | 0 | 0 | 0 | 0
UG:[]
CILC-1D | 278
CILC-1G |  | 62
CILC-1T |  |  | 17
GS(T)-1 |  |  |  | 436075.1667
GSCU-1 |  |  |  |  | 11010.25
GSD(T)-1 | [5 empty] | 108066.6667
GSLD(T)-1 | [6 empty] | 3130.4167
GSLD(T)-2 | [7 empty] | 158.1667
GSLD(T)-3 | [8 empty] | 7
MET | [9 empty] | 27
OL-1 | [10 empty] | 56994.379
OS-2 | [11 empty] | 180.9167
RS(T)-1 | [12 empty] | 4415304.3333
SL-1 | [13 empty] | 9240.5833
SL-2 | [14 empty] | 934
SST-DST | [15 empty] | 6
SST-TST | [16 empty] | 14
UH:[12 Mo Avg No of Customers] | 278 | 62 | 17 | 436075.1667 | 11010.25 | 108066.6667 | 3130.4167 | 158.1667 | 7 | 27 | 56994.379 | 180.9167 | 4415304.3333 | 9240.5833 | 934 | 6 | 14 | 0 | 0 | 0 | 0 | 0 | 0 | 0 | 0 | 0 | 0 | 0 | 0
UI:[Adjustment] | 0 | 0 | -17 | 0 | 0 | 0 | 0 | 0 | -7 | 0 | 0 | 0 | 0 | -9240.5833 | -934 | 0 | -14 | 0 | 0 | 0 | 0 | 0 | 0 | 0 | 0 | 0 | 0 | 0 | 0
UJ:[Adjusted Avg No of Customers] | 278 | 62 | 0 | 436075.1667 | 11010.25 | 108066.6667 | 3130.4167 | 158.1667 | 0 | 27 | 56994.379 | 180.9167 | 4415304.3333 | 0 | 0 | 6 | 0 | 0 | 0 | 0 | 0 | 0 | 0 | 0 | 0 | 0 | 0 | 0 | 0
UK:[% Secondary - KW (KW_SEC)] | 0.60788 | 0.98572 | 0 | 1 | 1 | 0.99712 | 0.96065 | 0.67479 | 0 | 0 | 1 | 0.74866 | 1 | 1 | 1 | 0 | 0 | 0 | 0 | 0 | 0 | 0 | 0 | 0 | 0 | 0 | 0 | 0 | 0
UL:[Secondary Average Distribution Customers (Retail Only)] | 168.9906 | 61.1146 | 0 | 436075.1667 | 11010.25 | 107755.4347 | 3007.2348 | 106.7293 | 0 | 0 | 56994.379 | 135.4451 | 4415304.3333 | 0 | 0 | 0 | 0 | 0 | 0 | 0 | 0 | 0 | 0 | 0 | 0 | 0 | 0 | 0 | 0
UM:[]
UN:[Primary Average Distribution Customers (Retail Only)] | 109.0094 | 0.88536 | 0 | 0 | 0 | 311.232 | 123.1819 | 51.4374 | 0 | 27 | 0 | 45.4716 | 0 | 0 | 0 | 6 | 0 | 0 | 0 | 0 | 0 | 0 | 0 | 0 | 0 | 0 | 0 | 0 | 0
UO:[Secondary Average Distribution Customers (Retail Only)] | 168.9906 | 61.1146 | 0 | 436075.1667 | 11010.25 | 107755.4347 | 3007.2348 | 106.7293 | 0 | 0 | 56994.379 | 135.4451 | 4415304.3333 | 0 | 0 | 0 | 0 | 0 | 0 | 0 | 0 | 0 | 0 | 0 | 0 | 0 | 0 | 0 | 0
UP:[Weighted Average Distribution Customers (Retail Only)] | 278 | 62 | 0 | 436075.1667 | 11010.25 | 108066.6667 | 3130.4167 | 158.1667 | 0 | 27 | 56994.379 | 180.9167 | 4415304.3333 | 0 | 0 | 6 | 0 | 0 | 0 | 0 | 0 | 0 | 0 | 0 | 0 | 0 | 0 | 0 | 0
CILC-1D | 278 | 278 | 278 | 278 | 278 | 278 | 278 | 278 | 278 | 278 | 278 | 278 | 278 | 278 | 278 | 278 | 278
CILC-1G | 62 | 62 | 62 | 62 | 62 | 62 | 62 | 62 | 62 | 62 | 62 | 62 | 62 | 62 | 62 | 62 | 62
GS(T)-1 | 436075.1667 | 436075.1667 | 436075.1667 | 436075.1667 | 436075.1667 | 436075.1667 | 436075.1667 | 436075.1667 | 436075.1667 | 436075.1667 | 436075.1667 | 436075.1667 | 436075.1667 | 436075.1667 | 436075.1667 | 436075.1667 | 436075.1667
GSCU-1 | 11010.25 | 11010.25 | 11010.25 | 11010.25 | 11010.25 | 11010.25 | 11010.25 | 11010.25 | 11010.25 | 11010.25 | 11010.25 | 11010.25 | 11010.25 | 11010.25 | 11010.25 | 11010.25 | 11010.25
GSD(T)-1 | 108066.6667 | 108066.6667 | 108066.6667 | 108066.6667 | 108066.6667 | 108066.6667 | 108066.6667 | 108066.6667 | 108066.6667 | 108066.6667 | 108066.6667 | 108066.6667 | 108066.6667 | 108066.6667 | 108066.6667 | 108066.6667 | 108066.6667
GSLD(T)-1 | 3130.4167 | 3130.4167 | 3130.4167 | 3130.4167 | 3130.4167 | 3130.4167 | 3130.4167 | 3130.4167 | 3130.4167 | 3130.4167 | 3130.4167 | 3130.4167 | 3130.4167 | 3130.4167 | 3130.4167 | 3130.4167 | 3130.4167
GSLD(T)-2 | 158.1667 | 158.1667 | 158.1667 | 158.1667 | 158.1667 | 158.1667 | 158.1667 | 158.1667 | 158.1667 | 158.1667 | 158.1667 | 158.1667 | 158.1667 | 158.1667 | 158.1667 | 158.1667 | 158.1667
MET | 27 | 27 | 27 | 27 | 27 | 27 | 27 | 27 | 27 | 27 | 27 | 27 | 27 | 27 | 27 | 27 | 27
OL-1 | 56994.379 | 56994.379 | 56994.379 | 56994.379 | 56994.379 | 56994.379 | 56994.379 | 56994.379 | 56994.379 | 56994.379 | 56994.379 | 56994.379 | 56994.379 | 56994.379 | 56994.379 | 56994.379 | 56994.379
OS-2 | 180.9167 | 180.9167 | 180.9167 | 180.9167 | 180.9167 | 180.9167 | 180.9167 | 180.9167 | 180.9167 | 180.9167 | 180.9167 | 180.9167 | 180.9167 | 180.9167 | 180.9167 | 180.9167 | 180.9167
RS(T)-1 | 4415304.3333 | 4415304.3333 | 4415304.3333 | 4415304.3333 | 4415304.3333 | 4415304.3333 | 4415304.3333 | 4415304.3333 | 4415304.3333 | 4415304.3333 | 4415304.3333 | 4415304.3333 | 4415304.3333 | 4415304.3333 | 4415304.3333 | 4415304.3333 | 4415304.3333
SST-DST | 6 | 6 | 6 | 6 | 6 | 6 | 6 | 6 | 6 | 6 | 6 | 6 | 6 | 6 | 6 | 6 | 6
UQ:[Total Retail/Wholesale] | 5031293.2956 | 5031293.2956 | 5031293.2956 | 5031293.2956 | 5031293.2956 | 5031293.2956 | 5031293.2956 | 5031293.2956 | 5031293.2956 | 5031293.2956 | 5031293.2956 | 5031293.2956 | 5031293.2956 | 5031293.2956 | 5031293.2956 | 5031293.2956 | 5031293.2956 | 0 | 0 | 0 | 0 | 0 | 0 | 0 | 0 | 0 | 0 | 0 | 0
UR:[]
US:[External Factor - FPL310] | 5.5254e-05 | 1.2323e-05 | 0 | 0.086673 | 0.0021884 | 0.021479 | 0.00062219 | 3.1437e-05 | 0 | 5.3664e-06 | 0.011328 | 3.5958e-05 | 0.87757 | 0 | 0 | 1.1925e-06 | 0 | 0 | 0 | 0 | 0 | 0 | 0 | 0 | 0 | 0 | 0 | 0 | 0
UT:[% to Total System] | 5.5254e-05 | 1.2323e-05 | 0 | 0.086673 | 0.0021884 | 0.021479 | 0.00062219 | 3.1437e-05 | 0 | 5.3664e-06 | 0.011328 | 3.5958e-05 | 0.87757 | 0 | 0 | 1.1925e-06 | 0 | 0 | 0 | 0 | 0 | 0 | 0 | 0 | 0 | 0 | 0 | 0 | 0
UU:[]
UV:[FPL311]
UW:[Misc Service Rev - Late Payment Charges] | 71802.1626 | 4694.2854 | 0 | 4439562.7082 | 53001.3392 | 3810293.0299 | 534506.0551 | 130741.6802 | 2237.6509 | 0 | 576153.6451 | 52.4732 | 51919572.2126 | 57254.0867 | 1537.5539 | 1688.7964 | 7269.749 | 0 | 0 | 0 | 0 | 0 | 0 | 0 | 0 | 0 | 0 | 0 | 0
CILC-1D | 71802.1626 | 71802.1626 | 71802.1626 | 71802.1626 | 71802.1626 | 71802.1626 | 71802.1626 | 71802.1626 | 71802.1626 | 71802.1626 | 71802.1626 | 71802.1626 | 71802.1626 | 71802.1626 | 71802.1626 | 71802.1626 | 71802.1626
CILC-1G | 4694.2854 | 4694.2854 | 4694.2854 | 4694.2854 | 4694.2854 | 4694.2854 | 4694.2854 | 4694.2854 | 4694.2854 | 4694.2854 | 4694.2854 | 4694.2854 | 4694.2854 | 4694.2854 | 4694.2854 | 4694.2854 | 4694.2854
GS(T)-1 | 4439562.7082 | 4439562.7082 | 4439562.7082 | 4439562.7082 | 4439562.7082 | 4439562.7082 | 4439562.7082 | 4439562.7082 | 4439562.7082 | 4439562.7082 | 4439562.7082 | 4439562.7082 | 4439562.7082 | 4439562.7082 | 4439562.7082 | 4439562.7082 | 4439562.7082
GSCU-1 | 53001.3392 | 53001.3392 | 53001.3392 | 53001.3392 | 53001.3392 | 53001.3392 | 53001.3392 | 53001.3392 | 53001.3392 | 53001.3392 | 53001.3392 | 53001.3392 | 53001.3392 | 53001.3392 | 53001.3392 | 53001.3392 | 53001.3392
GSD(T)-1 | 3810293.0299 | 3810293.0299 | 3810293.0299 | 3810293.0299 | 3810293.0299 | 3810293.0299 | 3810293.0299 | 3810293.0299 | 3810293.0299 | 3810293.0299 | 3810293.0299 | 3810293.0299 | 3810293.0299 | 3810293.0299 | 3810293.0299 | 3810293.0299 | 3810293.0299
GSLD(T)-1 | 534506.0551 | 534506.0551 | 534506.0551 | 534506.0551 | 534506.0551 | 534506.0551 | 534506.0551 | 534506.0551 | 534506.0551 | 534506.0551 | 534506.0551 | 534506.0551 | 534506.0551 | 534506.0551 | 534506.0551 | 534506.0551 | 534506.0551
GSLD(T)-2 | 130741.6802 | 130741.6802 | 130741.6802 | 130741.6802 | 130741.6802 | 130741.6802 | 130741.6802 | 130741.6802 | 130741.6802 | 130741.6802 | 130741.6802 | 130741.6802 | 130741.6802 | 130741.6802 | 130741.6802 | 130741.6802 | 130741.6802
GSLD(T)-3 | 2237.6509 | 2237.6509 | 2237.6509 | 2237.6509 | 2237.6509 | 2237.6509 | 2237.6509 | 2237.6509 | 2237.6509 | 2237.6509 | 2237.6509 | 2237.6509 | 2237.6509 | 2237.6509 | 2237.6509 | 2237.6509 | 2237.6509
OL-1 | 576153.6451 | 576153.6451 | 576153.6451 | 576153.6451 | 576153.6451 | 576153.6451 | 576153.6451 | 576153.6451 | 576153.6451 | 576153.6451 | 576153.6451 | 576153.6451 | 576153.6451 | 576153.6451 | 576153.6451 | 576153.6451 | 576153.6451
OS-2 | 52.4732 | 52.4732 | 52.4732 | 52.4732 | 52.4732 | 52.4732 | 52.4732 | 52.4732 | 52.4732 | 52.4732 | 52.4732 | 52.4732 | 52.4732 | 52.4732 | 52.4732 | 52.4732 | 52.4732
RS(T)-1 | 51919572.2126 | 51919572.2126 | 51919572.2126 | 51919572.2126 | 51919572.2126 | 51919572.2126 | 51919572.2126 | 51919572.2126 | 51919572.2126 | 51919572.2126 | 51919572.2126 | 51919572.2126 | 51919572.2126 | 51919572.2126 | 51919572.2126 | 51919572.2126 | 51919572.2126
SL-1 | 57254.0867 | 57254.0867 | 57254.0867 | 57254.0867 | 57254.0867 | 57254.0867 | 57254.0867 | 57254.0867 | 57254.0867 | 57254.0867 | 57254.0867 | 57254.0867 | 57254.0867 | 57254.0867 | 57254.0867 | 57254.0867 | 57254.0867
SL-2 | 1537.5539 | 1537.5539 | 1537.5539 | 1537.5539 | 1537.5539 | 1537.5539 | 1537.5539 | 1537.5539 | 1537.5539 | 1537.5539 | 1537.5539 | 1537.5539 | 1537.5539 | 1537.5539 | 1537.5539 | 1537.5539 | 1537.5539
SST-DST | 1688.7964 | 1688.7964 | 1688.7964 | 1688.7964 | 1688.7964 | 1688.7964 | 1688.7964 | 1688.7964 | 1688.7964 | 1688.7964 | 1688.7964 | 1688.7964 | 1688.7964 | 1688.7964 | 1688.7964 | 1688.7964 | 1688.7964
SST-TST | 7269.749 | 7269.749 | 7269.749 | 7269.749 | 7269.749 | 7269.749 | 7269.749 | 7269.749 | 7269.749 | 7269.749 | 7269.749 | 7269.749 | 7269.749 | 7269.749 | 7269.749 | 7269.749 | 7269.749
UX:[Total Retail/Wholesale] | 61610367.4284 | 61610367.4284 | 61610367.4284 | 61610367.4284 | 61610367.4284 | 61610367.4284 | 61610367.4284 | 61610367.4284 | 61610367.4284 | 61610367.4284 | 61610367.4284 | 61610367.4284 | 61610367.4284 | 61610367.4284 | 61610367.4284 | 61610367.4284 | 61610367.4284 | 0 | 0 | 0 | 0 | 0 | 0 | 0 | 0 | 0 | 0 | 0 | 0
CILC-1D | 71802.1626 | 71802.1626 | 71802.1626 | 71802.1626 | 71802.1626 | 71802.1626 | 71802.1626 | 71802.1626 | 71802.1626 | 71802.1626 | 71802.1626 | 71802.1626 | 71802.1626 | 71802.1626 | 71802.1626 | 71802.1626 | 71802.1626 | 71802.1626 | 71802.1626 | 71802.1626 | 71802.1626 | 71802.1626 | 71802.1626 | 71802.1626 | 71802.1626 | 71802.1626 | 71802.1626 | 71802.1626 | 71802.1626
CILC-1G | 4694.2854 | 4694.2854 | 4694.2854 | 4694.2854 | 4694.2854 | 4694.2854 | 4694.2854 | 4694.2854 | 4694.2854 | 4694.2854 | 4694.2854 | 4694.2854 | 4694.2854 | 4694.2854 | 4694.2854 | 4694.2854 | 4694.2854 | 4694.2854 | 4694.2854 | 4694.2854 | 4694.2854 | 4694.2854 | 4694.2854 | 4694.2854 | 4694.2854 | 4694.2854 | 4694.2854 | 4694.2854 | 4694.2854
GS(T)-1 | 4439562.7082 | 4439562.7082 | 4439562.7082 | 4439562.7082 | 4439562.7082 | 4439562.7082 | 4439562.7082 | 4439562.7082 | 4439562.7082 | 4439562.7082 | 4439562.7082 | 4439562.7082 | 4439562.7082 | 4439562.7082 | 4439562.7082 | 4439562.7082 | 4439562.7082 | 4439562.7082 | 4439562.7082 | 4439562.7082 | 4439562.7082 | 4439562.7082 | 4439562.7082 | 4439562.7082 | 4439562.7082 | 4439562.7082 | 4439562.7082 | 4439562.7082 | 4439562.7082
GSCU-1 | 53001.3392 | 53001.3392 | 53001.3392 | 53001.3392 | 53001.3392 | 53001.3392 | 53001.3392 | 53001.3392 | 53001.3392 | 53001.3392 | 53001.3392 | 53001.3392 | 53001.3392 | 53001.3392 | 53001.3392 | 53001.3392 | 53001.3392 | 53001.3392 | 53001.3392 | 53001.3392 | 53001.3392 | 53001.3392 | 53001.3392 | 53001.3392 | 53001.3392 | 53001.3392 | 53001.3392 | 53001.3392 | 53001.3392
GSD(T)-1 | 3810293.0299 | 3810293.0299 | 3810293.0299 | 3810293.0299 | 3810293.0299 | 3810293.0299 | 3810293.0299 | 3810293.0299 | 3810293.0299 | 3810293.0299 | 3810293.0299 | 3810293.0299 | 3810293.0299 | 3810293.0299 | 3810293.0299 | 3810293.0299 | 3810293.0299 | 3810293.0299 | 3810293.0299 | 3810293.0299 | 3810293.0299 | 3810293.0299 | 3810293.0299 | 3810293.0299 | 3810293.0299 | 3810293.0299 | 3810293.0299 | 3810293.0299 | 3810293.0299
GSLD(T)-1 | 534506.0551 | 534506.0551 | 534506.0551 | 534506.0551 | 534506.0551 | 534506.0551 | 534506.0551 | 534506.0551 | 534506.0551 | 534506.0551 | 534506.0551 | 534506.0551 | 534506.0551 | 534506.0551 | 534506.0551 | 534506.0551 | 534506.0551 | 534506.0551 | 534506.0551 | 534506.0551 | 534506.0551 | 534506.0551 | 534506.0551 | 534506.0551 | 534506.0551 | 534506.0551 | 534506.0551 | 534506.0551 | 534506.0551
GSLD(T)-2 | 130741.6802 | 130741.6802 | 130741.6802 | 130741.6802 | 130741.6802 | 130741.6802 | 130741.6802 | 130741.6802 | 130741.6802 | 130741.6802 | 130741.6802 | 130741.6802 | 130741.6802 | 130741.6802 | 130741.6802 | 130741.6802 | 130741.6802 | 130741.6802 | 130741.6802 | 130741.6802 | 130741.6802 | 130741.6802 | 130741.6802 | 130741.6802 | 130741.6802 | 130741.6802 | 130741.6802 | 130741.6802 | 130741.6802
GSLD(T)-3 | 2237.6509 | 2237.6509 | 2237.6509 | 2237.6509 | 2237.6509 | 2237.6509 | 2237.6509 | 2237.6509 | 2237.6509 | 2237.6509 | 2237.6509 | 2237.6509 | 2237.6509 | 2237.6509 | 2237.6509 | 2237.6509 | 2237.6509 | 2237.6509 | 2237.6509 | 2237.6509 | 2237.6509 | 2237.6509 | 2237.6509 | 2237.6509 | 2237.6509 | 2237.6509 | 2237.6509 | 2237.6509 | 2237.6509
OL-1 | 576153.6451 | 576153.6451 | 576153.6451 | 576153.6451 | 576153.6451 | 576153.6451 | 576153.6451 | 576153.6451 | 576153.6451 | 576153.6451 | 576153.6451 | 576153.6451 | 576153.6451 | 576153.6451 | 576153.6451 | 576153.6451 | 576153.6451 | 576153.6451 | 576153.6451 | 576153.6451 | 576153.6451 | 576153.6451 | 576153.6451 | 576153.6451 | 576153.6451 | 576153.6451 | 576153.6451 | 576153.6451 | 576153.6451
OS-2 | 52.4732 | 52.4732 | 52.4732 | 52.4732 | 52.4732 | 52.4732 | 52.4732 | 52.4732 | 52.4732 | 52.4732 | 52.4732 | 52.4732 | 52.4732 | 52.4732 | 52.4732 | 52.4732 | 52.4732 | 52.4732 | 52.4732 | 52.4732 | 52.4732 | 52.4732 | 52.4732 | 52.4732 | 52.4732 | 52.4732 | 52.4732 | 52.4732 | 52.4732
RS(T)-1 | 51919572.2126 | 51919572.2126 | 51919572.2126 | 51919572.2126 | 51919572.2126 | 51919572.2126 | 51919572.2126 | 51919572.2126 | 51919572.2126 | 51919572.2126 | 51919572.2126 | 51919572.2126 | 51919572.2126 | 51919572.2126 | 51919572.2126 | 51919572.2126 | 51919572.2126 | 51919572.2126 | 51919572.2126 | 51919572.2126 | 51919572.2126 | 51919572.2126 | 51919572.2126 | 51919572.2126 | 51919572.2126 | 51919572.2126 | 51919572.2126 | 51919572.2126 | 51919572.2126
SL-1 | 57254.0867 | 57254.0867 | 57254.0867 | 57254.0867 | 57254.0867 | 57254.0867 | 57254.0867 | 57254.0867 | 57254.0867 | 57254.0867 | 57254.0867 | 57254.0867 | 57254.0867 | 57254.0867 | 57254.0867 | 57254.0867 | 57254.0867 | 57254.0867 | 57254.0867 | 57254.0867 | 57254.0867 | 57254.0867 | 57254.0867 | 57254.0867 | 57254.0867 | 57254.0867 | 57254.0867 | 57254.0867 | 57254.0867
SL-2 | 1537.5539 | 1537.5539 | 1537.5539 | 1537.5539 | 1537.5539 | 1537.5539 | 1537.5539 | 1537.5539 | 1537.5539 | 1537.5539 | 1537.5539 | 1537.5539 | 1537.5539 | 1537.5539 | 1537.5539 | 1537.5539 | 1537.5539 | 1537.5539 | 1537.5539 | 1537.5539 | 1537.5539 | 1537.5539 | 1537.5539 | 1537.5539 | 1537.5539 | 1537.5539 | 1537.5539 | 1537.5539 | 1537.5539
SST-DST | 1688.7964 | 1688.7964 | 1688.7964 | 1688.7964 | 1688.7964 | 1688.7964 | 1688.7964 | 1688.7964 | 1688.7964 | 1688.7964 | 1688.7964 | 1688.7964 | 1688.7964 | 1688.7964 | 1688.7964 | 1688.7964 | 1688.7964 | 1688.7964 | 1688.7964 | 1688.7964 | 1688.7964 | 1688.7964 | 1688.7964 | 1688.7964 | 1688.7964 | 1688.7964 | 1688.7964 | 1688.7964 | 1688.7964
SST-TST | 7269.749 | 7269.749 | 7269.749 | 7269.749 | 7269.749 | 7269.749 | 7269.749 | 7269.749 | 7269.749 | 7269.749 | 7269.749 | 7269.749 | 7269.749 | 7269.749 | 7269.749 | 7269.749 | 7269.749 | 7269.749 | 7269.749 | 7269.749 | 7269.749 | 7269.749 | 7269.749 | 7269.749 | 7269.749 | 7269.749 | 7269.749 | 7269.749 | 7269.749
UY:[Total Company] | 61610367.4284 | 61610367.4284 | 61610367.4284 | 61610367.4284 | 61610367.4284 | 61610367.4284 | 61610367.4284 | 61610367.4284 | 61610367.4284 | 61610367.4284 | 61610367.4284 | 61610367.4284 | 61610367.4284 | 61610367.4284 | 61610367.4284 | 61610367.4284 | 61610367.4284 | 61610367.4284 | 61610367.4284 | 61610367.4284 | 61610367.4284 | 61610367.4284 | 61610367.4284 | 61610367.4284 | 61610367.4284 | 61610367.4284 | 61610367.4284 | 61610367.4284 | 61610367.4284
UZ:[]
VA:[External Factor - FPL311] | 0.0011654 | 7.6193e-05 | 0 | 0.072059 | 0.00086027 | 0.061845 | 0.0086756 | 0.0021221 | 3.6319e-05 | 0 | 0.0093516 | 8.5169e-07 | 0.84271 | 0.00092929 | 2.4956e-05 | 2.7411e-05 | 0.000118 | 0 | 0 | 0 | 0 | 0 | 0 | 0 | 0 | 0 | 0 | 0 | 0
VB:[% to Total System] | 0.0011654 | 7.6193e-05 | 0 | 0.072059 | 0.00086027 | 0.061845 | 0.0086756 | 0.0021221 | 3.6319e-05 | 0 | 0.0093516 | 8.5169e-07 | 0.84271 | 0.00092929 | 2.4956e-05 | 2.7411e-05 | 0.000118 | 0 | 0 | 0 | 0 | 0 | 0 | 0 | 0 | 0 | 0 | 0 | 0
VC:[]
VD:[FPL312]
VE:[Misc Service Rev - Initial Connection Charges] | 44.3059 | 0 | 0 | 294811.7512 | 0 | 33162.9991 | 664.5892 | 22.153 | 0 | 0 | 0 | 0 | 770879.1192 | 0 | 0 | 0 | 0 | 0 | 0 | 0 | 0 | 0 | 0 | 0 | 0 | 0 | 0 | 0 | 0
CILC-1D | 44.3059 | 44.3059 | 44.3059 | 44.3059 | 44.3059 | 44.3059 | 44.3059 | 44.3059 | 44.3059 | 44.3059 | 44.3059 | 44.3059 | 44.3059 | 44.3059 | 44.3059 | 44.3059 | 44.3059
GS(T)-1 | 294811.7512 | 294811.7512 | 294811.7512 | 294811.7512 | 294811.7512 | 294811.7512 | 294811.7512 | 294811.7512 | 294811.7512 | 294811.7512 | 294811.7512 | 294811.7512 | 294811.7512 | 294811.7512 | 294811.7512 | 294811.7512 | 294811.7512
GSD(T)-1 | 33162.9991 | 33162.9991 | 33162.9991 | 33162.9991 | 33162.9991 | 33162.9991 | 33162.9991 | 33162.9991 | 33162.9991 | 33162.9991 | 33162.9991 | 33162.9991 | 33162.9991 | 33162.9991 | 33162.9991 | 33162.9991 | 33162.9991
GSLD(T)-1 | 664.5892 | 664.5892 | 664.5892 | 664.5892 | 664.5892 | 664.5892 | 664.5892 | 664.5892 | 664.5892 | 664.5892 | 664.5892 | 664.5892 | 664.5892 | 664.5892 | 664.5892 | 664.5892 | 664.5892
GSLD(T)-2 | 22.153 | 22.153 | 22.153 | 22.153 | 22.153 | 22.153 | 22.153 | 22.153 | 22.153 | 22.153 | 22.153 | 22.153 | 22.153 | 22.153 | 22.153 | 22.153 | 22.153
RS(T)-1 | 770879.1192 | 770879.1192 | 770879.1192 | 770879.1192 | 770879.1192 | 770879.1192 | 770879.1192 | 770879.1192 | 770879.1192 | 770879.1192 | 770879.1192 | 770879.1192 | 770879.1192 | 770879.1192 | 770879.1192 | 770879.1192 | 770879.1192
VF:[Total Retail/Wholesale] | 1099584.9176 | 1099584.9176 | 1099584.9176 | 1099584.9176 | 1099584.9176 | 1099584.9176 | 1099584.9176 | 1099584.9176 | 1099584.9176 | 1099584.9176 | 1099584.9176 | 1099584.9176 | 1099584.9176 | 1099584.9176 | 1099584.9176 | 1099584.9176 | 1099584.9176 | 0 | 0 | 0 | 0 | 0 | 0 | 0 | 0 | 0 | 0 | 0 | 0
CILC-1D | 44.3059 | 44.3059 | 44.3059 | 44.3059 | 44.3059 | 44.3059 | 44.3059 | 44.3059 | 44.3059 | 44.3059 | 44.3059 | 44.3059 | 44.3059 | 44.3059 | 44.3059 | 44.3059 | 44.3059 | 44.3059 | 44.3059 | 44.3059 | 44.3059 | 44.3059 | 44.3059 | 44.3059 | 44.3059 | 44.3059 | 44.3059 | 44.3059 | 44.3059
GS(T)-1 | 294811.7512 | 294811.7512 | 294811.7512 | 294811.7512 | 294811.7512 | 294811.7512 | 294811.7512 | 294811.7512 | 294811.7512 | 294811.7512 | 294811.7512 | 294811.7512 | 294811.7512 | 294811.7512 | 294811.7512 | 294811.7512 | 294811.7512 | 294811.7512 | 294811.7512 | 294811.7512 | 294811.7512 | 294811.7512 | 294811.7512 | 294811.7512 | 294811.7512 | 294811.7512 | 294811.7512 | 294811.7512 | 294811.7512
GSD(T)-1 | 33162.9991 | 33162.9991 | 33162.9991 | 33162.9991 | 33162.9991 | 33162.9991 | 33162.9991 | 33162.9991 | 33162.9991 | 33162.9991 | 33162.9991 | 33162.9991 | 33162.9991 | 33162.9991 | 33162.9991 | 33162.9991 | 33162.9991 | 33162.9991 | 33162.9991 | 33162.9991 | 33162.9991 | 33162.9991 | 33162.9991 | 33162.9991 | 33162.9991 | 33162.9991 | 33162.9991 | 33162.9991 | 33162.9991
GSLD(T)-1 | 664.5892 | 664.5892 | 664.5892 | 664.5892 | 664.5892 | 664.5892 | 664.5892 | 664.5892 | 664.5892 | 664.5892 | 664.5892 | 664.5892 | 664.5892 | 664.5892 | 664.5892 | 664.5892 | 664.5892 | 664.5892 | 664.5892 | 664.5892 | 664.5892 | 664.5892 | 664.5892 | 664.5892 | 664.5892 | 664.5892 | 664.5892 | 664.5892 | 664.5892
GSLD(T)-2 | 22.153 | 22.153 | 22.153 | 22.153 | 22.153 | 22.153 | 22.153 | 22.153 | 22.153 | 22.153 | 22.153 | 22.153 | 22.153 | 22.153 | 22.153 | 22.153 | 22.153 | 22.153 | 22.153 | 22.153 | 22.153 | 22.153 | 22.153 | 22.153 | 22.153 | 22.153 | 22.153 | 22.153 | 22.153
RS(T)-1 | 770879.1192 | 770879.1192 | 770879.1192 | 770879.1192 | 770879.1192 | 770879.1192 | 770879.1192 | 770879.1192 | 770879.1192 | 770879.1192 | 770879.1192 | 770879.1192 | 770879.1192 | 770879.1192 | 770879.1192 | 770879.1192 | 770879.1192 | 770879.1192 | 770879.1192 | 770879.1192 | 770879.1192 | 770879.1192 | 770879.1192 | 770879.1192 | 770879.1192 | 770879.1192 | 770879.1192 | 770879.1192 | 770879.1192
VG:[Total Company] | 1099584.9176 | 1099584.9176 | 1099584.9176 | 1099584.9176 | 1099584.9176 | 1099584.9176 | 1099584.9176 | 1099584.9176 | 1099584.9176 | 1099584.9176 | 1099584.9176 | 1099584.9176 | 1099584.9176 | 1099584.9176 | 1099584.9176 | 1099584.9176 | 1099584.9176 | 1099584.9176 | 1099584.9176 | 1099584.9176 | 1099584.9176 | 1099584.9176 | 1099584.9176 | 1099584.9176 | 1099584.9176 | 1099584.9176 | 1099584.9176 | 1099584.9176 | 1099584.9176
VH:[]
VI:[External Factor - FPL312] | 4.0293e-05 | 0 | 0 | 0.26811 | 0 | 0.03016 | 0.0006044 | 2.0147e-05 | 0 | 0 | 0 | 0 | 0.70106 | 0 | 0 | 0 | 0 | 0 | 0 | 0 | 0 | 0 | 0 | 0 | 0 | 0 | 0 | 0 | 0
VJ:[% to Total System] | 4.0293e-05 | 0 | 0 | 0.26811 | 0 | 0.03016 | 0.0006044 | 2.0147e-05 | 0 | 0 | 0 | 0 | 0.70106 | 0 | 0 | 0 | 0 | 0 | 0 | 0 | 0 | 0 | 0 | 0 | 0 | 0 | 0 | 0 | 0
VK:[]
VL:[FPL313]
VM:[Misc Service Rev - Reconnection After Non-Payment] | 0 | 0 | 0 | 757553.3796 | 0 | 31182.1384 | 0 | 0 | 0 | 0 | 0 | 0 | 13905055.482 | 0 | 0 | 0 | 0 | 0 | 0 | 0 | 0 | 0 | 0 | 0 | 0 | 0 | 0 | 0 | 0
GS(T)-1 | 757553.3796 | 757553.3796 | 757553.3796 | 757553.3796 | 757553.3796 | 757553.3796 | 757553.3796 | 757553.3796 | 757553.3796 | 757553.3796 | 757553.3796 | 757553.3796 | 757553.3796 | 757553.3796 | 757553.3796 | 757553.3796 | 757553.3796
GSD(T)-1 | 31182.1384 | 31182.1384 | 31182.1384 | 31182.1384 | 31182.1384 | 31182.1384 | 31182.1384 | 31182.1384 | 31182.1384 | 31182.1384 | 31182.1384 | 31182.1384 | 31182.1384 | 31182.1384 | 31182.1384 | 31182.1384 | 31182.1384
RS(T)-1 | 13905055.482 | 13905055.482 | 13905055.482 | 13905055.482 | 13905055.482 | 13905055.482 | 13905055.482 | 13905055.482 | 13905055.482 | 13905055.482 | 13905055.482 | 13905055.482 | 13905055.482 | 13905055.482 | 13905055.482 | 13905055.482 | 13905055.482
VN:[Total Retail/Wholesale] | 14693791 | 14693791 | 14693791 | 14693791 | 14693791 | 14693791 | 14693791 | 14693791 | 14693791 | 14693791 | 14693791 | 14693791 | 14693791 | 14693791 | 14693791 | 14693791 | 14693791 | 0 | 0 | 0 | 0 | 0 | 0 | 0 | 0 | 0 | 0 | 0 | 0
GS(T)-1 | 757553.3796 | 757553.3796 | 757553.3796 | 757553.3796 | 757553.3796 | 757553.3796 | 757553.3796 | 757553.3796 | 757553.3796 | 757553.3796 | 757553.3796 | 757553.3796 | 757553.3796 | 757553.3796 | 757553.3796 | 757553.3796 | 757553.3796 | 757553.3796 | 757553.3796 | 757553.3796 | 757553.3796 | 757553.3796 | 757553.3796 | 757553.3796 | 757553.3796 | 757553.3796 | 757553.3796 | 757553.3796 | 757553.3796
GSD(T)-1 | 31182.1384 | 31182.1384 | 31182.1384 | 31182.1384 | 31182.1384 | 31182.1384 | 31182.1384 | 31182.1384 | 31182.1384 | 31182.1384 | 31182.1384 | 31182.1384 | 31182.1384 | 31182.1384 | 31182.1384 | 31182.1384 | 31182.1384 | 31182.1384 | 31182.1384 | 31182.1384 | 31182.1384 | 31182.1384 | 31182.1384 | 31182.1384 | 31182.1384 | 31182.1384 | 31182.1384 | 31182.1384 | 31182.1384
RS(T)-1 | 13905055.482 | 13905055.482 | 13905055.482 | 13905055.482 | 13905055.482 | 13905055.482 | 13905055.482 | 13905055.482 | 13905055.482 | 13905055.482 | 13905055.482 | 13905055.482 | 13905055.482 | 13905055.482 | 13905055.482 | 13905055.482 | 13905055.482 | 13905055.482 | 13905055.482 | 13905055.482 | 13905055.482 | 13905055.482 | 13905055.482 | 13905055.482 | 13905055.482 | 13905055.482 | 13905055.482 | 13905055.482 | 13905055.482
VO:[Total Company] | 14693791 | 14693791 | 14693791 | 14693791 | 14693791 | 14693791 | 14693791 | 14693791 | 14693791 | 14693791 | 14693791 | 14693791 | 14693791 | 14693791 | 14693791 | 14693791 | 14693791 | 14693791 | 14693791 | 14693791 | 14693791 | 14693791 | 14693791 | 14693791 | 14693791 | 14693791 | 14693791 | 14693791 | 14693791
VP:[]
VQ:[External Factor - FPL313] | 0 | 0 | 0 | 0.051556 | 0 | 0.0021221 | 0 | 0 | 0 | 0 | 0 | 0 | 0.94632 | 0 | 0 | 0 | 0 | 0 | 0 | 0 | 0 | 0 | 0 | 0 | 0 | 0 | 0 | 0 | 0
VR:[% to Total System] | 0 | 0 | 0 | 0.051556 | 0 | 0.0021221 | 0 | 0 | 0 | 0 | 0 | 0 | 0.94632 | 0 | 0 | 0 | 0 | 0 | 0 | 0 | 0 | 0 | 0 | 0 | 0 | 0 | 0 | 0 | 0
VS:[]
VT:[FPL314]
VU:[Misc Service Rev - Connection of Existing Accounts] | 59.1203 | 29.5602 | 0 | 890366.5938 | 0 | 102662.412 | 1448.4475 | 14.7801 | 0 | 0 | 0 | 0 | 16547079.0861 | 0 | 0 | 0 | 0 | 0 | 0 | 0 | 0 | 0 | 0 | 0 | 0 | 0 | 0 | 0 | 0
CILC-1D | 59.1203 | 59.1203 | 59.1203 | 59.1203 | 59.1203 | 59.1203 | 59.1203 | 59.1203 | 59.1203 | 59.1203 | 59.1203 | 59.1203 | 59.1203 | 59.1203 | 59.1203 | 59.1203 | 59.1203
CILC-1G | 29.5602 | 29.5602 | 29.5602 | 29.5602 | 29.5602 | 29.5602 | 29.5602 | 29.5602 | 29.5602 | 29.5602 | 29.5602 | 29.5602 | 29.5602 | 29.5602 | 29.5602 | 29.5602 | 29.5602
GS(T)-1 | 890366.5938 | 890366.5938 | 890366.5938 | 890366.5938 | 890366.5938 | 890366.5938 | 890366.5938 | 890366.5938 | 890366.5938 | 890366.5938 | 890366.5938 | 890366.5938 | 890366.5938 | 890366.5938 | 890366.5938 | 890366.5938 | 890366.5938
GSD(T)-1 | 102662.412 | 102662.412 | 102662.412 | 102662.412 | 102662.412 | 102662.412 | 102662.412 | 102662.412 | 102662.412 | 102662.412 | 102662.412 | 102662.412 | 102662.412 | 102662.412 | 102662.412 | 102662.412 | 102662.412
GSLD(T)-1 | 1448.4475 | 1448.4475 | 1448.4475 | 1448.4475 | 1448.4475 | 1448.4475 | 1448.4475 | 1448.4475 | 1448.4475 | 1448.4475 | 1448.4475 | 1448.4475 | 1448.4475 | 1448.4475 | 1448.4475 | 1448.4475 | 1448.4475
GSLD(T)-2 | 14.7801 | 14.7801 | 14.7801 | 14.7801 | 14.7801 | 14.7801 | 14.7801 | 14.7801 | 14.7801 | 14.7801 | 14.7801 | 14.7801 | 14.7801 | 14.7801 | 14.7801 | 14.7801 | 14.7801
RS(T)-1 | 16547079.0861 | 16547079.0861 | 16547079.0861 | 16547079.0861 | 16547079.0861 | 16547079.0861 | 16547079.0861 | 16547079.0861 | 16547079.0861 | 16547079.0861 | 16547079.0861 | 16547079.0861 | 16547079.0861 | 16547079.0861 | 16547079.0861 | 16547079.0861 | 16547079.0861
VV:[Total Retail/Wholesale] | 17541660 | 17541660 | 17541660 | 17541660 | 17541660 | 17541660 | 17541660 | 17541660 | 17541660 | 17541660 | 17541660 | 17541660 | 17541660 | 17541660 | 17541660 | 17541660 | 17541660 | 0 | 0 | 0 | 0 | 0 | 0 | 0 | 0 | 0 | 0 | 0 | 0
CILC-1D | 59.1203 | 59.1203 | 59.1203 | 59.1203 | 59.1203 | 59.1203 | 59.1203 | 59.1203 | 59.1203 | 59.1203 | 59.1203 | 59.1203 | 59.1203 | 59.1203 | 59.1203 | 59.1203 | 59.1203 | 59.1203 | 59.1203 | 59.1203 | 59.1203 | 59.1203 | 59.1203 | 59.1203 | 59.1203 | 59.1203 | 59.1203 | 59.1203 | 59.1203
CILC-1G | 29.5602 | 29.5602 | 29.5602 | 29.5602 | 29.5602 | 29.5602 | 29.5602 | 29.5602 | 29.5602 | 29.5602 | 29.5602 | 29.5602 | 29.5602 | 29.5602 | 29.5602 | 29.5602 | 29.5602 | 29.5602 | 29.5602 | 29.5602 | 29.5602 | 29.5602 | 29.5602 | 29.5602 | 29.5602 | 29.5602 | 29.5602 | 29.5602 | 29.5602
GS(T)-1 | 890366.5938 | 890366.5938 | 890366.5938 | 890366.5938 | 890366.5938 | 890366.5938 | 890366.5938 | 890366.5938 | 890366.5938 | 890366.5938 | 890366.5938 | 890366.5938 | 890366.5938 | 890366.5938 | 890366.5938 | 890366.5938 | 890366.5938 | 890366.5938 | 890366.5938 | 890366.5938 | 890366.5938 | 890366.5938 | 890366.5938 | 890366.5938 | 890366.5938 | 890366.5938 | 890366.5938 | 890366.5938 | 890366.5938
GSD(T)-1 | 102662.412 | 102662.412 | 102662.412 | 102662.412 | 102662.412 | 102662.412 | 102662.412 | 102662.412 | 102662.412 | 102662.412 | 102662.412 | 102662.412 | 102662.412 | 102662.412 | 102662.412 | 102662.412 | 102662.412 | 102662.412 | 102662.412 | 102662.412 | 102662.412 | 102662.412 | 102662.412 | 102662.412 | 102662.412 | 102662.412 | 102662.412 | 102662.412 | 102662.412
GSLD(T)-1 | 1448.4475 | 1448.4475 | 1448.4475 | 1448.4475 | 1448.4475 | 1448.4475 | 1448.4475 | 1448.4475 | 1448.4475 | 1448.4475 | 1448.4475 | 1448.4475 | 1448.4475 | 1448.4475 | 1448.4475 | 1448.4475 | 1448.4475 | 1448.4475 | 1448.4475 | 1448.4475 | 1448.4475 | 1448.4475 | 1448.4475 | 1448.4475 | 1448.4475 | 1448.4475 | 1448.4475 | 1448.4475 | 1448.4475
GSLD(T)-2 | 14.7801 | 14.7801 | 14.7801 | 14.7801 | 14.7801 | 14.7801 | 14.7801 | 14.7801 | 14.7801 | 14.7801 | 14.7801 | 14.7801 | 14.7801 | 14.7801 | 14.7801 | 14.7801 | 14.7801 | 14.7801 | 14.7801 | 14.7801 | 14.7801 | 14.7801 | 14.7801 | 14.7801 | 14.7801 | 14.7801 | 14.7801 | 14.7801 | 14.7801
RS(T)-1 | 16547079.0861 | 16547079.0861 | 16547079.0861 | 16547079.0861 | 16547079.0861 | 16547079.0861 | 16547079.0861 | 16547079.0861 | 16547079.0861 | 16547079.0861 | 16547079.0861 | 16547079.0861 | 16547079.0861 | 16547079.0861 | 16547079.0861 | 16547079.0861 | 16547079.0861 | 16547079.0861 | 16547079.0861 | 16547079.0861 | 16547079.0861 | 16547079.0861 | 16547079.0861 | 16547079.0861 | 16547079.0861 | 16547079.0861 | 16547079.0861 | 16547079.0861 | 16547079.0861
VW:[Total Company] | 17541660 | 17541660 | 17541660 | 17541660 | 17541660 | 17541660 | 17541660 | 17541660 | 17541660 | 17541660 | 17541660 | 17541660 | 17541660 | 17541660 | 17541660 | 17541660 | 17541660 | 17541660 | 17541660 | 17541660 | 17541660 | 17541660 | 17541660 | 17541660 | 17541660 | 17541660 | 17541660 | 17541660 | 17541660
VX:[]
VY:[External Factor - FPL314] | 3.3703e-06 | 1.6851e-06 | 0 | 0.050757 | 0 | 0.0058525 | 8.2572e-05 | 8.4257e-07 | 0 | 0 | 0 | 0 | 0.9433 | 0 | 0 | 0 | 0 | 0 | 0 | 0 | 0 | 0 | 0 | 0 | 0 | 0 | 0 | 0 | 0
VZ:[% to Total System] | 3.3703e-06 | 1.6851e-06 | 0 | 0.050757 | 0 | 0.0058525 | 8.2572e-05 | 8.4257e-07 | 0 | 0 | 0 | 0 | 0.9433 | 0 | 0 | 0 | 0 | 0 | 0 | 0 | 0 | 0 | 0 | 0 | 0 | 0 | 0 | 0 | 0
WA:[]
WB:[FPL315]
WC:[Misc Service Rev - Returned Check Charges] | 3669.8033 | 0 | 0 | 271258.9696 | 0 | 158010.8137 | 10327.0051 | 0 | 0 | 0 | 9414.2174 | 0 | 5703507.5211 | 312.4618 | 0 | 0 | 0 | 0 | 0 | 0 | 0 | 0 | 0 | 0 | 0 | 0 | 0 | 0 | 0
CILC-1D | 3669.8033 | 3669.8033 | 3669.8033 | 3669.8033 | 3669.8033 | 3669.8033 | 3669.8033 | 3669.8033 | 3669.8033 | 3669.8033 | 3669.8033 | 3669.8033 | 3669.8033 | 3669.8033 | 3669.8033 | 3669.8033 | 3669.8033
GS(T)-1 | 271258.9696 | 271258.9696 | 271258.9696 | 271258.9696 | 271258.9696 | 271258.9696 | 271258.9696 | 271258.9696 | 271258.9696 | 271258.9696 | 271258.9696 | 271258.9696 | 271258.9696 | 271258.9696 | 271258.9696 | 271258.9696 | 271258.9696
GSD(T)-1 | 158010.8137 | 158010.8137 | 158010.8137 | 158010.8137 | 158010.8137 | 158010.8137 | 158010.8137 | 158010.8137 | 158010.8137 | 158010.8137 | 158010.8137 | 158010.8137 | 158010.8137 | 158010.8137 | 158010.8137 | 158010.8137 | 158010.8137
GSLD(T)-1 | 10327.0051 | 10327.0051 | 10327.0051 | 10327.0051 | 10327.0051 | 10327.0051 | 10327.0051 | 10327.0051 | 10327.0051 | 10327.0051 | 10327.0051 | 10327.0051 | 10327.0051 | 10327.0051 | 10327.0051 | 10327.0051 | 10327.0051
OL-1 | 9414.2174 | 9414.2174 | 9414.2174 | 9414.2174 | 9414.2174 | 9414.2174 | 9414.2174 | 9414.2174 | 9414.2174 | 9414.2174 | 9414.2174 | 9414.2174 | 9414.2174 | 9414.2174 | 9414.2174 | 9414.2174 | 9414.2174
RS(T)-1 | 5703507.5211 | 5703507.5211 | 5703507.5211 | 5703507.5211 | 5703507.5211 | 5703507.5211 | 5703507.5211 | 5703507.5211 | 5703507.5211 | 5703507.5211 | 5703507.5211 | 5703507.5211 | 5703507.5211 | 5703507.5211 | 5703507.5211 | 5703507.5211 | 5703507.5211
SL-1 | 312.4618 | 312.4618 | 312.4618 | 312.4618 | 312.4618 | 312.4618 | 312.4618 | 312.4618 | 312.4618 | 312.4618 | 312.4618 | 312.4618 | 312.4618 | 312.4618 | 312.4618 | 312.4618 | 312.4618
WD:[Total Retail/Wholesale] | 6156500.792 | 6156500.792 | 6156500.792 | 6156500.792 | 6156500.792 | 6156500.792 | 6156500.792 | 6156500.792 | 6156500.792 | 6156500.792 | 6156500.792 | 6156500.792 | 6156500.792 | 6156500.792 | 6156500.792 | 6156500.792 | 6156500.792 | 0 | 0 | 0 | 0 | 0 | 0 | 0 | 0 | 0 | 0 | 0 | 0
CILC-1D | 3669.8033 | 3669.8033 | 3669.8033 | 3669.8033 | 3669.8033 | 3669.8033 | 3669.8033 | 3669.8033 | 3669.8033 | 3669.8033 | 3669.8033 | 3669.8033 | 3669.8033 | 3669.8033 | 3669.8033 | 3669.8033 | 3669.8033 | 3669.8033 | 3669.8033 | 3669.8033 | 3669.8033 | 3669.8033 | 3669.8033 | 3669.8033 | 3669.8033 | 3669.8033 | 3669.8033 | 3669.8033 | 3669.8033
GS(T)-1 | 271258.9696 | 271258.9696 | 271258.9696 | 271258.9696 | 271258.9696 | 271258.9696 | 271258.9696 | 271258.9696 | 271258.9696 | 271258.9696 | 271258.9696 | 271258.9696 | 271258.9696 | 271258.9696 | 271258.9696 | 271258.9696 | 271258.9696 | 271258.9696 | 271258.9696 | 271258.9696 | 271258.9696 | 271258.9696 | 271258.9696 | 271258.9696 | 271258.9696 | 271258.9696 | 271258.9696 | 271258.9696 | 271258.9696
GSD(T)-1 | 158010.8137 | 158010.8137 | 158010.8137 | 158010.8137 | 158010.8137 | 158010.8137 | 158010.8137 | 158010.8137 | 158010.8137 | 158010.8137 | 158010.8137 | 158010.8137 | 158010.8137 | 158010.8137 | 158010.8137 | 158010.8137 | 158010.8137 | 158010.8137 | 158010.8137 | 158010.8137 | 158010.8137 | 158010.8137 | 158010.8137 | 158010.8137 | 158010.8137 | 158010.8137 | 158010.8137 | 158010.8137 | 158010.8137
GSLD(T)-1 | 10327.0051 | 10327.0051 | 10327.0051 | 10327.0051 | 10327.0051 | 10327.0051 | 10327.0051 | 10327.0051 | 10327.0051 | 10327.0051 | 10327.0051 | 10327.0051 | 10327.0051 | 10327.0051 | 10327.0051 | 10327.0051 | 10327.0051 | 10327.0051 | 10327.0051 | 10327.0051 | 10327.0051 | 10327.0051 | 10327.0051 | 10327.0051 | 10327.0051 | 10327.0051 | 10327.0051 | 10327.0051 | 10327.0051
OL-1 | 9414.2174 | 9414.2174 | 9414.2174 | 9414.2174 | 9414.2174 | 9414.2174 | 9414.2174 | 9414.2174 | 9414.2174 | 9414.2174 | 9414.2174 | 9414.2174 | 9414.2174 | 9414.2174 | 9414.2174 | 9414.2174 | 9414.2174 | 9414.2174 | 9414.2174 | 9414.2174 | 9414.2174 | 9414.2174 | 9414.2174 | 9414.2174 | 9414.2174 | 9414.2174 | 9414.2174 | 9414.2174 | 9414.2174
RS(T)-1 | 5703507.5211 | 5703507.5211 | 5703507.5211 | 5703507.5211 | 5703507.5211 | 5703507.5211 | 5703507.5211 | 5703507.5211 | 5703507.5211 | 5703507.5211 | 5703507.5211 | 5703507.5211 | 5703507.5211 | 5703507.5211 | 5703507.5211 | 5703507.5211 | 5703507.5211 | 5703507.5211 | 5703507.5211 | 5703507.5211 | 5703507.5211 | 5703507.5211 | 5703507.5211 | 5703507.5211 | 5703507.5211 | 5703507.5211 | 5703507.5211 | 5703507.5211 | 5703507.5211
SL-1 | 312.4618 | 312.4618 | 312.4618 | 312.4618 | 312.4618 | 312.4618 | 312.4618 | 312.4618 | 312.4618 | 312.4618 | 312.4618 | 312.4618 | 312.4618 | 312.4618 | 312.4618 | 312.4618 | 312.4618 | 312.4618 | 312.4618 | 312.4618 | 312.4618 | 312.4618 | 312.4618 | 312.4618 | 312.4618 | 312.4618 | 312.4618 | 312.4618 | 312.4618
WE:[Total Company] | 6156500.792 | 6156500.792 | 6156500.792 | 6156500.792 | 6156500.792 | 6156500.792 | 6156500.792 | 6156500.792 | 6156500.792 | 6156500.792 | 6156500.792 | 6156500.792 | 6156500.792 | 6156500.792 | 6156500.792 | 6156500.792 | 6156500.792 | 6156500.792 | 6156500.792 | 6156500.792 | 6156500.792 | 6156500.792 | 6156500.792 | 6156500.792 | 6156500.792 | 6156500.792 | 6156500.792 | 6156500.792 | 6156500.792
WF:[]
WG:[External Factor - FPL315] | 0.00059609 | 0 | 0 | 0.044061 | 0 | 0.025666 | 0.0016774 | 0 | 0 | 0 | 0.0015292 | 0 | 0.92642 | 5.0753e-05 | 0 | 0 | 0 | 0 | 0 | 0 | 0 | 0 | 0 | 0 | 0 | 0 | 0 | 0 | 0
WH:[% to Total System] | 0.00059609 | 0 | 0 | 0.044061 | 0 | 0.025666 | 0.0016774 | 0 | 0 | 0 | 0.0015292 | 0 | 0.92642 | 5.0753e-05 | 0 | 0 | 0 | 0 | 0 | 0 | 0 | 0 | 0 | 0 | 0 | 0 | 0 | 0 | 0
WI:[]
WJ:[FPL316]
WK:[Misc Service Rev - Current Diversion Charges] | 0 | 0 | 0 | 31407.6622 | 0 | 11743.6548 | 1600.8597 | 0 | 0 | 0 | 0 | 0 | 1372753.9433 | 0 | 0 | 0 | 0 | 0 | 0 | 0 | 0 | 0 | 0 | 0 | 0 | 0 | 0 | 0 | 0
GS(T)-1 | 31407.6622 | 31407.6622 | 31407.6622 | 31407.6622 | 31407.6622 | 31407.6622 | 31407.6622 | 31407.6622 | 31407.6622 | 31407.6622 | 31407.6622 | 31407.6622 | 31407.6622 | 31407.6622 | 31407.6622 | 31407.6622 | 31407.6622
GSD(T)-1 | 11743.6548 | 11743.6548 | 11743.6548 | 11743.6548 | 11743.6548 | 11743.6548 | 11743.6548 | 11743.6548 | 11743.6548 | 11743.6548 | 11743.6548 | 11743.6548 | 11743.6548 | 11743.6548 | 11743.6548 | 11743.6548 | 11743.6548
GSLD(T)-1 | 1600.8597 | 1600.8597 | 1600.8597 | 1600.8597 | 1600.8597 | 1600.8597 | 1600.8597 | 1600.8597 | 1600.8597 | 1600.8597 | 1600.8597 | 1600.8597 | 1600.8597 | 1600.8597 | 1600.8597 | 1600.8597 | 1600.8597
RS(T)-1 | 1372753.9433 | 1372753.9433 | 1372753.9433 | 1372753.9433 | 1372753.9433 | 1372753.9433 | 1372753.9433 | 1372753.9433 | 1372753.9433 | 1372753.9433 | 1372753.9433 | 1372753.9433 | 1372753.9433 | 1372753.9433 | 1372753.9433 | 1372753.9433 | 1372753.9433
WL:[Total Retail/Wholesale] | 1417506.12 | 1417506.12 | 1417506.12 | 1417506.12 | 1417506.12 | 1417506.12 | 1417506.12 | 1417506.12 | 1417506.12 | 1417506.12 | 1417506.12 | 1417506.12 | 1417506.12 | 1417506.12 | 1417506.12 | 1417506.12 | 1417506.12 | 0 | 0 | 0 | 0 | 0 | 0 | 0 | 0 | 0 | 0 | 0 | 0
GS(T)-1 | 31407.6622 | 31407.6622 | 31407.6622 | 31407.6622 | 31407.6622 | 31407.6622 | 31407.6622 | 31407.6622 | 31407.6622 | 31407.6622 | 31407.6622 | 31407.6622 | 31407.6622 | 31407.6622 | 31407.6622 | 31407.6622 | 31407.6622 | 31407.6622 | 31407.6622 | 31407.6622 | 31407.6622 | 31407.6622 | 31407.6622 | 31407.6622 | 31407.6622 | 31407.6622 | 31407.6622 | 31407.6622 | 31407.6622
GSD(T)-1 | 11743.6548 | 11743.6548 | 11743.6548 | 11743.6548 | 11743.6548 | 11743.6548 | 11743.6548 | 11743.6548 | 11743.6548 | 11743.6548 | 11743.6548 | 11743.6548 | 11743.6548 | 11743.6548 | 11743.6548 | 11743.6548 | 11743.6548 | 11743.6548 | 11743.6548 | 11743.6548 | 11743.6548 | 11743.6548 | 11743.6548 | 11743.6548 | 11743.6548 | 11743.6548 | 11743.6548 | 11743.6548 | 11743.6548
GSLD(T)-1 | 1600.8597 | 1600.8597 | 1600.8597 | 1600.8597 | 1600.8597 | 1600.8597 | 1600.8597 | 1600.8597 | 1600.8597 | 1600.8597 | 1600.8597 | 1600.8597 | 1600.8597 | 1600.8597 | 1600.8597 | 1600.8597 | 1600.8597 | 1600.8597 | 1600.8597 | 1600.8597 | 1600.8597 | 1600.8597 | 1600.8597 | 1600.8597 | 1600.8597 | 1600.8597 | 1600.8597 | 1600.8597 | 1600.8597
RS(T)-1 | 1372753.9433 | 1372753.9433 | 1372753.9433 | 1372753.9433 | 1372753.9433 | 1372753.9433 | 1372753.9433 | 1372753.9433 | 1372753.9433 | 1372753.9433 | 1372753.9433 | 1372753.9433 | 1372753.9433 | 1372753.9433 | 1372753.9433 | 1372753.9433 | 1372753.9433 | 1372753.9433 | 1372753.9433 | 1372753.9433 | 1372753.9433 | 1372753.9433 | 1372753.9433 | 1372753.9433 | 1372753.9433 | 1372753.9433 | 1372753.9433 | 1372753.9433 | 1372753.9433
WM:[Total Company] | 1417506.12 | 1417506.12 | 1417506.12 | 1417506.12 | 1417506.12 | 1417506.12 | 1417506.12 | 1417506.12 | 1417506.12 | 1417506.12 | 1417506.12 | 1417506.12 | 1417506.12 | 1417506.12 | 1417506.12 | 1417506.12 | 1417506.12 | 1417506.12 | 1417506.12 | 1417506.12 | 1417506.12 | 1417506.12 | 1417506.12 | 1417506.12 | 1417506.12 | 1417506.12 | 1417506.12 | 1417506.12 | 1417506.12
WN:[]
WO:[External Factor - FPL316] | 0 | 0 | 0 | 0.022157 | 0 | 0.0082847 | 0.0011293 | 0 | 0 | 0 | 0 | 0 | 0.96843 | 0 | 0 | 0 | 0 | 0 | 0 | 0 | 0 | 0 | 0 | 0 | 0 | 0 | 0 | 0 | 0
WP:[% to Total Company] | 0 | 0 | 0 | 0.022157 | 0 | 0.0082847 | 0.0011293 | 0 | 0 | 0 | 0 | 0 | 0.96843 | 0 | 0 | 0 | 0 | 0 | 0 | 0 | 0 | 0 | 0 | 0 | 0 | 0 | 0 | 0 | 0
WQ:[]
WR:[FPL320]
CILC-1D | 278
CILC-1G |  | 62
CILC-1T |  |  | 17
GS(T)-1 |  |  |  | 436075.1667
GSCU-1 |  |  |  |  | 11010.25
GSD(T)-1 | [5 empty] | 108066.6667
GSLD(T)-1 | [6 empty] | 3130.4167
GSLD(T)-2 | [7 empty] | 158.1667
GSLD(T)-3 | [8 empty] | 7
MET | [9 empty] | 27
OL-1 | [10 empty] | 56994.379
OS-2 | [11 empty] | 180.9167
RS(T)-1 | [12 empty] | 4415304.3333
SL-1 | [13 empty] | 9240.5833
SL-2 | [14 empty] | 934
SST-DST | [15 empty] | 6
SST-TST | [16 empty] | 14
WS:[Avg No of Accounts] | 278 | 62 | 17 | 436075.1667 | 11010.25 | 108066.6667 | 3130.4167 | 158.1667 | 7 | 27 | 56994.379 | 180.9167 | 4415304.3333 | 9240.5833 | 934 | 6 | 14 | 0 | 0 | 0 | 0 | 0 | 0 | 0 | 0 | 0 | 0 | 0 | 0
CILC-1D | 4449.4119
CILC-1G |  | 2518.7611
CILC-1T |  |  | 10110.6542
GS(T)-1 |  |  |  | 101.3078
GSCU-1 |  |  |  |  | 74.0571
GSD(T)-1 | [5 empty] | 289.1222
GSLD(T)-1 | [6 empty] | 872.3357
GSLD(T)-2 | [7 empty] | 2825.7437
GSLD(T)-3 | [8 empty] | 8854.1707
MET | [9 empty] | 8852.4125
OS-2 | [11 empty] | 1745.85
RS(T)-1 | [12 empty] | 70.9513
SST-DST | [15 empty] | 8739.8929
SST-TST | [16 empty] | 8679.3897
WT:[Total M&S Meter Cost/Unit - Adjusted] | 4449.4119 | 2518.7611 | 10110.6542 | 101.3078 | 74.0571 | 289.1222 | 872.3357 | 2825.7437 | 8854.1707 | 8852.4125 | 0 | 1745.85 | 70.9513 | 0 | 0 | 8739.8929 | 8679.3897 | 0 | 0 | 0 | 0 | 0 | 0 | 0 | 0 | 0 | 0 | 0 | 0
WU:[RS-1 - Total M&S Meter Cost/Unit - Adjusted] | 70.9513 | 70.9513 | 70.9513 | 70.9513 | 70.9513 | 70.9513 | 70.9513 | 70.9513 | 70.9513 | 70.9513 | 70.9513 | 70.9513 | 70.9513 | 70.9513 | 70.9513 | 70.9513 | 70.9513 | 70.9513 | 70.9513 | 70.9513 | 70.9513 | 70.9513 | 70.9513 | 70.9513 | 70.9513 | 70.9513 | 70.9513 | 70.9513 | 70.9513
WV:[if] | 0 | 0 | 0 | 0 | 0 | 0 | 0 | 0 | 0 | 0 | 1 | 0 | 0 | 1 | 1 | 0 | 0 | 0 | 0 | 0 | 0 | 0 | 0 | 0 | 0 | 0 | 0 | 0 | 0
WW:[Customer Weight - force to 1] | 0 | 0 | 0 | 0 | 0 | 0 | 0 | 0 | 0 | 0 | 1 | 0 | 0 | 1 | 1 | 0 | 0 | 0 | 0 | 0 | 0 | 0 | 0 | 0 | 0 | 0 | 0 | 0 | 0
WX:[else] | 1 | 1 | 1 | 1 | 1 | 1 | 1 | 1 | 1 | 1 | 0 | 1 | 1 | 0 | 0 | 1 | 1 | 1 | 1 | 1 | 1 | 1 | 1 | 1 | 1 | 1 | 1 | 1 | 1
WY:[Customer Weight - calc] | 62.7108 | 35.4998 | 142.5013 | 1.4278 | 1.0438 | 4.0749 | 12.2948 | 39.8265 | 124.7922 | 124.7674 | 0 | 24.6063 | 1 | 0 | 0 | 123.1815 | 122.3288 | 0 | 0 | 0 | 0 | 0 | 0 | 0 | 0 | 0 | 0 | 0 | 0
WZ:[end if] | 0 | 0 | 0 | 0 | 0 | 0 | 0 | 0 | 0 | 0 | 0 | 0 | 0 | 0 | 0 | 0 | 0 | 0 | 0 | 0 | 0 | 0 | 0 | 0 | 0 | 0 | 0 | 0 | 0
XA:[Customer Weight - to use] | 62.7108 | 35.4998 | 142.5013 | 1.4278 | 1.0438 | 4.0749 | 12.2948 | 39.8265 | 124.7922 | 124.7674 | 1 | 24.6063 | 1 | 1 | 1 | 123.1815 | 122.3288 | 0 | 0 | 0 | 0 | 0 | 0 | 0 | 0 | 0 | 0 | 0 | 0
XB:[Weighted Average Customers - Meter and Material Cost (Retail Only)] | 17433.5922 | 2200.9904 | 2422.5216 | 622649.814 | 11492.1985 | 440364.8285 | 38487.9919 | 6299.2263 | 873.5452 | 3368.7198 | 56994.379 | 4451.6907 | 4415304.3333 | 9240.5833 | 934 | 739.0892 | 1712.603 | 0 | 0 | 0 | 0 | 0 | 0 | 0 | 0 | 0 | 0 | 0 | 0
CILC-1D | 17433.5922 | 17433.5922 | 17433.5922 | 17433.5922 | 17433.5922 | 17433.5922 | 17433.5922 | 17433.5922 | 17433.5922 | 17433.5922 | 17433.5922 | 17433.5922 | 17433.5922 | 17433.5922 | 17433.5922 | 17433.5922 | 17433.5922
CILC-1G | 2200.9904 | 2200.9904 | 2200.9904 | 2200.9904 | 2200.9904 | 2200.9904 | 2200.9904 | 2200.9904 | 2200.9904 | 2200.9904 | 2200.9904 | 2200.9904 | 2200.9904 | 2200.9904 | 2200.9904 | 2200.9904 | 2200.9904
CILC-1T | 2422.5216 | 2422.5216 | 2422.5216 | 2422.5216 | 2422.5216 | 2422.5216 | 2422.5216 | 2422.5216 | 2422.5216 | 2422.5216 | 2422.5216 | 2422.5216 | 2422.5216 | 2422.5216 | 2422.5216 | 2422.5216 | 2422.5216
GS(T)-1 | 622649.814 | 622649.814 | 622649.814 | 622649.814 | 622649.814 | 622649.814 | 622649.814 | 622649.814 | 622649.814 | 622649.814 | 622649.814 | 622649.814 | 622649.814 | 622649.814 | 622649.814 | 622649.814 | 622649.814
GSCU-1 | 11492.1985 | 11492.1985 | 11492.1985 | 11492.1985 | 11492.1985 | 11492.1985 | 11492.1985 | 11492.1985 | 11492.1985 | 11492.1985 | 11492.1985 | 11492.1985 | 11492.1985 | 11492.1985 | 11492.1985 | 11492.1985 | 11492.1985
GSD(T)-1 | 440364.8285 | 440364.8285 | 440364.8285 | 440364.8285 | 440364.8285 | 440364.8285 | 440364.8285 | 440364.8285 | 440364.8285 | 440364.8285 | 440364.8285 | 440364.8285 | 440364.8285 | 440364.8285 | 440364.8285 | 440364.8285 | 440364.8285
GSLD(T)-1 | 38487.9919 | 38487.9919 | 38487.9919 | 38487.9919 | 38487.9919 | 38487.9919 | 38487.9919 | 38487.9919 | 38487.9919 | 38487.9919 | 38487.9919 | 38487.9919 | 38487.9919 | 38487.9919 | 38487.9919 | 38487.9919 | 38487.9919
GSLD(T)-2 | 6299.2263 | 6299.2263 | 6299.2263 | 6299.2263 | 6299.2263 | 6299.2263 | 6299.2263 | 6299.2263 | 6299.2263 | 6299.2263 | 6299.2263 | 6299.2263 | 6299.2263 | 6299.2263 | 6299.2263 | 6299.2263 | 6299.2263
GSLD(T)-3 | 873.5452 | 873.5452 | 873.5452 | 873.5452 | 873.5452 | 873.5452 | 873.5452 | 873.5452 | 873.5452 | 873.5452 | 873.5452 | 873.5452 | 873.5452 | 873.5452 | 873.5452 | 873.5452 | 873.5452
MET | 3368.7198 | 3368.7198 | 3368.7198 | 3368.7198 | 3368.7198 | 3368.7198 | 3368.7198 | 3368.7198 | 3368.7198 | 3368.7198 | 3368.7198 | 3368.7198 | 3368.7198 | 3368.7198 | 3368.7198 | 3368.7198 | 3368.7198
OL-1 | 56994.379 | 56994.379 | 56994.379 | 56994.379 | 56994.379 | 56994.379 | 56994.379 | 56994.379 | 56994.379 | 56994.379 | 56994.379 | 56994.379 | 56994.379 | 56994.379 | 56994.379 | 56994.379 | 56994.379
OS-2 | 4451.6907 | 4451.6907 | 4451.6907 | 4451.6907 | 4451.6907 | 4451.6907 | 4451.6907 | 4451.6907 | 4451.6907 | 4451.6907 | 4451.6907 | 4451.6907 | 4451.6907 | 4451.6907 | 4451.6907 | 4451.6907 | 4451.6907
RS(T)-1 | 4415304.3333 | 4415304.3333 | 4415304.3333 | 4415304.3333 | 4415304.3333 | 4415304.3333 | 4415304.3333 | 4415304.3333 | 4415304.3333 | 4415304.3333 | 4415304.3333 | 4415304.3333 | 4415304.3333 | 4415304.3333 | 4415304.3333 | 4415304.3333 | 4415304.3333
SL-1 | 9240.5833 | 9240.5833 | 9240.5833 | 9240.5833 | 9240.5833 | 9240.5833 | 9240.5833 | 9240.5833 | 9240.5833 | 9240.5833 | 9240.5833 | 9240.5833 | 9240.5833 | 9240.5833 | 9240.5833 | 9240.5833 | 9240.5833
SL-2 | 934 | 934 | 934 | 934 | 934 | 934 | 934 | 934 | 934 | 934 | 934 | 934 | 934 | 934 | 934 | 934 | 934
SST-DST | 739.0892 | 739.0892 | 739.0892 | 739.0892 | 739.0892 | 739.0892 | 739.0892 | 739.0892 | 739.0892 | 739.0892 | 739.0892 | 739.0892 | 739.0892 | 739.0892 | 739.0892 | 739.0892 | 739.0892
SST-TST | 1712.603 | 1712.603 | 1712.603 | 1712.603 | 1712.603 | 1712.603 | 1712.603 | 1712.603 | 1712.603 | 1712.603 | 1712.603 | 1712.603 | 1712.603 | 1712.603 | 1712.603 | 1712.603 | 1712.603
XC:[Total Retail/Wholesale] | 5634970.1068 | 5634970.1068 | 5634970.1068 | 5634970.1068 | 5634970.1068 | 5634970.1068 | 5634970.1068 | 5634970.1068 | 5634970.1068 | 5634970.1068 | 5634970.1068 | 5634970.1068 | 5634970.1068 | 5634970.1068 | 5634970.1068 | 5634970.1068 | 5634970.1068 | 0 | 0 | 0 | 0 | 0 | 0 | 0 | 0 | 0 | 0 | 0 | 0
XD:[]
XE:[External Factor - FPL320] | 0.0030938 | 0.00039059 | 0.00042991 | 0.1105 | 0.0020394 | 0.078149 | 0.0068302 | 0.0011179 | 0.00015502 | 0.00059782 | 0.010114 | 0.00079001 | 0.78355 | 0.0016399 | 0.00016575 | 0.00013116 | 0.00030392 | 0 | 0 | 0 | 0 | 0 | 0 | 0 | 0 | 0 | 0 | 0 | 0
XF:[% to Total System] | 0.0030938 | 0.00039059 | 0.00042991 | 0.1105 | 0.0020394 | 0.078149 | 0.0068302 | 0.0011179 | 0.00015502 | 0.00059782 | 0.010114 | 0.00079001 | 0.78355 | 0.0016399 | 0.00016575 | 0.00013116 | 0.00030392 | 0 | 0 | 0 | 0 | 0 | 0 | 0 | 0 | 0 | 0 | 0 | 0
XG:[]
XH:[FPL325]
XI:[Average Number of Meters] | 476.4167 | 88.1667 | 30 | 418653.75 | 6603.1667 | 102291.0833 | 4447.4167 | 431.75 | 11 | 54 | 0 | 195.5833 | 4260801.0833 | 0 | 0 | 6 | 17 | 0 | 4 | 0 | 0 | 0 | 6 | 0 | 0 | 0 | 0 | 0 | 0
XJ:[TOTAL (Loaded Costs + Labor) Cost / Unit - Adjusted] | 7172.2849 | 4060.5201 | 16950.9148 | 175.2997 | 134.0945 | 624.9214 | 1732.7357 | 4844.8578 | 15219.6371 | 15217.3614 | 0 | 3598.5352 | 130.3431 | 0 | 0 | 15071.7236 | 14993.4123 | 0 | 162150.1698 | 0 | 0 | 0 | 162150.1698 | 0 | 0 | 0 | 0 | 0 | 0
XK:[Meter Costs] | 3416996.0856 | 358002.5226 | 508527.4441 | 73389877.9612 | 885448.4006 | 63923883.779 | 7706197.4228 | 2091767.3716 | 167416.0078 | 821737.5155 | 0 | 703813.5 | 555365844.8953 | 0 | 0 | 90430.3414 | 254888.0083 | 0 | 648600.6792 | 0 | 0 | 0 | 972901.0189 | 0 | 0 | 0 | 0 | 0 | 0
XL:[Energy Smart Florida Grant] | 0 | 0 | 0 | 0 | 0 | 0 | 0 | 0 | 0 | 0 | 0 | 0 | 0 | 0 | 0 | 0 | 0 | 0 | 0 | 0 | 0 | 0 | 0 | 0 | 0 | 0 | 0 | 0 | 0
XM:[Meter Costs - adjusted] | 3416996.0856 | 358002.5226 | 508527.4441 | 73389877.9612 | 885448.4006 | 63923883.779 | 7706197.4228 | 2091767.3716 | 167416.0078 | 821737.5155 | 0 | 703813.5 | 555365844.8953 | 0 | 0 | 90430.3414 | 254888.0083 | 0 | 648600.6792 | 0 | 0 | 0 | 972901.0189 | 0 | 0 | 0 | 0 | 0 | 0
CILC-1D | 3416996.0856 | 3416996.0856 | 3416996.0856 | 3416996.0856 | 3416996.0856 | 3416996.0856 | 3416996.0856 | 3416996.0856 | 3416996.0856 | 3416996.0856 | 3416996.0856 | 3416996.0856 | 3416996.0856 | 3416996.0856 | 3416996.0856 | 3416996.0856 | 3416996.0856
CILC-1G | 358002.5226 | 358002.5226 | 358002.5226 | 358002.5226 | 358002.5226 | 358002.5226 | 358002.5226 | 358002.5226 | 358002.5226 | 358002.5226 | 358002.5226 | 358002.5226 | 358002.5226 | 358002.5226 | 358002.5226 | 358002.5226 | 358002.5226
CILC-1T | 508527.4441 | 508527.4441 | 508527.4441 | 508527.4441 | 508527.4441 | 508527.4441 | 508527.4441 | 508527.4441 | 508527.4441 | 508527.4441 | 508527.4441 | 508527.4441 | 508527.4441 | 508527.4441 | 508527.4441 | 508527.4441 | 508527.4441
GS(T)-1 | 73389877.9612 | 73389877.9612 | 73389877.9612 | 73389877.9612 | 73389877.9612 | 73389877.9612 | 73389877.9612 | 73389877.9612 | 73389877.9612 | 73389877.9612 | 73389877.9612 | 73389877.9612 | 73389877.9612 | 73389877.9612 | 73389877.9612 | 73389877.9612 | 73389877.9612
GSCU-1 | 885448.4006 | 885448.4006 | 885448.4006 | 885448.4006 | 885448.4006 | 885448.4006 | 885448.4006 | 885448.4006 | 885448.4006 | 885448.4006 | 885448.4006 | 885448.4006 | 885448.4006 | 885448.4006 | 885448.4006 | 885448.4006 | 885448.4006
GSD(T)-1 | 63923883.779 | 63923883.779 | 63923883.779 | 63923883.779 | 63923883.779 | 63923883.779 | 63923883.779 | 63923883.779 | 63923883.779 | 63923883.779 | 63923883.779 | 63923883.779 | 63923883.779 | 63923883.779 | 63923883.779 | 63923883.779 | 63923883.779
GSLD(T)-1 | 7706197.4228 | 7706197.4228 | 7706197.4228 | 7706197.4228 | 7706197.4228 | 7706197.4228 | 7706197.4228 | 7706197.4228 | 7706197.4228 | 7706197.4228 | 7706197.4228 | 7706197.4228 | 7706197.4228 | 7706197.4228 | 7706197.4228 | 7706197.4228 | 7706197.4228
GSLD(T)-2 | 2091767.3716 | 2091767.3716 | 2091767.3716 | 2091767.3716 | 2091767.3716 | 2091767.3716 | 2091767.3716 | 2091767.3716 | 2091767.3716 | 2091767.3716 | 2091767.3716 | 2091767.3716 | 2091767.3716 | 2091767.3716 | 2091767.3716 | 2091767.3716 | 2091767.3716
GSLD(T)-3 | 167416.0078 | 167416.0078 | 167416.0078 | 167416.0078 | 167416.0078 | 167416.0078 | 167416.0078 | 167416.0078 | 167416.0078 | 167416.0078 | 167416.0078 | 167416.0078 | 167416.0078 | 167416.0078 | 167416.0078 | 167416.0078 | 167416.0078
MET | 821737.5155 | 821737.5155 | 821737.5155 | 821737.5155 | 821737.5155 | 821737.5155 | 821737.5155 | 821737.5155 | 821737.5155 | 821737.5155 | 821737.5155 | 821737.5155 | 821737.5155 | 821737.5155 | 821737.5155 | 821737.5155 | 821737.5155
OS-2 | 703813.5 | 703813.5 | 703813.5 | 703813.5 | 703813.5 | 703813.5 | 703813.5 | 703813.5 | 703813.5 | 703813.5 | 703813.5 | 703813.5 | 703813.5 | 703813.5 | 703813.5 | 703813.5 | 703813.5
RS(T)-1 | 555365844.8953 | 555365844.8953 | 555365844.8953 | 555365844.8953 | 555365844.8953 | 555365844.8953 | 555365844.8953 | 555365844.8953 | 555365844.8953 | 555365844.8953 | 555365844.8953 | 555365844.8953 | 555365844.8953 | 555365844.8953 | 555365844.8953 | 555365844.8953 | 555365844.8953
SST-DST | 90430.3414 | 90430.3414 | 90430.3414 | 90430.3414 | 90430.3414 | 90430.3414 | 90430.3414 | 90430.3414 | 90430.3414 | 90430.3414 | 90430.3414 | 90430.3414 | 90430.3414 | 90430.3414 | 90430.3414 | 90430.3414 | 90430.3414
SST-TST | 254888.0083 | 254888.0083 | 254888.0083 | 254888.0083 | 254888.0083 | 254888.0083 | 254888.0083 | 254888.0083 | 254888.0083 | 254888.0083 | 254888.0083 | 254888.0083 | 254888.0083 | 254888.0083 | 254888.0083 | 254888.0083 | 254888.0083
FKEC | [17 empty] | 648600.6792 | 648600.6792 | 648600.6792 | 648600.6792 | 648600.6792 | 648600.6792 | 648600.6792 | 648600.6792 | 648600.6792 | 648600.6792 | 648600.6792 | 648600.6792
LCEC | [17 empty] | 972901.0189 | 972901.0189 | 972901.0189 | 972901.0189 | 972901.0189 | 972901.0189 | 972901.0189 | 972901.0189 | 972901.0189 | 972901.0189 | 972901.0189 | 972901.0189
XN:[Total Retail/Wholesale] | 709684831.2558 | 709684831.2558 | 709684831.2558 | 709684831.2558 | 709684831.2558 | 709684831.2558 | 709684831.2558 | 709684831.2558 | 709684831.2558 | 709684831.2558 | 709684831.2558 | 709684831.2558 | 709684831.2558 | 709684831.2558 | 709684831.2558 | 709684831.2558 | 709684831.2558 | 1621501.6981 | 1621501.6981 | 1621501.6981 | 1621501.6981 | 1621501.6981 | 1621501.6981 | 1621501.6981 | 1621501.6981 | 1621501.6981 | 1621501.6981 | 1621501.6981 | 1621501.6981
CILC-1D | 3416996.0856 | 3416996.0856 | 3416996.0856 | 3416996.0856 | 3416996.0856 | 3416996.0856 | 3416996.0856 | 3416996.0856 | 3416996.0856 | 3416996.0856 | 3416996.0856 | 3416996.0856 | 3416996.0856 | 3416996.0856 | 3416996.0856 | 3416996.0856 | 3416996.0856 | 3416996.0856 | 3416996.0856 | 3416996.0856 | 3416996.0856 | 3416996.0856 | 3416996.0856 | 3416996.0856 | 3416996.0856 | 3416996.0856 | 3416996.0856 | 3416996.0856 | 3416996.0856
CILC-1G | 358002.5226 | 358002.5226 | 358002.5226 | 358002.5226 | 358002.5226 | 358002.5226 | 358002.5226 | 358002.5226 | 358002.5226 | 358002.5226 | 358002.5226 | 358002.5226 | 358002.5226 | 358002.5226 | 358002.5226 | 358002.5226 | 358002.5226 | 358002.5226 | 358002.5226 | 358002.5226 | 358002.5226 | 358002.5226 | 358002.5226 | 358002.5226 | 358002.5226 | 358002.5226 | 358002.5226 | 358002.5226 | 358002.5226
CILC-1T | 508527.4441 | 508527.4441 | 508527.4441 | 508527.4441 | 508527.4441 | 508527.4441 | 508527.4441 | 508527.4441 | 508527.4441 | 508527.4441 | 508527.4441 | 508527.4441 | 508527.4441 | 508527.4441 | 508527.4441 | 508527.4441 | 508527.4441 | 508527.4441 | 508527.4441 | 508527.4441 | 508527.4441 | 508527.4441 | 508527.4441 | 508527.4441 | 508527.4441 | 508527.4441 | 508527.4441 | 508527.4441 | 508527.4441
GS(T)-1 | 73389877.9612 | 73389877.9612 | 73389877.9612 | 73389877.9612 | 73389877.9612 | 73389877.9612 | 73389877.9612 | 73389877.9612 | 73389877.9612 | 73389877.9612 | 73389877.9612 | 73389877.9612 | 73389877.9612 | 73389877.9612 | 73389877.9612 | 73389877.9612 | 73389877.9612 | 73389877.9612 | 73389877.9612 | 73389877.9612 | 73389877.9612 | 73389877.9612 | 73389877.9612 | 73389877.9612 | 73389877.9612 | 73389877.9612 | 73389877.9612 | 73389877.9612 | 73389877.9612
GSCU-1 | 885448.4006 | 885448.4006 | 885448.4006 | 885448.4006 | 885448.4006 | 885448.4006 | 885448.4006 | 885448.4006 | 885448.4006 | 885448.4006 | 885448.4006 | 885448.4006 | 885448.4006 | 885448.4006 | 885448.4006 | 885448.4006 | 885448.4006 | 885448.4006 | 885448.4006 | 885448.4006 | 885448.4006 | 885448.4006 | 885448.4006 | 885448.4006 | 885448.4006 | 885448.4006 | 885448.4006 | 885448.4006 | 885448.4006
GSD(T)-1 | 63923883.779 | 63923883.779 | 63923883.779 | 63923883.779 | 63923883.779 | 63923883.779 | 63923883.779 | 63923883.779 | 63923883.779 | 63923883.779 | 63923883.779 | 63923883.779 | 63923883.779 | 63923883.779 | 63923883.779 | 63923883.779 | 63923883.779 | 63923883.779 | 63923883.779 | 63923883.779 | 63923883.779 | 63923883.779 | 63923883.779 | 63923883.779 | 63923883.779 | 63923883.779 | 63923883.779 | 63923883.779 | 63923883.779
GSLD(T)-1 | 7706197.4228 | 7706197.4228 | 7706197.4228 | 7706197.4228 | 7706197.4228 | 7706197.4228 | 7706197.4228 | 7706197.4228 | 7706197.4228 | 7706197.4228 | 7706197.4228 | 7706197.4228 | 7706197.4228 | 7706197.4228 | 7706197.4228 | 7706197.4228 | 7706197.4228 | 7706197.4228 | 7706197.4228 | 7706197.4228 | 7706197.4228 | 7706197.4228 | 7706197.4228 | 7706197.4228 | 7706197.4228 | 7706197.4228 | 7706197.4228 | 7706197.4228 | 7706197.4228
GSLD(T)-2 | 2091767.3716 | 2091767.3716 | 2091767.3716 | 2091767.3716 | 2091767.3716 | 2091767.3716 | 2091767.3716 | 2091767.3716 | 2091767.3716 | 2091767.3716 | 2091767.3716 | 2091767.3716 | 2091767.3716 | 2091767.3716 | 2091767.3716 | 2091767.3716 | 2091767.3716 | 2091767.3716 | 2091767.3716 | 2091767.3716 | 2091767.3716 | 2091767.3716 | 2091767.3716 | 2091767.3716 | 2091767.3716 | 2091767.3716 | 2091767.3716 | 2091767.3716 | 2091767.3716
GSLD(T)-3 | 167416.0078 | 167416.0078 | 167416.0078 | 167416.0078 | 167416.0078 | 167416.0078 | 167416.0078 | 167416.0078 | 167416.0078 | 167416.0078 | 167416.0078 | 167416.0078 | 167416.0078 | 167416.0078 | 167416.0078 | 167416.0078 | 167416.0078 | 167416.0078 | 167416.0078 | 167416.0078 | 167416.0078 | 167416.0078 | 167416.0078 | 167416.0078 | 167416.0078 | 167416.0078 | 167416.0078 | 167416.0078 | 167416.0078
MET | 821737.5155 | 821737.5155 | 821737.5155 | 821737.5155 | 821737.5155 | 821737.5155 | 821737.5155 | 821737.5155 | 821737.5155 | 821737.5155 | 821737.5155 | 821737.5155 | 821737.5155 | 821737.5155 | 821737.5155 | 821737.5155 | 821737.5155 | 821737.5155 | 821737.5155 | 821737.5155 | 821737.5155 | 821737.5155 | 821737.5155 | 821737.5155 | 821737.5155 | 821737.5155 | 821737.5155 | 821737.5155 | 821737.5155
OS-2 | 703813.5 | 703813.5 | 703813.5 | 703813.5 | 703813.5 | 703813.5 | 703813.5 | 703813.5 | 703813.5 | 703813.5 | 703813.5 | 703813.5 | 703813.5 | 703813.5 | 703813.5 | 703813.5 | 703813.5 | 703813.5 | 703813.5 | 703813.5 | 703813.5 | 703813.5 | 703813.5 | 703813.5 | 703813.5 | 703813.5 | 703813.5 | 703813.5 | 703813.5
RS(T)-1 | 555365844.8953 | 555365844.8953 | 555365844.8953 | 555365844.8953 | 555365844.8953 | 555365844.8953 | 555365844.8953 | 555365844.8953 | 555365844.8953 | 555365844.8953 | 555365844.8953 | 555365844.8953 | 555365844.8953 | 555365844.8953 | 555365844.8953 | 555365844.8953 | 555365844.8953 | 555365844.8953 | 555365844.8953 | 555365844.8953 | 555365844.8953 | 555365844.8953 | 555365844.8953 | 555365844.8953 | 555365844.8953 | 555365844.8953 | 555365844.8953 | 555365844.8953 | 555365844.8953
SST-DST | 90430.3414 | 90430.3414 | 90430.3414 | 90430.3414 | 90430.3414 | 90430.3414 | 90430.3414 | 90430.3414 | 90430.3414 | 90430.3414 | 90430.3414 | 90430.3414 | 90430.3414 | 90430.3414 | 90430.3414 | 90430.3414 | 90430.3414 | 90430.3414 | 90430.3414 | 90430.3414 | 90430.3414 | 90430.3414 | 90430.3414 | 90430.3414 | 90430.3414 | 90430.3414 | 90430.3414 | 90430.3414 | 90430.3414
SST-TST | 254888.0083 | 254888.0083 | 254888.0083 | 254888.0083 | 254888.0083 | 254888.0083 | 254888.0083 | 254888.0083 | 254888.0083 | 254888.0083 | 254888.0083 | 254888.0083 | 254888.0083 | 254888.0083 | 254888.0083 | 254888.0083 | 254888.0083 | 254888.0083 | 254888.0083 | 254888.0083 | 254888.0083 | 254888.0083 | 254888.0083 | 254888.0083 | 254888.0083 | 254888.0083 | 254888.0083 | 254888.0083 | 254888.0083
FKEC | 648600.6792 | 648600.6792 | 648600.6792 | 648600.6792 | 648600.6792 | 648600.6792 | 648600.6792 | 648600.6792 | 648600.6792 | 648600.6792 | 648600.6792 | 648600.6792 | 648600.6792 | 648600.6792 | 648600.6792 | 648600.6792 | 648600.6792 | 648600.6792 | 648600.6792 | 648600.6792 | 648600.6792 | 648600.6792 | 648600.6792 | 648600.6792 | 648600.6792 | 648600.6792 | 648600.6792 | 648600.6792 | 648600.6792
LCEC | 972901.0189 | 972901.0189 | 972901.0189 | 972901.0189 | 972901.0189 | 972901.0189 | 972901.0189 | 972901.0189 | 972901.0189 | 972901.0189 | 972901.0189 | 972901.0189 | 972901.0189 | 972901.0189 | 972901.0189 | 972901.0189 | 972901.0189 | 972901.0189 | 972901.0189 | 972901.0189 | 972901.0189 | 972901.0189 | 972901.0189 | 972901.0189 | 972901.0189 | 972901.0189 | 972901.0189 | 972901.0189 | 972901.0189
XO:[Total Company] | 711306332.9539 | 711306332.9539 | 711306332.9539 | 711306332.9539 | 711306332.9539 | 711306332.9539 | 711306332.9539 | 711306332.9539 | 711306332.9539 | 711306332.9539 | 711306332.9539 | 711306332.9539 | 711306332.9539 | 711306332.9539 | 711306332.9539 | 711306332.9539 | 711306332.9539 | 711306332.9539 | 711306332.9539 | 711306332.9539 | 711306332.9539 | 711306332.9539 | 711306332.9539 | 711306332.9539 | 711306332.9539 | 711306332.9539 | 711306332.9539 | 711306332.9539 | 711306332.9539
XP:[]
XQ:[External Factor - FPL325] | 0.0048148 | 0.00050445 | 0.00071655 | 0.10341 | 0.0012477 | 0.090074 | 0.010859 | 0.0029475 | 0.0002359 | 0.0011579 | 0 | 0.00099173 | 0.78255 | 0 | 0 | 0.00012742 | 0.00035916 | 0 | 0.4 | 0 | 0 | 0 | 0.6 | 0 | 0 | 0 | 0 | 0 | 0
XR:[% to Total System] | 0.0048038 | 0.0005033 | 0.00071492 | 0.10318 | 0.0012448 | 0.089868 | 0.010834 | 0.0029407 | 0.00023536 | 0.0011553 | 0 | 0.00098947 | 0.78077 | 0 | 0 | 0.00012713 | 0.00035834 | 0 | 0.00091184 | 0 | 0 | 0 | 0.0013678 | 0 | 0 | 0 | 0 | 0 | 0
XS:[]
XT:[FPL330]
XU:[Meter Reading Expenses] | 37811.952 | 5977.7196 | 2415.1545 | 2407279.6771 | 12180.1638 | 1744587.6744 | 209849.8914 | 34031.8617 | 885.5127 | 4347.0622 | 0 | 11249.3457 | 7636790.0652 | 0 | 0 | 483.0069 | 1368.5196 | 0 | 78.4573 | 0 | 0 | 0 | 117.686 | 0 | 0 | 0 | 0 | 0 | 0
CILC-1D | 37811.952 | 37811.952 | 37811.952 | 37811.952 | 37811.952 | 37811.952 | 37811.952 | 37811.952 | 37811.952 | 37811.952 | 37811.952 | 37811.952 | 37811.952 | 37811.952 | 37811.952 | 37811.952 | 37811.952
CILC-1G | 5977.7196 | 5977.7196 | 5977.7196 | 5977.7196 | 5977.7196 | 5977.7196 | 5977.7196 | 5977.7196 | 5977.7196 | 5977.7196 | 5977.7196 | 5977.7196 | 5977.7196 | 5977.7196 | 5977.7196 | 5977.7196 | 5977.7196
CILC-1T | 2415.1545 | 2415.1545 | 2415.1545 | 2415.1545 | 2415.1545 | 2415.1545 | 2415.1545 | 2415.1545 | 2415.1545 | 2415.1545 | 2415.1545 | 2415.1545 | 2415.1545 | 2415.1545 | 2415.1545 | 2415.1545 | 2415.1545
GS(T)-1 | 2407279.6771 | 2407279.6771 | 2407279.6771 | 2407279.6771 | 2407279.6771 | 2407279.6771 | 2407279.6771 | 2407279.6771 | 2407279.6771 | 2407279.6771 | 2407279.6771 | 2407279.6771 | 2407279.6771 | 2407279.6771 | 2407279.6771 | 2407279.6771 | 2407279.6771
GSCU-1 | 12180.1638 | 12180.1638 | 12180.1638 | 12180.1638 | 12180.1638 | 12180.1638 | 12180.1638 | 12180.1638 | 12180.1638 | 12180.1638 | 12180.1638 | 12180.1638 | 12180.1638 | 12180.1638 | 12180.1638 | 12180.1638 | 12180.1638
GSD(T)-1 | 1744587.6744 | 1744587.6744 | 1744587.6744 | 1744587.6744 | 1744587.6744 | 1744587.6744 | 1744587.6744 | 1744587.6744 | 1744587.6744 | 1744587.6744 | 1744587.6744 | 1744587.6744 | 1744587.6744 | 1744587.6744 | 1744587.6744 | 1744587.6744 | 1744587.6744
GSLD(T)-1 | 209849.8914 | 209849.8914 | 209849.8914 | 209849.8914 | 209849.8914 | 209849.8914 | 209849.8914 | 209849.8914 | 209849.8914 | 209849.8914 | 209849.8914 | 209849.8914 | 209849.8914 | 209849.8914 | 209849.8914 | 209849.8914 | 209849.8914
GSLD(T)-2 | 34031.8617 | 34031.8617 | 34031.8617 | 34031.8617 | 34031.8617 | 34031.8617 | 34031.8617 | 34031.8617 | 34031.8617 | 34031.8617 | 34031.8617 | 34031.8617 | 34031.8617 | 34031.8617 | 34031.8617 | 34031.8617 | 34031.8617
GSLD(T)-3 | 885.5127 | 885.5127 | 885.5127 | 885.5127 | 885.5127 | 885.5127 | 885.5127 | 885.5127 | 885.5127 | 885.5127 | 885.5127 | 885.5127 | 885.5127 | 885.5127 | 885.5127 | 885.5127 | 885.5127
MET | 4347.0622 | 4347.0622 | 4347.0622 | 4347.0622 | 4347.0622 | 4347.0622 | 4347.0622 | 4347.0622 | 4347.0622 | 4347.0622 | 4347.0622 | 4347.0622 | 4347.0622 | 4347.0622 | 4347.0622 | 4347.0622 | 4347.0622
OS-2 | 11249.3457 | 11249.3457 | 11249.3457 | 11249.3457 | 11249.3457 | 11249.3457 | 11249.3457 | 11249.3457 | 11249.3457 | 11249.3457 | 11249.3457 | 11249.3457 | 11249.3457 | 11249.3457 | 11249.3457 | 11249.3457 | 11249.3457
RS(T)-1 | 7636790.0652 | 7636790.0652 | 7636790.0652 | 7636790.0652 | 7636790.0652 | 7636790.0652 | 7636790.0652 | 7636790.0652 | 7636790.0652 | 7636790.0652 | 7636790.0652 | 7636790.0652 | 7636790.0652 | 7636790.0652 | 7636790.0652 | 7636790.0652 | 7636790.0652
SST-DST | 483.0069 | 483.0069 | 483.0069 | 483.0069 | 483.0069 | 483.0069 | 483.0069 | 483.0069 | 483.0069 | 483.0069 | 483.0069 | 483.0069 | 483.0069 | 483.0069 | 483.0069 | 483.0069 | 483.0069
SST-TST | 1368.5196 | 1368.5196 | 1368.5196 | 1368.5196 | 1368.5196 | 1368.5196 | 1368.5196 | 1368.5196 | 1368.5196 | 1368.5196 | 1368.5196 | 1368.5196 | 1368.5196 | 1368.5196 | 1368.5196 | 1368.5196 | 1368.5196
FKEC | [17 empty] | 78.4573 | 78.4573 | 78.4573 | 78.4573 | 78.4573 | 78.4573 | 78.4573 | 78.4573 | 78.4573 | 78.4573 | 78.4573 | 78.4573
LCEC | [17 empty] | 117.686 | 117.686 | 117.686 | 117.686 | 117.686 | 117.686 | 117.686 | 117.686 | 117.686 | 117.686 | 117.686 | 117.686
XV:[Total Retail/Wholesale] | 12109257.6066 | 12109257.6066 | 12109257.6066 | 12109257.6066 | 12109257.6066 | 12109257.6066 | 12109257.6066 | 12109257.6066 | 12109257.6066 | 12109257.6066 | 12109257.6066 | 12109257.6066 | 12109257.6066 | 12109257.6066 | 12109257.6066 | 12109257.6066 | 12109257.6066 | 196.1434 | 196.1434 | 196.1434 | 196.1434 | 196.1434 | 196.1434 | 196.1434 | 196.1434 | 196.1434 | 196.1434 | 196.1434 | 196.1434
CILC-1D | 37811.952 | 37811.952 | 37811.952 | 37811.952 | 37811.952 | 37811.952 | 37811.952 | 37811.952 | 37811.952 | 37811.952 | 37811.952 | 37811.952 | 37811.952 | 37811.952 | 37811.952 | 37811.952 | 37811.952 | 37811.952 | 37811.952 | 37811.952 | 37811.952 | 37811.952 | 37811.952 | 37811.952 | 37811.952 | 37811.952 | 37811.952 | 37811.952 | 37811.952
CILC-1G | 5977.7196 | 5977.7196 | 5977.7196 | 5977.7196 | 5977.7196 | 5977.7196 | 5977.7196 | 5977.7196 | 5977.7196 | 5977.7196 | 5977.7196 | 5977.7196 | 5977.7196 | 5977.7196 | 5977.7196 | 5977.7196 | 5977.7196 | 5977.7196 | 5977.7196 | 5977.7196 | 5977.7196 | 5977.7196 | 5977.7196 | 5977.7196 | 5977.7196 | 5977.7196 | 5977.7196 | 5977.7196 | 5977.7196
CILC-1T | 2415.1545 | 2415.1545 | 2415.1545 | 2415.1545 | 2415.1545 | 2415.1545 | 2415.1545 | 2415.1545 | 2415.1545 | 2415.1545 | 2415.1545 | 2415.1545 | 2415.1545 | 2415.1545 | 2415.1545 | 2415.1545 | 2415.1545 | 2415.1545 | 2415.1545 | 2415.1545 | 2415.1545 | 2415.1545 | 2415.1545 | 2415.1545 | 2415.1545 | 2415.1545 | 2415.1545 | 2415.1545 | 2415.1545
GS(T)-1 | 2407279.6771 | 2407279.6771 | 2407279.6771 | 2407279.6771 | 2407279.6771 | 2407279.6771 | 2407279.6771 | 2407279.6771 | 2407279.6771 | 2407279.6771 | 2407279.6771 | 2407279.6771 | 2407279.6771 | 2407279.6771 | 2407279.6771 | 2407279.6771 | 2407279.6771 | 2407279.6771 | 2407279.6771 | 2407279.6771 | 2407279.6771 | 2407279.6771 | 2407279.6771 | 2407279.6771 | 2407279.6771 | 2407279.6771 | 2407279.6771 | 2407279.6771 | 2407279.6771
GSCU-1 | 12180.1638 | 12180.1638 | 12180.1638 | 12180.1638 | 12180.1638 | 12180.1638 | 12180.1638 | 12180.1638 | 12180.1638 | 12180.1638 | 12180.1638 | 12180.1638 | 12180.1638 | 12180.1638 | 12180.1638 | 12180.1638 | 12180.1638 | 12180.1638 | 12180.1638 | 12180.1638 | 12180.1638 | 12180.1638 | 12180.1638 | 12180.1638 | 12180.1638 | 12180.1638 | 12180.1638 | 12180.1638 | 12180.1638
GSD(T)-1 | 1744587.6744 | 1744587.6744 | 1744587.6744 | 1744587.6744 | 1744587.6744 | 1744587.6744 | 1744587.6744 | 1744587.6744 | 1744587.6744 | 1744587.6744 | 1744587.6744 | 1744587.6744 | 1744587.6744 | 1744587.6744 | 1744587.6744 | 1744587.6744 | 1744587.6744 | 1744587.6744 | 1744587.6744 | 1744587.6744 | 1744587.6744 | 1744587.6744 | 1744587.6744 | 1744587.6744 | 1744587.6744 | 1744587.6744 | 1744587.6744 | 1744587.6744 | 1744587.6744
GSLD(T)-1 | 209849.8914 | 209849.8914 | 209849.8914 | 209849.8914 | 209849.8914 | 209849.8914 | 209849.8914 | 209849.8914 | 209849.8914 | 209849.8914 | 209849.8914 | 209849.8914 | 209849.8914 | 209849.8914 | 209849.8914 | 209849.8914 | 209849.8914 | 209849.8914 | 209849.8914 | 209849.8914 | 209849.8914 | 209849.8914 | 209849.8914 | 209849.8914 | 209849.8914 | 209849.8914 | 209849.8914 | 209849.8914 | 209849.8914
GSLD(T)-2 | 34031.8617 | 34031.8617 | 34031.8617 | 34031.8617 | 34031.8617 | 34031.8617 | 34031.8617 | 34031.8617 | 34031.8617 | 34031.8617 | 34031.8617 | 34031.8617 | 34031.8617 | 34031.8617 | 34031.8617 | 34031.8617 | 34031.8617 | 34031.8617 | 34031.8617 | 34031.8617 | 34031.8617 | 34031.8617 | 34031.8617 | 34031.8617 | 34031.8617 | 34031.8617 | 34031.8617 | 34031.8617 | 34031.8617
GSLD(T)-3 | 885.5127 | 885.5127 | 885.5127 | 885.5127 | 885.5127 | 885.5127 | 885.5127 | 885.5127 | 885.5127 | 885.5127 | 885.5127 | 885.5127 | 885.5127 | 885.5127 | 885.5127 | 885.5127 | 885.5127 | 885.5127 | 885.5127 | 885.5127 | 885.5127 | 885.5127 | 885.5127 | 885.5127 | 885.5127 | 885.5127 | 885.5127 | 885.5127 | 885.5127
MET | 4347.0622 | 4347.0622 | 4347.0622 | 4347.0622 | 4347.0622 | 4347.0622 | 4347.0622 | 4347.0622 | 4347.0622 | 4347.0622 | 4347.0622 | 4347.0622 | 4347.0622 | 4347.0622 | 4347.0622 | 4347.0622 | 4347.0622 | 4347.0622 | 4347.0622 | 4347.0622 | 4347.0622 | 4347.0622 | 4347.0622 | 4347.0622 | 4347.0622 | 4347.0622 | 4347.0622 | 4347.0622 | 4347.0622
OS-2 | 11249.3457 | 11249.3457 | 11249.3457 | 11249.3457 | 11249.3457 | 11249.3457 | 11249.3457 | 11249.3457 | 11249.3457 | 11249.3457 | 11249.3457 | 11249.3457 | 11249.3457 | 11249.3457 | 11249.3457 | 11249.3457 | 11249.3457 | 11249.3457 | 11249.3457 | 11249.3457 | 11249.3457 | 11249.3457 | 11249.3457 | 11249.3457 | 11249.3457 | 11249.3457 | 11249.3457 | 11249.3457 | 11249.3457
RS(T)-1 | 7636790.0652 | 7636790.0652 | 7636790.0652 | 7636790.0652 | 7636790.0652 | 7636790.0652 | 7636790.0652 | 7636790.0652 | 7636790.0652 | 7636790.0652 | 7636790.0652 | 7636790.0652 | 7636790.0652 | 7636790.0652 | 7636790.0652 | 7636790.0652 | 7636790.0652 | 7636790.0652 | 7636790.0652 | 7636790.0652 | 7636790.0652 | 7636790.0652 | 7636790.0652 | 7636790.0652 | 7636790.0652 | 7636790.0652 | 7636790.0652 | 7636790.0652 | 7636790.0652
SST-DST | 483.0069 | 483.0069 | 483.0069 | 483.0069 | 483.0069 | 483.0069 | 483.0069 | 483.0069 | 483.0069 | 483.0069 | 483.0069 | 483.0069 | 483.0069 | 483.0069 | 483.0069 | 483.0069 | 483.0069 | 483.0069 | 483.0069 | 483.0069 | 483.0069 | 483.0069 | 483.0069 | 483.0069 | 483.0069 | 483.0069 | 483.0069 | 483.0069 | 483.0069
SST-TST | 1368.5196 | 1368.5196 | 1368.5196 | 1368.5196 | 1368.5196 | 1368.5196 | 1368.5196 | 1368.5196 | 1368.5196 | 1368.5196 | 1368.5196 | 1368.5196 | 1368.5196 | 1368.5196 | 1368.5196 | 1368.5196 | 1368.5196 | 1368.5196 | 1368.5196 | 1368.5196 | 1368.5196 | 1368.5196 | 1368.5196 | 1368.5196 | 1368.5196 | 1368.5196 | 1368.5196 | 1368.5196 | 1368.5196
FKEC | 78.4573 | 78.4573 | 78.4573 | 78.4573 | 78.4573 | 78.4573 | 78.4573 | 78.4573 | 78.4573 | 78.4573 | 78.4573 | 78.4573 | 78.4573 | 78.4573 | 78.4573 | 78.4573 | 78.4573 | 78.4573 | 78.4573 | 78.4573 | 78.4573 | 78.4573 | 78.4573 | 78.4573 | 78.4573 | 78.4573 | 78.4573 | 78.4573 | 78.4573
LCEC | 117.686 | 117.686 | 117.686 | 117.686 | 117.686 | 117.686 | 117.686 | 117.686 | 117.686 | 117.686 | 117.686 | 117.686 | 117.686 | 117.686 | 117.686 | 117.686 | 117.686 | 117.686 | 117.686 | 117.686 | 117.686 | 117.686 | 117.686 | 117.686 | 117.686 | 117.686 | 117.686 | 117.686 | 117.686
XW:[Total Company] | 12109453.75 | 12109453.75 | 12109453.75 | 12109453.75 | 12109453.75 | 12109453.75 | 12109453.75 | 12109453.75 | 12109453.75 | 12109453.75 | 12109453.75 | 12109453.75 | 12109453.75 | 12109453.75 | 12109453.75 | 12109453.75 | 12109453.75 | 12109453.75 | 12109453.75 | 12109453.75 | 12109453.75 | 12109453.75 | 12109453.75 | 12109453.75 | 12109453.75 | 12109453.75 | 12109453.75 | 12109453.75 | 12109453.75
XX:[]
XY:[External Factor - FPL330] | 0.0031226 | 0.00049365 | 0.00019945 | 0.1988 | 0.0010059 | 0.14407 | 0.01733 | 0.0028104 | 7.3127e-05 | 0.00035899 | 0 | 0.00092899 | 0.63066 | 0 | 0 | 3.9887e-05 | 0.00011301 | 0 | 0.4 | 0 | 0 | 0 | 0.6 | 0 | 0 | 0 | 0 | 0 | 0
XZ:[% to Total System] | 0.0031225 | 0.00049364 | 0.00019944 | 0.19879 | 0.0010058 | 0.14407 | 0.017329 | 0.0028104 | 7.3126e-05 | 0.00035898 | 0 | 0.00092897 | 0.63065 | 0 | 0 | 3.9887e-05 | 0.00011301 | 0 | 6.479e-06 | 0 | 0 | 0 | 9.7185e-06 | 0 | 0 | 0 | 0 | 0 | 0
YA:[]
YB:[FPL355]
YC:[Avg No of Customers] | 278 | 62 | 17 | 436075.1667 | 11010.25 | 108066.6667 | 3130.4167 | 158.1667 | 7 | 27 | 5371.5 | 180.9167 | 4415304.3333 | 9240.5833 | 934 | 6 | 14 | 0 | 1 | 0 | 0 | 1 | 1 | 0 | 1 | 0 | 1 | 1 | 0
YD:[Fully Loaded (Stores,EO) Cost / Unit - Adjusted] | 5759.0215 | 3260.1161 | 13086.5555 | 131.1261 | 95.8545 | 374.2204 | 1129.093 | 3657.4539 | 11460.2471 | 11457.9714 | 0 | 2259.7116 | 91.8347 | 0 | 0 | 11312.3336 | 11234.0223 | 0 | 158390.7798 | 0 | 0 | 0 | 158390.7798 | 0 | 0 | 0 | 0 | 0 | 0
YE:[RS-1 - Fully Loaded (Stores,EO) Cost / Unit - Adjusted] | 91.8347 | 91.8347 | 91.8347 | 91.8347 | 91.8347 | 91.8347 | 91.8347 | 91.8347 | 91.8347 | 91.8347 | 91.8347 | 91.8347 | 91.8347 | 91.8347 | 91.8347 | 91.8347 | 91.8347 | 91.8347 | 91.8347 | 91.8347 | 91.8347 | 91.8347 | 91.8347 | 91.8347 | 91.8347 | 91.8347 | 91.8347 | 91.8347 | 91.8347
YF:[if] | 0 | 0 | 0 | 0 | 0 | 0 | 0 | 0 | 0 | 0 | 1 | 0 | 0 | 1 | 1 | 0 | 0 | 0 | 0 | 0 | 0 | 0 | 0 | 0 | 0 | 0 | 0 | 0 | 0
YG:[Customer Weight - force to 1] | 0 | 0 | 0 | 0 | 0 | 0 | 0 | 0 | 0 | 0 | 1 | 0 | 0 | 1 | 1 | 0 | 0 | 0 | 0 | 0 | 0 | 0 | 0 | 0 | 0 | 0 | 0 | 0 | 0
YH:[else] | 1 | 1 | 1 | 1 | 1 | 1 | 1 | 1 | 1 | 1 | 0 | 1 | 1 | 0 | 0 | 1 | 1 | 1 | 1 | 1 | 1 | 1 | 1 | 1 | 1 | 1 | 1 | 1 | 1
YI:[Customer Weight - calc] | 62.7108 | 35.4998 | 142.5013 | 1.4278 | 1.0438 | 4.0749 | 12.2948 | 39.8265 | 124.7922 | 124.7674 | 0 | 24.6063 | 1 | 0 | 0 | 123.1815 | 122.3288 | 0 | 1724.7386 | 0 | 0 | 0 | 1724.7386 | 0 | 0 | 0 | 0 | 0 | 0
YJ:[end if] | 0 | 0 | 0 | 0 | 0 | 0 | 0 | 0 | 0 | 0 | 0 | 0 | 0 | 0 | 0 | 0 | 0 | 0 | 0 | 0 | 0 | 0 | 0 | 0 | 0 | 0 | 0 | 0 | 0
YK:[Customer Weight - to use] | 62.7108 | 35.4998 | 142.5013 | 1.4278 | 1.0438 | 4.0749 | 12.2948 | 39.8265 | 124.7922 | 124.7674 | 1 | 24.6063 | 1 | 1 | 1 | 123.1815 | 122.3288 | 0 | 1724.7386 | 0 | 0 | 0 | 1724.7386 | 0 | 0 | 0 | 0 | 0 | 0
YL:[Weighted Average Customers - Material Cost Only] | 17433.5922 | 2200.9904 | 2422.5216 | 622649.814 | 11492.1985 | 440364.8285 | 38487.9919 | 6299.2263 | 873.5452 | 3368.7198 | 5371.5 | 4451.6907 | 4415304.3333 | 9240.5833 | 934 | 739.0892 | 1712.603 | 0 | 1724.7386 | 0 | 0 | 0 | 1724.7386 | 0 | 0 | 0 | 0 | 0 | 0
CILC-1D | 17433.5922 | 17433.5922 | 17433.5922 | 17433.5922 | 17433.5922 | 17433.5922 | 17433.5922 | 17433.5922 | 17433.5922 | 17433.5922 | 17433.5922 | 17433.5922 | 17433.5922 | 17433.5922 | 17433.5922 | 17433.5922 | 17433.5922
CILC-1G | 2200.9904 | 2200.9904 | 2200.9904 | 2200.9904 | 2200.9904 | 2200.9904 | 2200.9904 | 2200.9904 | 2200.9904 | 2200.9904 | 2200.9904 | 2200.9904 | 2200.9904 | 2200.9904 | 2200.9904 | 2200.9904 | 2200.9904
CILC-1T | 2422.5216 | 2422.5216 | 2422.5216 | 2422.5216 | 2422.5216 | 2422.5216 | 2422.5216 | 2422.5216 | 2422.5216 | 2422.5216 | 2422.5216 | 2422.5216 | 2422.5216 | 2422.5216 | 2422.5216 | 2422.5216 | 2422.5216
GS(T)-1 | 622649.814 | 622649.814 | 622649.814 | 622649.814 | 622649.814 | 622649.814 | 622649.814 | 622649.814 | 622649.814 | 622649.814 | 622649.814 | 622649.814 | 622649.814 | 622649.814 | 622649.814 | 622649.814 | 622649.814
GSCU-1 | 11492.1985 | 11492.1985 | 11492.1985 | 11492.1985 | 11492.1985 | 11492.1985 | 11492.1985 | 11492.1985 | 11492.1985 | 11492.1985 | 11492.1985 | 11492.1985 | 11492.1985 | 11492.1985 | 11492.1985 | 11492.1985 | 11492.1985
GSD(T)-1 | 440364.8285 | 440364.8285 | 440364.8285 | 440364.8285 | 440364.8285 | 440364.8285 | 440364.8285 | 440364.8285 | 440364.8285 | 440364.8285 | 440364.8285 | 440364.8285 | 440364.8285 | 440364.8285 | 440364.8285 | 440364.8285 | 440364.8285
GSLD(T)-1 | 38487.9919 | 38487.9919 | 38487.9919 | 38487.9919 | 38487.9919 | 38487.9919 | 38487.9919 | 38487.9919 | 38487.9919 | 38487.9919 | 38487.9919 | 38487.9919 | 38487.9919 | 38487.9919 | 38487.9919 | 38487.9919 | 38487.9919
GSLD(T)-2 | 6299.2263 | 6299.2263 | 6299.2263 | 6299.2263 | 6299.2263 | 6299.2263 | 6299.2263 | 6299.2263 | 6299.2263 | 6299.2263 | 6299.2263 | 6299.2263 | 6299.2263 | 6299.2263 | 6299.2263 | 6299.2263 | 6299.2263
GSLD(T)-3 | 873.5452 | 873.5452 | 873.5452 | 873.5452 | 873.5452 | 873.5452 | 873.5452 | 873.5452 | 873.5452 | 873.5452 | 873.5452 | 873.5452 | 873.5452 | 873.5452 | 873.5452 | 873.5452 | 873.5452
MET | 3368.7198 | 3368.7198 | 3368.7198 | 3368.7198 | 3368.7198 | 3368.7198 | 3368.7198 | 3368.7198 | 3368.7198 | 3368.7198 | 3368.7198 | 3368.7198 | 3368.7198 | 3368.7198 | 3368.7198 | 3368.7198 | 3368.7198
OL-1 | 5371.5 | 5371.5 | 5371.5 | 5371.5 | 5371.5 | 5371.5 | 5371.5 | 5371.5 | 5371.5 | 5371.5 | 5371.5 | 5371.5 | 5371.5 | 5371.5 | 5371.5 | 5371.5 | 5371.5
OS-2 | 4451.6907 | 4451.6907 | 4451.6907 | 4451.6907 | 4451.6907 | 4451.6907 | 4451.6907 | 4451.6907 | 4451.6907 | 4451.6907 | 4451.6907 | 4451.6907 | 4451.6907 | 4451.6907 | 4451.6907 | 4451.6907 | 4451.6907
RS(T)-1 | 4415304.3333 | 4415304.3333 | 4415304.3333 | 4415304.3333 | 4415304.3333 | 4415304.3333 | 4415304.3333 | 4415304.3333 | 4415304.3333 | 4415304.3333 | 4415304.3333 | 4415304.3333 | 4415304.3333 | 4415304.3333 | 4415304.3333 | 4415304.3333 | 4415304.3333
SL-1 | 9240.5833 | 9240.5833 | 9240.5833 | 9240.5833 | 9240.5833 | 9240.5833 | 9240.5833 | 9240.5833 | 9240.5833 | 9240.5833 | 9240.5833 | 9240.5833 | 9240.5833 | 9240.5833 | 9240.5833 | 9240.5833 | 9240.5833
SL-2 | 934 | 934 | 934 | 934 | 934 | 934 | 934 | 934 | 934 | 934 | 934 | 934 | 934 | 934 | 934 | 934 | 934
SST-DST | 739.0892 | 739.0892 | 739.0892 | 739.0892 | 739.0892 | 739.0892 | 739.0892 | 739.0892 | 739.0892 | 739.0892 | 739.0892 | 739.0892 | 739.0892 | 739.0892 | 739.0892 | 739.0892 | 739.0892
SST-TST | 1712.603 | 1712.603 | 1712.603 | 1712.603 | 1712.603 | 1712.603 | 1712.603 | 1712.603 | 1712.603 | 1712.603 | 1712.603 | 1712.603 | 1712.603 | 1712.603 | 1712.603 | 1712.603 | 1712.603
FKEC | [17 empty] | 1724.7386 | 1724.7386 | 1724.7386 | 1724.7386 | 1724.7386 | 1724.7386 | 1724.7386 | 1724.7386 | 1724.7386 | 1724.7386 | 1724.7386 | 1724.7386
LCEC | [17 empty] | 1724.7386 | 1724.7386 | 1724.7386 | 1724.7386 | 1724.7386 | 1724.7386 | 1724.7386 | 1724.7386 | 1724.7386 | 1724.7386 | 1724.7386 | 1724.7386
YM:[Total Retail/Wholesale] | 5583347.2278 | 5583347.2278 | 5583347.2278 | 5583347.2278 | 5583347.2278 | 5583347.2278 | 5583347.2278 | 5583347.2278 | 5583347.2278 | 5583347.2278 | 5583347.2278 | 5583347.2278 | 5583347.2278 | 5583347.2278 | 5583347.2278 | 5583347.2278 | 5583347.2278 | 3449.4772 | 3449.4772 | 3449.4772 | 3449.4772 | 3449.4772 | 3449.4772 | 3449.4772 | 3449.4772 | 3449.4772 | 3449.4772 | 3449.4772 | 3449.4772
CILC-1D | 17433.5922 | 17433.5922 | 17433.5922 | 17433.5922 | 17433.5922 | 17433.5922 | 17433.5922 | 17433.5922 | 17433.5922 | 17433.5922 | 17433.5922 | 17433.5922 | 17433.5922 | 17433.5922 | 17433.5922 | 17433.5922 | 17433.5922 | 17433.5922 | 17433.5922 | 17433.5922 | 17433.5922 | 17433.5922 | 17433.5922 | 17433.5922 | 17433.5922 | 17433.5922 | 17433.5922 | 17433.5922 | 17433.5922
CILC-1G | 2200.9904 | 2200.9904 | 2200.9904 | 2200.9904 | 2200.9904 | 2200.9904 | 2200.9904 | 2200.9904 | 2200.9904 | 2200.9904 | 2200.9904 | 2200.9904 | 2200.9904 | 2200.9904 | 2200.9904 | 2200.9904 | 2200.9904 | 2200.9904 | 2200.9904 | 2200.9904 | 2200.9904 | 2200.9904 | 2200.9904 | 2200.9904 | 2200.9904 | 2200.9904 | 2200.9904 | 2200.9904 | 2200.9904
CILC-1T | 2422.5216 | 2422.5216 | 2422.5216 | 2422.5216 | 2422.5216 | 2422.5216 | 2422.5216 | 2422.5216 | 2422.5216 | 2422.5216 | 2422.5216 | 2422.5216 | 2422.5216 | 2422.5216 | 2422.5216 | 2422.5216 | 2422.5216 | 2422.5216 | 2422.5216 | 2422.5216 | 2422.5216 | 2422.5216 | 2422.5216 | 2422.5216 | 2422.5216 | 2422.5216 | 2422.5216 | 2422.5216 | 2422.5216
GS(T)-1 | 622649.814 | 622649.814 | 622649.814 | 622649.814 | 622649.814 | 622649.814 | 622649.814 | 622649.814 | 622649.814 | 622649.814 | 622649.814 | 622649.814 | 622649.814 | 622649.814 | 622649.814 | 622649.814 | 622649.814 | 622649.814 | 622649.814 | 622649.814 | 622649.814 | 622649.814 | 622649.814 | 622649.814 | 622649.814 | 622649.814 | 622649.814 | 622649.814 | 622649.814
GSCU-1 | 11492.1985 | 11492.1985 | 11492.1985 | 11492.1985 | 11492.1985 | 11492.1985 | 11492.1985 | 11492.1985 | 11492.1985 | 11492.1985 | 11492.1985 | 11492.1985 | 11492.1985 | 11492.1985 | 11492.1985 | 11492.1985 | 11492.1985 | 11492.1985 | 11492.1985 | 11492.1985 | 11492.1985 | 11492.1985 | 11492.1985 | 11492.1985 | 11492.1985 | 11492.1985 | 11492.1985 | 11492.1985 | 11492.1985
GSD(T)-1 | 440364.8285 | 440364.8285 | 440364.8285 | 440364.8285 | 440364.8285 | 440364.8285 | 440364.8285 | 440364.8285 | 440364.8285 | 440364.8285 | 440364.8285 | 440364.8285 | 440364.8285 | 440364.8285 | 440364.8285 | 440364.8285 | 440364.8285 | 440364.8285 | 440364.8285 | 440364.8285 | 440364.8285 | 440364.8285 | 440364.8285 | 440364.8285 | 440364.8285 | 440364.8285 | 440364.8285 | 440364.8285 | 440364.8285
GSLD(T)-1 | 38487.9919 | 38487.9919 | 38487.9919 | 38487.9919 | 38487.9919 | 38487.9919 | 38487.9919 | 38487.9919 | 38487.9919 | 38487.9919 | 38487.9919 | 38487.9919 | 38487.9919 | 38487.9919 | 38487.9919 | 38487.9919 | 38487.9919 | 38487.9919 | 38487.9919 | 38487.9919 | 38487.9919 | 38487.9919 | 38487.9919 | 38487.9919 | 38487.9919 | 38487.9919 | 38487.9919 | 38487.9919 | 38487.9919
GSLD(T)-2 | 6299.2263 | 6299.2263 | 6299.2263 | 6299.2263 | 6299.2263 | 6299.2263 | 6299.2263 | 6299.2263 | 6299.2263 | 6299.2263 | 6299.2263 | 6299.2263 | 6299.2263 | 6299.2263 | 6299.2263 | 6299.2263 | 6299.2263 | 6299.2263 | 6299.2263 | 6299.2263 | 6299.2263 | 6299.2263 | 6299.2263 | 6299.2263 | 6299.2263 | 6299.2263 | 6299.2263 | 6299.2263 | 6299.2263
GSLD(T)-3 | 873.5452 | 873.5452 | 873.5452 | 873.5452 | 873.5452 | 873.5452 | 873.5452 | 873.5452 | 873.5452 | 873.5452 | 873.5452 | 873.5452 | 873.5452 | 873.5452 | 873.5452 | 873.5452 | 873.5452 | 873.5452 | 873.5452 | 873.5452 | 873.5452 | 873.5452 | 873.5452 | 873.5452 | 873.5452 | 873.5452 | 873.5452 | 873.5452 | 873.5452
MET | 3368.7198 | 3368.7198 | 3368.7198 | 3368.7198 | 3368.7198 | 3368.7198 | 3368.7198 | 3368.7198 | 3368.7198 | 3368.7198 | 3368.7198 | 3368.7198 | 3368.7198 | 3368.7198 | 3368.7198 | 3368.7198 | 3368.7198 | 3368.7198 | 3368.7198 | 3368.7198 | 3368.7198 | 3368.7198 | 3368.7198 | 3368.7198 | 3368.7198 | 3368.7198 | 3368.7198 | 3368.7198 | 3368.7198
OL-1 | 5371.5 | 5371.5 | 5371.5 | 5371.5 | 5371.5 | 5371.5 | 5371.5 | 5371.5 | 5371.5 | 5371.5 | 5371.5 | 5371.5 | 5371.5 | 5371.5 | 5371.5 | 5371.5 | 5371.5 | 5371.5 | 5371.5 | 5371.5 | 5371.5 | 5371.5 | 5371.5 | 5371.5 | 5371.5 | 5371.5 | 5371.5 | 5371.5 | 5371.5
OS-2 | 4451.6907 | 4451.6907 | 4451.6907 | 4451.6907 | 4451.6907 | 4451.6907 | 4451.6907 | 4451.6907 | 4451.6907 | 4451.6907 | 4451.6907 | 4451.6907 | 4451.6907 | 4451.6907 | 4451.6907 | 4451.6907 | 4451.6907 | 4451.6907 | 4451.6907 | 4451.6907 | 4451.6907 | 4451.6907 | 4451.6907 | 4451.6907 | 4451.6907 | 4451.6907 | 4451.6907 | 4451.6907 | 4451.6907
RS(T)-1 | 4415304.3333 | 4415304.3333 | 4415304.3333 | 4415304.3333 | 4415304.3333 | 4415304.3333 | 4415304.3333 | 4415304.3333 | 4415304.3333 | 4415304.3333 | 4415304.3333 | 4415304.3333 | 4415304.3333 | 4415304.3333 | 4415304.3333 | 4415304.3333 | 4415304.3333 | 4415304.3333 | 4415304.3333 | 4415304.3333 | 4415304.3333 | 4415304.3333 | 4415304.3333 | 4415304.3333 | 4415304.3333 | 4415304.3333 | 4415304.3333 | 4415304.3333 | 4415304.3333
SL-1 | 9240.5833 | 9240.5833 | 9240.5833 | 9240.5833 | 9240.5833 | 9240.5833 | 9240.5833 | 9240.5833 | 9240.5833 | 9240.5833 | 9240.5833 | 9240.5833 | 9240.5833 | 9240.5833 | 9240.5833 | 9240.5833 | 9240.5833 | 9240.5833 | 9240.5833 | 9240.5833 | 9240.5833 | 9240.5833 | 9240.5833 | 9240.5833 | 9240.5833 | 9240.5833 | 9240.5833 | 9240.5833 | 9240.5833
SL-2 | 934 | 934 | 934 | 934 | 934 | 934 | 934 | 934 | 934 | 934 | 934 | 934 | 934 | 934 | 934 | 934 | 934 | 934 | 934 | 934 | 934 | 934 | 934 | 934 | 934 | 934 | 934 | 934 | 934
SST-DST | 739.0892 | 739.0892 | 739.0892 | 739.0892 | 739.0892 | 739.0892 | 739.0892 | 739.0892 | 739.0892 | 739.0892 | 739.0892 | 739.0892 | 739.0892 | 739.0892 | 739.0892 | 739.0892 | 739.0892 | 739.0892 | 739.0892 | 739.0892 | 739.0892 | 739.0892 | 739.0892 | 739.0892 | 739.0892 | 739.0892 | 739.0892 | 739.0892 | 739.0892
SST-TST | 1712.603 | 1712.603 | 1712.603 | 1712.603 | 1712.603 | 1712.603 | 1712.603 | 1712.603 | 1712.603 | 1712.603 | 1712.603 | 1712.603 | 1712.603 | 1712.603 | 1712.603 | 1712.603 | 1712.603 | 1712.603 | 1712.603 | 1712.603 | 1712.603 | 1712.603 | 1712.603 | 1712.603 | 1712.603 | 1712.603 | 1712.603 | 1712.603 | 1712.603
FKEC | 1724.7386 | 1724.7386 | 1724.7386 | 1724.7386 | 1724.7386 | 1724.7386 | 1724.7386 | 1724.7386 | 1724.7386 | 1724.7386 | 1724.7386 | 1724.7386 | 1724.7386 | 1724.7386 | 1724.7386 | 1724.7386 | 1724.7386 | 1724.7386 | 1724.7386 | 1724.7386 | 1724.7386 | 1724.7386 | 1724.7386 | 1724.7386 | 1724.7386 | 1724.7386 | 1724.7386 | 1724.7386 | 1724.7386
LCEC | 1724.7386 | 1724.7386 | 1724.7386 | 1724.7386 | 1724.7386 | 1724.7386 | 1724.7386 | 1724.7386 | 1724.7386 | 1724.7386 | 1724.7386 | 1724.7386 | 1724.7386 | 1724.7386 | 1724.7386 | 1724.7386 | 1724.7386 | 1724.7386 | 1724.7386 | 1724.7386 | 1724.7386 | 1724.7386 | 1724.7386 | 1724.7386 | 1724.7386 | 1724.7386 | 1724.7386 | 1724.7386 | 1724.7386
YN:[Total Company] | 5586796.705 | 5586796.705 | 5586796.705 | 5586796.705 | 5586796.705 | 5586796.705 | 5586796.705 | 5586796.705 | 5586796.705 | 5586796.705 | 5586796.705 | 5586796.705 | 5586796.705 | 5586796.705 | 5586796.705 | 5586796.705 | 5586796.705 | 5586796.705 | 5586796.705 | 5586796.705 | 5586796.705 | 5586796.705 | 5586796.705 | 5586796.705 | 5586796.705 | 5586796.705 | 5586796.705 | 5586796.705 | 5586796.705
YO:[]
YP:[External Factor - FPL355] | 0.0031224 | 0.00039421 | 0.00043388 | 0.11152 | 0.0020583 | 0.078871 | 0.0068934 | 0.0011282 | 0.00015646 | 0.00060335 | 0.00096206 | 0.00079732 | 0.7908 | 0.001655 | 0.00016728 | 0.00013237 | 0.00030673 | 0 | 0.5 | 0 | 0 | 0 | 0.5 | 0 | 0 | 0 | 0 | 0 | 0
YQ:[% to Total System] | 0.0031205 | 0.00039396 | 0.00043362 | 0.11145 | 0.002057 | 0.078822 | 0.0068891 | 0.0011275 | 0.00015636 | 0.00060298 | 0.00096146 | 0.00079682 | 0.79031 | 0.001654 | 0.00016718 | 0.00013229 | 0.00030654 | 0 | 0.00030872 | 0 | 0 | 0 | 0.00030872 | 0 | 0 | 0 | 0 | 0 | 0
YR:[]
YS:[FPL356]
YT:[Retail/Wholesale Factor] | 1 | 1 | 1 | 1 | 1 | 1 | 1 | 1 | 1 | 1 | 1 | 1 | 1 | 1 | 1 | 1 | 1 | 0 | 0 | 0 | 0 | 0 | 0 | 0 | 0 | 0 | 0 | 0 | 0
YU:[]
YV:[Avg No of Customers] | 278 | 62 | 17 | 436075.1667 | 11010.25 | 108066.6667 | 3130.4167 | 158.1667 | 7 | 27 | 5371.5 | 180.9167 | 4415304.3333 | 9240.5833 | 934 | 6 | 14 | 0 | 1 | 0 | 0 | 1 | 1 | 0 | 1 | 0 | 1 | 1 | 0
YW:[Avg No of Customers] | 278 | 62 | 17 | 436075.1667 | 11010.25 | 108066.6667 | 3130.4167 | 158.1667 | 7 | 27 | 5371.5 | 180.9167 | 4415304.3333 | 9240.5833 | 934 | 6 | 14 | 0 | 0 | 0 | 0 | 0 | 0 | 0 | 0 | 0 | 0 | 0 | 0
CILC-1D | 278 | 278 | 278 | 278 | 278 | 278 | 278 | 278 | 278 | 278 | 278 | 278 | 278 | 278 | 278 | 278 | 278
CILC-1G | 62 | 62 | 62 | 62 | 62 | 62 | 62 | 62 | 62 | 62 | 62 | 62 | 62 | 62 | 62 | 62 | 62
CILC-1T | 17 | 17 | 17 | 17 | 17 | 17 | 17 | 17 | 17 | 17 | 17 | 17 | 17 | 17 | 17 | 17 | 17
GS(T)-1 | 436075.1667 | 436075.1667 | 436075.1667 | 436075.1667 | 436075.1667 | 436075.1667 | 436075.1667 | 436075.1667 | 436075.1667 | 436075.1667 | 436075.1667 | 436075.1667 | 436075.1667 | 436075.1667 | 436075.1667 | 436075.1667 | 436075.1667
GSCU-1 | 11010.25 | 11010.25 | 11010.25 | 11010.25 | 11010.25 | 11010.25 | 11010.25 | 11010.25 | 11010.25 | 11010.25 | 11010.25 | 11010.25 | 11010.25 | 11010.25 | 11010.25 | 11010.25 | 11010.25
GSD(T)-1 | 108066.6667 | 108066.6667 | 108066.6667 | 108066.6667 | 108066.6667 | 108066.6667 | 108066.6667 | 108066.6667 | 108066.6667 | 108066.6667 | 108066.6667 | 108066.6667 | 108066.6667 | 108066.6667 | 108066.6667 | 108066.6667 | 108066.6667
GSLD(T)-1 | 3130.4167 | 3130.4167 | 3130.4167 | 3130.4167 | 3130.4167 | 3130.4167 | 3130.4167 | 3130.4167 | 3130.4167 | 3130.4167 | 3130.4167 | 3130.4167 | 3130.4167 | 3130.4167 | 3130.4167 | 3130.4167 | 3130.4167
GSLD(T)-2 | 158.1667 | 158.1667 | 158.1667 | 158.1667 | 158.1667 | 158.1667 | 158.1667 | 158.1667 | 158.1667 | 158.1667 | 158.1667 | 158.1667 | 158.1667 | 158.1667 | 158.1667 | 158.1667 | 158.1667
GSLD(T)-3 | 7 | 7 | 7 | 7 | 7 | 7 | 7 | 7 | 7 | 7 | 7 | 7 | 7 | 7 | 7 | 7 | 7
MET | 27 | 27 | 27 | 27 | 27 | 27 | 27 | 27 | 27 | 27 | 27 | 27 | 27 | 27 | 27 | 27 | 27
OL-1 | 5371.5 | 5371.5 | 5371.5 | 5371.5 | 5371.5 | 5371.5 | 5371.5 | 5371.5 | 5371.5 | 5371.5 | 5371.5 | 5371.5 | 5371.5 | 5371.5 | 5371.5 | 5371.5 | 5371.5
OS-2 | 180.9167 | 180.9167 | 180.9167 | 180.9167 | 180.9167 | 180.9167 | 180.9167 | 180.9167 | 180.9167 | 180.9167 | 180.9167 | 180.9167 | 180.9167 | 180.9167 | 180.9167 | 180.9167 | 180.9167
RS(T)-1 | 4415304.3333 | 4415304.3333 | 4415304.3333 | 4415304.3333 | 4415304.3333 | 4415304.3333 | 4415304.3333 | 4415304.3333 | 4415304.3333 | 4415304.3333 | 4415304.3333 | 4415304.3333 | 4415304.3333 | 4415304.3333 | 4415304.3333 | 4415304.3333 | 4415304.3333
SL-1 | 9240.5833 | 9240.5833 | 9240.5833 | 9240.5833 | 9240.5833 | 9240.5833 | 9240.5833 | 9240.5833 | 9240.5833 | 9240.5833 | 9240.5833 | 9240.5833 | 9240.5833 | 9240.5833 | 9240.5833 | 9240.5833 | 9240.5833
SL-2 | 934 | 934 | 934 | 934 | 934 | 934 | 934 | 934 | 934 | 934 | 934 | 934 | 934 | 934 | 934 | 934 | 934
SST-DST | 6 | 6 | 6 | 6 | 6 | 6 | 6 | 6 | 6 | 6 | 6 | 6 | 6 | 6 | 6 | 6 | 6
SST-TST | 14 | 14 | 14 | 14 | 14 | 14 | 14 | 14 | 14 | 14 | 14 | 14 | 14 | 14 | 14 | 14 | 14
YX:[Total Retail/Wholesale] | 4989883 | 4989883 | 4989883 | 4989883 | 4989883 | 4989883 | 4989883 | 4989883 | 4989883 | 4989883 | 4989883 | 4989883 | 4989883 | 4989883 | 4989883 | 4989883 | 4989883 | 0 | 0 | 0 | 0 | 0 | 0 | 0 | 0 | 0 | 0 | 0 | 0
YY:[]
YZ:[External Factor - FPL356] | 5.5713e-05 | 1.2425e-05 | 3.4069e-06 | 0.087392 | 0.0022065 | 0.021657 | 0.00062735 | 3.1697e-05 | 1.4028e-06 | 5.4109e-06 | 0.0010765 | 3.6257e-05 | 0.88485 | 0.0018519 | 0.00018718 | 1.2024e-06 | 2.8057e-06 | 0 | 0 | 0 | 0 | 0 | 0 | 0 | 0 | 0 | 0 | 0 | 0
ZA:[% to Total System] | 5.5713e-05 | 1.2425e-05 | 3.4069e-06 | 0.087392 | 0.0022065 | 0.021657 | 0.00062735 | 3.1697e-05 | 1.4028e-06 | 5.4109e-06 | 0.0010765 | 3.6257e-05 | 0.88485 | 0.0018519 | 0.00018718 | 1.2024e-06 | 2.8057e-06 | 0 | 0 | 0 | 0 | 0 | 0 | 0 | 0 | 0 | 0 | 0 | 0
ZB:[]
ZC:[FPL360]
ZD:[New Service Accounts (NSAs)] | 4 | 1.3333 | 0 | 5575.3333 | 68.6667 | 1336.3333 | 31.6667 | 2 | 0 | 0 | 78.6667 | 2.6667 | 31011.3333 | 115 | 11.6667 | 0 | 0 | 0 | 0 | 0 | 0 | 0 | 0 | 0 | 0 | 0 | 0 | 0 | 0
CILC-1D | 4 | 4 | 4 | 4 | 4 | 4 | 4 | 4 | 4 | 4 | 4 | 4 | 4 | 4 | 4 | 4 | 4
CILC-1G | 1.3333 | 1.3333 | 1.3333 | 1.3333 | 1.3333 | 1.3333 | 1.3333 | 1.3333 | 1.3333 | 1.3333 | 1.3333 | 1.3333 | 1.3333 | 1.3333 | 1.3333 | 1.3333 | 1.3333
GS(T)-1 | 5575.3333 | 5575.3333 | 5575.3333 | 5575.3333 | 5575.3333 | 5575.3333 | 5575.3333 | 5575.3333 | 5575.3333 | 5575.3333 | 5575.3333 | 5575.3333 | 5575.3333 | 5575.3333 | 5575.3333 | 5575.3333 | 5575.3333
GSCU-1 | 68.6667 | 68.6667 | 68.6667 | 68.6667 | 68.6667 | 68.6667 | 68.6667 | 68.6667 | 68.6667 | 68.6667 | 68.6667 | 68.6667 | 68.6667 | 68.6667 | 68.6667 | 68.6667 | 68.6667
GSD(T)-1 | 1336.3333 | 1336.3333 | 1336.3333 | 1336.3333 | 1336.3333 | 1336.3333 | 1336.3333 | 1336.3333 | 1336.3333 | 1336.3333 | 1336.3333 | 1336.3333 | 1336.3333 | 1336.3333 | 1336.3333 | 1336.3333 | 1336.3333
GSLD(T)-1 | 31.6667 | 31.6667 | 31.6667 | 31.6667 | 31.6667 | 31.6667 | 31.6667 | 31.6667 | 31.6667 | 31.6667 | 31.6667 | 31.6667 | 31.6667 | 31.6667 | 31.6667 | 31.6667 | 31.6667
GSLD(T)-2 | 2 | 2 | 2 | 2 | 2 | 2 | 2 | 2 | 2 | 2 | 2 | 2 | 2 | 2 | 2 | 2 | 2
OL-1 | 78.6667 | 78.6667 | 78.6667 | 78.6667 | 78.6667 | 78.6667 | 78.6667 | 78.6667 | 78.6667 | 78.6667 | 78.6667 | 78.6667 | 78.6667 | 78.6667 | 78.6667 | 78.6667 | 78.6667
OS-2 | 2.6667 | 2.6667 | 2.6667 | 2.6667 | 2.6667 | 2.6667 | 2.6667 | 2.6667 | 2.6667 | 2.6667 | 2.6667 | 2.6667 | 2.6667 | 2.6667 | 2.6667 | 2.6667 | 2.6667
RS(T)-1 | 31011.3333 | 31011.3333 | 31011.3333 | 31011.3333 | 31011.3333 | 31011.3333 | 31011.3333 | 31011.3333 | 31011.3333 | 31011.3333 | 31011.3333 | 31011.3333 | 31011.3333 | 31011.3333 | 31011.3333 | 31011.3333 | 31011.3333
SL-1 | 115 | 115 | 115 | 115 | 115 | 115 | 115 | 115 | 115 | 115 | 115 | 115 | 115 | 115 | 115 | 115 | 115
SL-2 | 11.6667 | 11.6667 | 11.6667 | 11.6667 | 11.6667 | 11.6667 | 11.6667 | 11.6667 | 11.6667 | 11.6667 | 11.6667 | 11.6667 | 11.6667 | 11.6667 | 11.6667 | 11.6667 | 11.6667
ZE:[Total Retail/Wholesale] | 38238.6667 | 38238.6667 | 38238.6667 | 38238.6667 | 38238.6667 | 38238.6667 | 38238.6667 | 38238.6667 | 38238.6667 | 38238.6667 | 38238.6667 | 38238.6667 | 38238.6667 | 38238.6667 | 38238.6667 | 38238.6667 | 38238.6667 | 0 | 0 | 0 | 0 | 0 | 0 | 0 | 0 | 0 | 0 | 0 | 0
ZF:[]
ZG:[External Factor - FPL360] | 0.00010461 | 3.4869e-05 | 0 | 0.1458 | 0.0017957 | 0.034947 | 0.00082813 | 5.2303e-05 | 0 | 0 | 0.0020573 | 6.9737e-05 | 0.81099 | 0.0030074 | 0.0003051 | 0 | 0 | 0 | 0 | 0 | 0 | 0 | 0 | 0 | 0 | 0 | 0 | 0 | 0
ZH:[% to Total System] | 0.00010461 | 3.4869e-05 | 0 | 0.1458 | 0.0017957 | 0.034947 | 0.00082813 | 5.2303e-05 | 0 | 0 | 0.0020573 | 6.9737e-05 | 0.81099 | 0.0030074 | 0.0003051 | 0 | 0 | 0 | 0 | 0 | 0 | 0 | 0 | 0 | 0 | 0 | 0 | 0 | 0
ZI:[]
ZJ:[FPL401]
CILC-1D | 60633006.8712
CILC-1G |  | 3159855.8212
CILC-1T |  |  | 22465038.953
GS(T)-1 |  |  |  | 372038241.0913
GSCU-1 |  |  |  |  | 4230308.9291
GSD(T)-1 | [5 empty] | 1138502412.8377
GSLD(T)-1 | [6 empty] | 371532881.3486
GSLD(T)-2 | [7 empty] | 75207084.2135
GSLD(T)-3 | [8 empty] | 4626646.9713
MET | [9 empty] | 4089198.8418
OL-1 | [10 empty] | 17807420.6181
OS-2 | [11 empty] | 991994.2477
RS(T)-1 | [12 empty] | 3535227186.5499
SL-1 | [13 empty] | 96244808.3525
SL-2 | [14 empty] | 1598724.6526
SST-DST | [15 empty] | 801030.1418
SST-TST | [16 empty] | 4398930.3958
ZK:[Base Revenues] | 60633006.8712 | 3159855.8212 | 22465038.953 | 372038241.0913 | 4230308.9291 | 1138502412.8377 | 371532881.3486 | 75207084.2135 | 4626646.9713 | 4089198.8418 | 17807420.6181 | 991994.2477 | 3535227186.5499 | 96244808.3525 | 1598724.6526 | 801030.1418 | 4398930.3958 | 0 | 0 | 0 | 0 | 0 | 0 | 0 | 0 | 0 | 0 | 0 | 0
CILC-1D | 60633006.8712 | 60633006.8712 | 60633006.8712 | 60633006.8712 | 60633006.8712 | 60633006.8712 | 60633006.8712 | 60633006.8712 | 60633006.8712 | 60633006.8712 | 60633006.8712 | 60633006.8712 | 60633006.8712 | 60633006.8712 | 60633006.8712 | 60633006.8712 | 60633006.8712
CILC-1G | 3159855.8212 | 3159855.8212 | 3159855.8212 | 3159855.8212 | 3159855.8212 | 3159855.8212 | 3159855.8212 | 3159855.8212 | 3159855.8212 | 3159855.8212 | 3159855.8212 | 3159855.8212 | 3159855.8212 | 3159855.8212 | 3159855.8212 | 3159855.8212 | 3159855.8212
CILC-1T | 22465038.953 | 22465038.953 | 22465038.953 | 22465038.953 | 22465038.953 | 22465038.953 | 22465038.953 | 22465038.953 | 22465038.953 | 22465038.953 | 22465038.953 | 22465038.953 | 22465038.953 | 22465038.953 | 22465038.953 | 22465038.953 | 22465038.953
GS(T)-1 | 372038241.0913 | 372038241.0913 | 372038241.0913 | 372038241.0913 | 372038241.0913 | 372038241.0913 | 372038241.0913 | 372038241.0913 | 372038241.0913 | 372038241.0913 | 372038241.0913 | 372038241.0913 | 372038241.0913 | 372038241.0913 | 372038241.0913 | 372038241.0913 | 372038241.0913
GSCU-1 | 4230308.9291 | 4230308.9291 | 4230308.9291 | 4230308.9291 | 4230308.9291 | 4230308.9291 | 4230308.9291 | 4230308.9291 | 4230308.9291 | 4230308.9291 | 4230308.9291 | 4230308.9291 | 4230308.9291 | 4230308.9291 | 4230308.9291 | 4230308.9291 | 4230308.9291
GSD(T)-1 | 1138502412.8377 | 1138502412.8377 | 1138502412.8377 | 1138502412.8377 | 1138502412.8377 | 1138502412.8377 | 1138502412.8377 | 1138502412.8377 | 1138502412.8377 | 1138502412.8377 | 1138502412.8377 | 1138502412.8377 | 1138502412.8377 | 1138502412.8377 | 1138502412.8377 | 1138502412.8377 | 1138502412.8377
GSLD(T)-1 | 371532881.3486 | 371532881.3486 | 371532881.3486 | 371532881.3486 | 371532881.3486 | 371532881.3486 | 371532881.3486 | 371532881.3486 | 371532881.3486 | 371532881.3486 | 371532881.3486 | 371532881.3486 | 371532881.3486 | 371532881.3486 | 371532881.3486 | 371532881.3486 | 371532881.3486
GSLD(T)-2 | 75207084.2135 | 75207084.2135 | 75207084.2135 | 75207084.2135 | 75207084.2135 | 75207084.2135 | 75207084.2135 | 75207084.2135 | 75207084.2135 | 75207084.2135 | 75207084.2135 | 75207084.2135 | 75207084.2135 | 75207084.2135 | 75207084.2135 | 75207084.2135 | 75207084.2135
GSLD(T)-3 | 4626646.9713 | 4626646.9713 | 4626646.9713 | 4626646.9713 | 4626646.9713 | 4626646.9713 | 4626646.9713 | 4626646.9713 | 4626646.9713 | 4626646.9713 | 4626646.9713 | 4626646.9713 | 4626646.9713 | 4626646.9713 | 4626646.9713 | 4626646.9713 | 4626646.9713
MET | 4089198.8418 | 4089198.8418 | 4089198.8418 | 4089198.8418 | 4089198.8418 | 4089198.8418 | 4089198.8418 | 4089198.8418 | 4089198.8418 | 4089198.8418 | 4089198.8418 | 4089198.8418 | 4089198.8418 | 4089198.8418 | 4089198.8418 | 4089198.8418 | 4089198.8418
OL-1 | 17807420.6181 | 17807420.6181 | 17807420.6181 | 17807420.6181 | 17807420.6181 | 17807420.6181 | 17807420.6181 | 17807420.6181 | 17807420.6181 | 17807420.6181 | 17807420.6181 | 17807420.6181 | 17807420.6181 | 17807420.6181 | 17807420.6181 | 17807420.6181 | 17807420.6181
OS-2 | 991994.2477 | 991994.2477 | 991994.2477 | 991994.2477 | 991994.2477 | 991994.2477 | 991994.2477 | 991994.2477 | 991994.2477 | 991994.2477 | 991994.2477 | 991994.2477 | 991994.2477 | 991994.2477 | 991994.2477 | 991994.2477 | 991994.2477
RS(T)-1 | 3535227186.5499 | 3535227186.5499 | 3535227186.5499 | 3535227186.5499 | 3535227186.5499 | 3535227186.5499 | 3535227186.5499 | 3535227186.5499 | 3535227186.5499 | 3535227186.5499 | 3535227186.5499 | 3535227186.5499 | 3535227186.5499 | 3535227186.5499 | 3535227186.5499 | 3535227186.5499 | 3535227186.5499
SL-1 | 96244808.3525 | 96244808.3525 | 96244808.3525 | 96244808.3525 | 96244808.3525 | 96244808.3525 | 96244808.3525 | 96244808.3525 | 96244808.3525 | 96244808.3525 | 96244808.3525 | 96244808.3525 | 96244808.3525 | 96244808.3525 | 96244808.3525 | 96244808.3525 | 96244808.3525
SL-2 | 1598724.6526 | 1598724.6526 | 1598724.6526 | 1598724.6526 | 1598724.6526 | 1598724.6526 | 1598724.6526 | 1598724.6526 | 1598724.6526 | 1598724.6526 | 1598724.6526 | 1598724.6526 | 1598724.6526 | 1598724.6526 | 1598724.6526 | 1598724.6526 | 1598724.6526
SST-DST | 801030.1418 | 801030.1418 | 801030.1418 | 801030.1418 | 801030.1418 | 801030.1418 | 801030.1418 | 801030.1418 | 801030.1418 | 801030.1418 | 801030.1418 | 801030.1418 | 801030.1418 | 801030.1418 | 801030.1418 | 801030.1418 | 801030.1418
SST-TST | 4398930.3958 | 4398930.3958 | 4398930.3958 | 4398930.3958 | 4398930.3958 | 4398930.3958 | 4398930.3958 | 4398930.3958 | 4398930.3958 | 4398930.3958 | 4398930.3958 | 4398930.3958 | 4398930.3958 | 4398930.3958 | 4398930.3958 | 4398930.3958 | 4398930.3958
ZL:[Total Retail/Wholesale] | 5713554770.8371 | 5713554770.8371 | 5713554770.8371 | 5713554770.8371 | 5713554770.8371 | 5713554770.8371 | 5713554770.8371 | 5713554770.8371 | 5713554770.8371 | 5713554770.8371 | 5713554770.8371 | 5713554770.8371 | 5713554770.8371 | 5713554770.8371 | 5713554770.8371 | 5713554770.8371 | 5713554770.8371 | 0 | 0 | 0 | 0 | 0 | 0 | 0 | 0 | 0 | 0 | 0 | 0
ZM:[]
ZN:[External Factor - FPL401] | 0.010612 | 0.00055305 | 0.0039319 | 0.065115 | 0.0007404 | 0.19926 | 0.065027 | 0.013163 | 0.00080977 | 0.0007157 | 0.0031167 | 0.00017362 | 0.61874 | 0.016845 | 0.00027981 | 0.0001402 | 0.00076991 | 0 | 0 | 0 | 0 | 0 | 0 | 0 | 0 | 0 | 0 | 0 | 0
ZO:[% to Total System] | 0.010612 | 0.00055305 | 0.0039319 | 0.065115 | 0.0007404 | 0.19926 | 0.065027 | 0.013163 | 0.00080977 | 0.0007157 | 0.0031167 | 0.00017362 | 0.61874 | 0.016845 | 0.00027981 | 0.0001402 | 0.00076991 | 0 | 0 | 0 | 0 | 0 | 0 | 0 | 0 | 0 | 0 | 0 | 0
ZP:[]
ZQ:[FPL402]
ZR:[Load Control Incentive Offset] | 27086125.4006 | 945493.2127 | 13682397.3887 | 0 | 0 | 6342024.1595 | 11962507.8971 | 3080257.868 | 0 | 0 | 0 | 0 | 0 | 0 | 0 | 0 | 0 | 0 | 0 | 0 | 0 | 0 | 0 | 0 | 0 | 0 | 0 | 0 | 0
CILC-1D | 27086125.4006 | 27086125.4006 | 27086125.4006 | 27086125.4006 | 27086125.4006 | 27086125.4006 | 27086125.4006 | 27086125.4006 | 27086125.4006 | 27086125.4006 | 27086125.4006 | 27086125.4006 | 27086125.4006 | 27086125.4006 | 27086125.4006 | 27086125.4006 | 27086125.4006
CILC-1G | 945493.2127 | 945493.2127 | 945493.2127 | 945493.2127 | 945493.2127 | 945493.2127 | 945493.2127 | 945493.2127 | 945493.2127 | 945493.2127 | 945493.2127 | 945493.2127 | 945493.2127 | 945493.2127 | 945493.2127 | 945493.2127 | 945493.2127
CILC-1T | 13682397.3887 | 13682397.3887 | 13682397.3887 | 13682397.3887 | 13682397.3887 | 13682397.3887 | 13682397.3887 | 13682397.3887 | 13682397.3887 | 13682397.3887 | 13682397.3887 | 13682397.3887 | 13682397.3887 | 13682397.3887 | 13682397.3887 | 13682397.3887 | 13682397.3887
GSD(T)-1 | 6342024.1595 | 6342024.1595 | 6342024.1595 | 6342024.1595 | 6342024.1595 | 6342024.1595 | 6342024.1595 | 6342024.1595 | 6342024.1595 | 6342024.1595 | 6342024.1595 | 6342024.1595 | 6342024.1595 | 6342024.1595 | 6342024.1595 | 6342024.1595 | 6342024.1595
GSLD(T)-1 | 11962507.8971 | 11962507.8971 | 11962507.8971 | 11962507.8971 | 11962507.8971 | 11962507.8971 | 11962507.8971 | 11962507.8971 | 11962507.8971 | 11962507.8971 | 11962507.8971 | 11962507.8971 | 11962507.8971 | 11962507.8971 | 11962507.8971 | 11962507.8971 | 11962507.8971
GSLD(T)-2 | 3080257.868 | 3080257.868 | 3080257.868 | 3080257.868 | 3080257.868 | 3080257.868 | 3080257.868 | 3080257.868 | 3080257.868 | 3080257.868 | 3080257.868 | 3080257.868 | 3080257.868 | 3080257.868 | 3080257.868 | 3080257.868 | 3080257.868
ZS:[Total Retail/Wholesale] | 63098805.9266 | 63098805.9266 | 63098805.9266 | 63098805.9266 | 63098805.9266 | 63098805.9266 | 63098805.9266 | 63098805.9266 | 63098805.9266 | 63098805.9266 | 63098805.9266 | 63098805.9266 | 63098805.9266 | 63098805.9266 | 63098805.9266 | 63098805.9266 | 63098805.9266 | 0 | 0 | 0 | 0 | 0 | 0 | 0 | 0 | 0 | 0 | 0 | 0
ZT:[]
ZU:[External Factor - FPL402] | 0.42927 | 0.014984 | 0.21684 | 0 | 0 | 0.10051 | 0.18958 | 0.048816 | 0 | 0 | 0 | 0 | 0 | 0 | 0 | 0 | 0 | 0 | 0 | 0 | 0 | 0 | 0 | 0 | 0 | 0 | 0 | 0 | 0
ZV:[% to Total System] | 0.42927 | 0.014984 | 0.21684 | 0 | 0 | 0.10051 | 0.18958 | 0.048816 | 0 | 0 | 0 | 0 | 0 | 0 | 0 | 0 | 0 | 0 | 0 | 0 | 0 | 0 | 0 | 0 | 0 | 0 | 0 | 0 | 0
ZW:[]
ZX:[FPL505]
ZY:[Wholesale Rate Classes] | 0 | 0 | 0 | 0 | 0 | 0 | 0 | 0 | 0 | 0 | 0 | 0 | 0 | 0 | 0 | 0 | 0 | 1 | 1 | 1 | 1 | 1 | 1 | 1 | 1 | 1 | 1 | 1 | 1
ZZ:[Wholesale Rate Classes - Adj to remove TRANS-Serv] | 0 | 0 | 0 | 0 | 0 | 0 | 0 | 0 | 0 | 0 | 0 | 0 | 0 | 0 | 0 | 0 | 0 | 0 | 0 | 0 | 0 | 0 | 0 | 0 | 0 | 0 | 0 | 0 | -1
AAA:[Wholesale Rate Classes - Adjusted] | 0 | 0 | 0 | 0 | 0 | 0 | 0 | 0 | 0 | 0 | 0 | 0 | 0 | 0 | 0 | 0 | 0 | 1 | 1 | 1 | 1 | 1 | 1 | 1 | 1 | 1 | 1 | 1 | 0
BLOUNTSTOWN | 1 | 1 | 1 | 1 | 1 | 1 | 1 | 1 | 1 | 1 | 1 | 1 | 1 | 1 | 1 | 1 | 1 | 1 | 1 | 1 | 1 | 1 | 1 | 1 | 1 | 1 | 1 | 1 | 1
FKEC | 1 | 1 | 1 | 1 | 1 | 1 | 1 | 1 | 1 | 1 | 1 | 1 | 1 | 1 | 1 | 1 | 1 | 1 | 1 | 1 | 1 | 1 | 1 | 1 | 1 | 1 | 1 | 1 | 1
KWEST | 1 | 1 | 1 | 1 | 1 | 1 | 1 | 1 | 1 | 1 | 1 | 1 | 1 | 1 | 1 | 1 | 1 | 1 | 1 | 1 | 1 | 1 | 1 | 1 | 1 | 1 | 1 | 1 | 1
MDCSWM | 1 | 1 | 1 | 1 | 1 | 1 | 1 | 1 | 1 | 1 | 1 | 1 | 1 | 1 | 1 | 1 | 1 | 1 | 1 | 1 | 1 | 1 | 1 | 1 | 1 | 1 | 1 | 1 | 1
SEMINOLE | 1 | 1 | 1 | 1 | 1 | 1 | 1 | 1 | 1 | 1 | 1 | 1 | 1 | 1 | 1 | 1 | 1 | 1 | 1 | 1 | 1 | 1 | 1 | 1 | 1 | 1 | 1 | 1 | 1
LCEC | 1 | 1 | 1 | 1 | 1 | 1 | 1 | 1 | 1 | 1 | 1 | 1 | 1 | 1 | 1 | 1 | 1 | 1 | 1 | 1 | 1 | 1 | 1 | 1 | 1 | 1 | 1 | 1 | 1
WAUCHULA | 1 | 1 | 1 | 1 | 1 | 1 | 1 | 1 | 1 | 1 | 1 | 1 | 1 | 1 | 1 | 1 | 1 | 1 | 1 | 1 | 1 | 1 | 1 | 1 | 1 | 1 | 1 | 1 | 1
WINTER PARK | 1 | 1 | 1 | 1 | 1 | 1 | 1 | 1 | 1 | 1 | 1 | 1 | 1 | 1 | 1 | 1 | 1 | 1 | 1 | 1 | 1 | 1 | 1 | 1 | 1 | 1 | 1 | 1 | 1
NEW SMRYNA BEACH | 1 | 1 | 1 | 1 | 1 | 1 | 1 | 1 | 1 | 1 | 1 | 1 | 1 | 1 | 1 | 1 | 1 | 1 | 1 | 1 | 1 | 1 | 1 | 1 | 1 | 1 | 1 | 1 | 1
HOMESTEAD | 1 | 1 | 1 | 1 | 1 | 1 | 1 | 1 | 1 | 1 | 1 | 1 | 1 | 1 | 1 | 1 | 1 | 1 | 1 | 1 | 1 | 1 | 1 | 1 | 1 | 1 | 1 | 1 | 1
QUINCY | 1 | 1 | 1 | 1 | 1 | 1 | 1 | 1 | 1 | 1 | 1 | 1 | 1 | 1 | 1 | 1 | 1 | 1 | 1 | 1 | 1 | 1 | 1 | 1 | 1 | 1 | 1 | 1 | 1
AAB:[Total Company] | 11 | 11 | 11 | 11 | 11 | 11 | 11 | 11 | 11 | 11 | 11 | 11 | 11 | 11 | 11 | 11 | 11 | 11 | 11 | 11 | 11 | 11 | 11 | 11 | 11 | 11 | 11 | 11 | 11
AAC:[]
AAD:[External Factor - FPL505] | 0 | 0 | 0 | 0 | 0 | 0 | 0 | 0 | 0 | 0 | 0 | 0 | 0 | 0 | 0 | 0 | 0 | 1 | 1 | 1 | 1 | 1 | 1 | 1 | 1 | 1 | 1 | 1 | 1
AAE:[% to Total System] | 0 | 0 | 0 | 0 | 0 | 0 | 0 | 0 | 0 | 0 | 0 | 0 | 0 | 0 | 0 | 0 | 0 | 0.090909 | 0.090909 | 0.090909 | 0.090909 | 0.090909 | 0.090909 | 0.090909 | 0.090909 | 0.090909 | 0.090909 | 0.090909 | 0
AAF:[]
AAG:[FPL508]
AAH:[Street Lights and Traffic Signals (SL-1 and SL-2)] | 0 | 0 | 0 | 0 | 0 | 0 | 0 | 0 | 0 | 0 | 0 | 0 | 0 | 7136090 | 3258 | 0 | 0 | 0 | 0 | 0 | 0 | 0 | 0 | 0 | 0 | 0 | 0 | 0 | 0
SL-1 | 7136090 | 7136090 | 7136090 | 7136090 | 7136090 | 7136090 | 7136090 | 7136090 | 7136090 | 7136090 | 7136090 | 7136090 | 7136090 | 7136090 | 7136090 | 7136090 | 7136090
SL-2 | 3258 | 3258 | 3258 | 3258 | 3258 | 3258 | 3258 | 3258 | 3258 | 3258 | 3258 | 3258 | 3258 | 3258 | 3258 | 3258 | 3258
AAI:[Total Retail/Wholesale] | 7139348 | 7139348 | 7139348 | 7139348 | 7139348 | 7139348 | 7139348 | 7139348 | 7139348 | 7139348 | 7139348 | 7139348 | 7139348 | 7139348 | 7139348 | 7139348 | 7139348 | 0 | 0 | 0 | 0 | 0 | 0 | 0 | 0 | 0 | 0 | 0 | 0
AAJ:[]
AAK:[External Factor - FPL508] | 0 | 0 | 0 | 0 | 0 | 0 | 0 | 0 | 0 | 0 | 0 | 0 | 0 | 0.99954 | 0.00045634 | 0 | 0 | 0 | 0 | 0 | 0 | 0 | 0 | 0 | 0 | 0 | 0 | 0 | 0
AAL:[% to Total System] | 0 | 0 | 0 | 0 | 0 | 0 | 0 | 0 | 0 | 0 | 0 | 0 | 0 | 0.99954 | 0.00045634 | 0 | 0 | 0 | 0 | 0 | 0 | 0 | 0 | 0 | 0 | 0 | 0 | 0 | 0
AAM:[]
AAN:[FPL509]
AAO:[Outdoor Lighting (OL-1)] | 0 | 0 | 0 | 0 | 0 | 0 | 0 | 0 | 0 | 0 | 2395776 | 0 | 0 | 0 | 0 | 0 | 0 | 0 | 0 | 0 | 0 | 0 | 0 | 0 | 0 | 0 | 0 | 0 | 0
OL-1 | 2395776 | 2395776 | 2395776 | 2395776 | 2395776 | 2395776 | 2395776 | 2395776 | 2395776 | 2395776 | 2395776 | 2395776 | 2395776 | 2395776 | 2395776 | 2395776 | 2395776
AAP:[Total Retail/Wholesale] | 2395776 | 2395776 | 2395776 | 2395776 | 2395776 | 2395776 | 2395776 | 2395776 | 2395776 | 2395776 | 2395776 | 2395776 | 2395776 | 2395776 | 2395776 | 2395776 | 2395776 | 0 | 0 | 0 | 0 | 0 | 0 | 0 | 0 | 0 | 0 | 0 | 0
AAQ:[]
AAR:[External Factor - FPL509] | 0 | 0 | 0 | 0 | 0 | 0 | 0 | 0 | 0 | 0 | 1 | 0 | 0 | 0 | 0 | 0 | 0 | 0 | 0 | 0 | 0 | 0 | 0 | 0 | 0 | 0 | 0 | 0 | 0
AAS:[% to Total System] | 0 | 0 | 0 | 0 | 0 | 0 | 0 | 0 | 0 | 0 | 1 | 0 | 0 | 0 | 0 | 0 | 0 | 0 | 0 | 0 | 0 | 0 | 0 | 0 | 0 | 0 | 0 | 0 | 0
AAT:[]
AAU:[FPL600]
AAV:[External Factor - FPL600] | 0 | 0 | 0 | 0 | 0 | 0 | 0 | 0 | 0 | 0 | 0 | 0 | 0 | 0 | 0 | 0 | 0 | 0 | 0 | 0 | 0 | 0 | 0 | 0 | 0 | 0 | 0 | 0 | 0
AAW:[]