{"text_format":"1","workbook":"xlsx","n_sheets":2,"sheets":["INPUTS","OUTPUTS"],"not_rendered":{"charts":0,"images":0,"macros":1,"external_links":1,"defined_names":70,"comments":0,"pivot_tables":0},"unopened":[],"bounds":{"document_bytes":16777216,"sheet_cells":100000,"rows_first":2000,"rows_last":500,"rows_between":2000,"halvings":0,"cell_chars":16384,"cell_head_chars":4096},"cells_cut":0,"cells_raw":0,"read":"whole","date_system":"1900"}

{"sheet":"INPUTS","index":0,"n_rows":5138,"n_cols":46,"rows_kept":1125,"cut":true,"hidden":false,"merged":[[3,44,3,45],[2,0,2,27],[7,37,7,42],[3,33,3,34]],"bounds":{"rows_first":500,"rows_last":125,"rows_between":500,"halvings":2}}
["FPL 000697"]
["20240012-EG"]
["I. Inputs: Batch Runs "]
[null,null,null,null,null,null,null,null,null,null,null,null,null,null,null,null,null,null,null,null,null,null,"adjusted for tax credits",null,null,null,null,null,null,null,null,null,null,"Screening Step # 4",null,null,null,null,null,null,null,null,null,null,"Maximum Incentive"]
[]
[null,null,"Summer","Winter","Annual",null,null,null,"Billing","Billing","Billing","Billing","Billing","Billing","Billing","Billing","Billing","Billing","Billing","Billing",null,null,null,null,null,null,null,null,null,null,null,null,null,"Maximum Incentive",null,null,null,null,null,null,null,null,null,null,"Minimum","Conversion Factor to"]
[null,null,"kW","kW","kWh",null,null,"Life","kW","kW","kW","kW","kW","kW","kW","kW","kW","kW","kW","kW","Admin.",null,null,null,null,null,"Kwh pct","External",null,null,null,"(Based on 2-Yrs.)",null,"that does not violate",null,null,null,null,null,null,null,null,null,null,"Incentive Needed","calculate one-time"]
[null,null,"Reduction ","Reduction ","Reduction ",null,null,"(Years)","per","per","per","per","per","per","per","per","per","per","per","per","Non-","Admin.","Part.","Part.","Rebate","Rebate","for rev","non rec",null,null,null,"with zero incentive",null,"2-Years Payback",null,null,null,"Energy and Demand Charge",null,null,null,null,null,null,"to get Participant ","incentive payment needed"]
[null,"Measure","at","at","at","Load","Rate","of","month","month","month","month","month","month","month","month","month","month","month","month","rec.","Rec.","Equip.","O&M","Non-rec.","Rec.","loss & bill","credit",null,null,null,"Years",null,"one-time incentive payment","2 Yrs. Payback ",null,null,null,null,null,null,null,null,null,"Test to 1.00","to make Part. Test = 1.00"]
[null,"Name","Meter","Meter","Meter","Shifting %","Class","Measure","Jan.","Feb.","March","April","May","June","July","Aug.","Sep.","Oct.","Nov.","Dec.","Cost","Cost","Cost","Cost","Cost","Cost","savings","per part",null,null,null,"to Payback",null,"(Nominal $)"," criterion met",null,null,"Egy yr1","Egy yr2","Egy yr3","Dmd yr1","Dmd yr2","Dmd yr3",null,"(NPV $)","(Nominal $)"]
[1,"IagTgsd101",1,0.90220510041481328,7979.8295151838065,0,"gsd",15,1.05,1.05,1.05,1.05,1.08,1.08,1.08,1.08,1.08,1.08,1.05,1.05,478.78977091102843,0,712.52788142402744,0,0,0,1,0,null,null,null,1.1039344052384439,null,-694.33707531545099,0,null,null,7.4389999999999992,5.9600000000000009,6.2474711356919013,13.13,13.290000000000001,14.852837601175882,null,0,0]
[2,"IagNgsd101",1,0.90220510041481328,7979.8295151838065,0,"gsd",15,1.05,1.05,1.05,1.05,1.08,1.08,1.08,1.08,1.08,1.08,1.05,1.05,478.78977091102843,0,712.52788142402744,0,0,0,1,0,null,null,null,1.1039344052384439,null,-694.33707531545099,0,null,null,7.4389999999999992,5.9600000000000009,6.2474711356919013,13.13,13.290000000000001,14.852837601175882,null,0,0]
[3,"IchTgsd101",1,0.90220510041481328,7979.8295151838065,0,"gsd",15,1.05,1.05,1.05,1.05,1.08,1.08,1.08,1.08,1.08,1.08,1.05,1.05,478.78977091102843,0,712.52788142402744,0,0,0,1,0,null,null,null,1.1039344052384439,null,-694.33707531545099,0,null,null,7.4389999999999992,5.9600000000000009,6.2474711356919013,13.13,13.290000000000001,14.852837601175882,null,0,0]
[4,"IchNgsd101",1,0.90220510041481328,7979.8295151838065,0,"gsd",15,1.05,1.05,1.05,1.05,1.08,1.08,1.08,1.08,1.08,1.08,1.05,1.05,478.78977091102843,0,712.52788142402744,0,0,0,1,0,null,null,null,1.1039344052384439,null,-694.33707531545099,0,null,null,7.4389999999999992,5.9600000000000009,6.2474711356919013,13.13,13.290000000000001,14.852837601175882,null,0,0]
[5,"IcoTgsd101",1,0.90220510041481328,7979.8295151838065,0,"gsd",15,1.05,1.05,1.05,1.05,1.08,1.08,1.08,1.08,1.08,1.08,1.05,1.05,478.78977091102843,0,712.52788142402744,0,0,0,1,0,null,null,null,1.1039344052384439,null,-694.33707531545099,0,null,null,7.4389999999999992,5.9600000000000009,6.2474711356919013,13.13,13.290000000000001,14.852837601175882,null,0,0]
[6,"IcoNgsd101",1,0.90220510041481328,7979.8295151838065,0,"gsd",15,1.05,1.05,1.05,1.05,1.08,1.08,1.08,1.08,1.08,1.08,1.05,1.05,478.78977091102843,0,712.52788142402744,0,0,0,1,0,null,null,null,1.1039344052384439,null,-694.33707531545099,0,null,null,7.4389999999999992,5.9600000000000009,6.2474711356919013,13.13,13.290000000000001,14.852837601175882,null,0,0]
[7,"IelTgsd101",1,0.90220510041481328,7979.8295151838065,0,"gsd",15,1.05,1.05,1.05,1.05,1.08,1.08,1.08,1.08,1.08,1.08,1.05,1.05,478.78977091102843,0,712.52788142402744,0,0,0,1,0,null,null,null,1.1039344052384439,null,-694.33707531545099,0,null,null,7.4389999999999992,5.9600000000000009,6.2474711356919013,13.13,13.290000000000001,14.852837601175882,null,0,0]
[8,"IelNgsd101",1,0.90220510041481328,7979.8295151838065,0,"gsd",15,1.05,1.05,1.05,1.05,1.08,1.08,1.08,1.08,1.08,1.08,1.05,1.05,478.78977091102843,0,712.52788142402744,0,0,0,1,0,null,null,null,1.1039344052384439,null,-694.33707531545099,0,null,null,7.4389999999999992,5.9600000000000009,6.2474711356919013,13.13,13.290000000000001,14.852837601175882,null,0,0]
[9,"IluTgsd101",1,0.90220510041481328,7979.8295151838065,0,"gsd",15,1.05,1.05,1.05,1.05,1.08,1.08,1.08,1.08,1.08,1.08,1.05,1.05,478.78977091102843,0,740.94754709100823,0,0,0,1,0,null,null,null,1.1479655898883026,null,-665.9174096484702,0,null,null,7.4389999999999992,5.9600000000000009,6.2474711356919013,13.13,13.290000000000001,14.852837601175882,null,0,0]
[10,"IluNgsd101",1,0.90220510041481328,7979.8295151838065,0,"gsd",15,1.05,1.05,1.05,1.05,1.08,1.08,1.08,1.08,1.08,1.08,1.05,1.05,478.78977091102843,0,740.94754709100823,0,0,0,1,0,null,null,null,1.1479655898883026,null,-665.9174096484702,0,null,null,7.4389999999999992,5.9600000000000009,6.2474711356919013,13.13,13.290000000000001,14.852837601175882,null,0,0]
[11,"ImeTgsd101",1,0.90220510041481328,7979.8295151838065,0,"gsd",15,1.05,1.05,1.05,1.05,1.08,1.08,1.08,1.08,1.08,1.08,1.05,1.05,478.78977091102843,0,712.52788142402744,0,0,0,1,0,null,null,null,1.1039344052384439,null,-694.33707531545099,0,null,null,7.4389999999999992,5.9600000000000009,6.2474711356919013,13.13,13.290000000000001,14.852837601175882,null,0,0]
[12,"ImeNgsd101",1,0.90220510041481328,7979.8295151838065,0,"gsd",15,1.05,1.05,1.05,1.05,1.08,1.08,1.08,1.08,1.08,1.08,1.05,1.05,478.78977091102843,0,712.52788142402744,0,0,0,1,0,null,null,null,1.1039344052384439,null,-694.33707531545099,0,null,null,7.4389999999999992,5.9600000000000009,6.2474711356919013,13.13,13.290000000000001,14.852837601175882,null,0,0]
[13,"ImiTgsd101",1,0.90220510041481328,7979.8295151838056,0,"gsd",15,1.05,1.05,1.05,1.05,1.08,1.08,1.08,1.08,1.08,1.08,1.05,1.05,478.78977091102843,0,723.66100995539421,0,0,0,1,0,null,null,null,1.1211831949968951,null,-683.203946784084,0,null,null,7.4389999999999992,5.9600000000000009,6.2474711356919013,13.13,13.290000000000001,14.852837601175882,null,0,0]
[14,"ImiNgsd101",1,0.90220510041481328,7979.8295151838056,0,"gsd",15,1.05,1.05,1.05,1.05,1.08,1.08,1.08,1.08,1.08,1.08,1.05,1.05,478.78977091102843,0,723.66100995539421,0,0,0,1,0,null,null,null,1.1211831949968951,null,-683.203946784084,0,null,null,7.4389999999999992,5.9600000000000009,6.2474711356919013,13.13,13.290000000000001,14.852837601175882,null,0,0]
[15,"IprTgsd101",1,0.90220510041481328,7979.8295151838065,0,"gsd",15,1.05,1.05,1.05,1.05,1.08,1.08,1.08,1.08,1.08,1.08,1.05,1.05,478.78977091102843,0,712.52788142402744,0,0,0,1,0,null,null,null,1.1039344052384439,null,-694.33707531545099,0,null,null,7.4389999999999992,5.9600000000000009,6.2474711356919013,13.13,13.290000000000001,14.852837601175882,null,0,0]
[16,"IprNgsd101",1,0.90220510041481328,7979.8295151838065,0,"gsd",15,1.05,1.05,1.05,1.05,1.08,1.08,1.08,1.08,1.08,1.08,1.05,1.05,478.78977091102843,0,712.52788142402744,0,0,0,1,0,null,null,null,1.1039344052384439,null,-694.33707531545099,0,null,null,7.4389999999999992,5.9600000000000009,6.2474711356919013,13.13,13.290000000000001,14.852837601175882,null,0,0]
[17,"IstTgsd101",1,0.90220510041481328,7979.8295151838065,0,"gsd",15,1.05,1.05,1.05,1.05,1.08,1.08,1.08,1.08,1.08,1.08,1.05,1.05,478.78977091102843,0,712.52788142402744,0,0,0,1,0,null,null,null,1.1039344052384439,null,-694.33707531545099,0,null,null,7.4389999999999992,5.9600000000000009,6.2474711356919013,13.13,13.290000000000001,14.852837601175882,null,0,0]
[18,"IstNgsd101",1,0.90220510041481328,7979.8295151838065,0,"gsd",15,1.05,1.05,1.05,1.05,1.08,1.08,1.08,1.08,1.08,1.08,1.05,1.05,478.78977091102843,0,712.52788142402744,0,0,0,1,0,null,null,null,1.1039344052384439,null,-694.33707531545099,0,null,null,7.4389999999999992,5.9600000000000009,6.2474711356919013,13.13,13.290000000000001,14.852837601175882,null,0,0]
[19,"IteTgsd101",1,0.90220510041481328,7979.8295151838065,0,"gsd",15,1.05,1.05,1.05,1.05,1.08,1.08,1.08,1.08,1.08,1.08,1.05,1.05,478.78977091102843,0,712.52788142402744,0,0,0,1,0,null,null,null,1.1039344052384439,null,-694.33707531545099,0,null,null,7.4389999999999992,5.9600000000000009,6.2474711356919013,13.13,13.290000000000001,14.852837601175882,null,0,0]
[20,"IteNgsd101",1,0.90220510041481328,7979.8295151838065,0,"gsd",15,1.05,1.05,1.05,1.05,1.08,1.08,1.08,1.08,1.08,1.08,1.05,1.05,478.78977091102843,0,712.52788142402744,0,0,0,1,0,null,null,null,1.1039344052384439,null,-694.33707531545099,0,null,null,7.4389999999999992,5.9600000000000009,6.2474711356919013,13.13,13.290000000000001,14.852837601175882,null,0,0]
[21,"ItrTgsd101",1,0.90220510041481328,7979.8295151838065,0,"gsd",15,1.05,1.05,1.05,1.05,1.08,1.08,1.08,1.08,1.08,1.08,1.05,1.05,478.78977091102843,0,735.1475672809903,0,0,0,1,0,null,null,null,1.1389795594059995,null,-671.71738945848813,0,null,null,7.4389999999999992,5.9600000000000009,6.2474711356919013,13.13,13.290000000000001,14.852837601175882,null,0,0]
[22,"ItrNgsd101",1,0.90220510041481328,7979.8295151838065,0,"gsd",15,1.05,1.05,1.05,1.05,1.08,1.08,1.08,1.08,1.08,1.08,1.05,1.05,478.78977091102843,0,735.1475672809903,0,0,0,1,0,null,null,null,1.1389795594059995,null,-671.71738945848813,0,null,null,7.4389999999999992,5.9600000000000009,6.2474711356919013,13.13,13.290000000000001,14.852837601175882,null,0,0]
[23,"IwaTgsd101",1,0.90220510041481328,7979.8295151838065,0,"gsd",15,1.05,1.05,1.05,1.05,1.08,1.08,1.08,1.08,1.08,1.08,1.05,1.05,478.78977091102843,0,712.52788142402744,0,0,0,1,0,null,null,null,1.1039344052384439,null,-694.33707531545099,0,null,null,7.4389999999999992,5.9600000000000009,6.2474711356919013,13.13,13.290000000000001,14.852837601175882,null,0,0]
[24,"IwaNgsd101",1,0.90220510041481328,7979.8295151838065,0,"gsd",15,1.05,1.05,1.05,1.05,1.08,1.08,1.08,1.08,1.08,1.08,1.05,1.05,478.78977091102843,0,712.52788142402744,0,0,0,1,0,null,null,null,1.1039344052384439,null,-694.33707531545099,0,null,null,7.4389999999999992,5.9600000000000009,6.2474711356919013,13.13,13.290000000000001,14.852837601175882,null,0,0]
[25,"IagEgsd102",1,0.90220510041481317,7979.8295151838065,0,"gsd",10,1.05,1.05,1.05,1.05,1.08,1.08,1.08,1.08,1.08,1.08,1.05,1.05,401.25136945825528,0,1315.2062511845554,0,0,0,1,0,null,null,null,2.0376766559163948,null,-91.65870555492296,0,null,null,7.4389999999999992,5.9600000000000009,6.2474711356919013,13.13,13.290000000000001,14.852837601175882,null,0,0]
[26,"IagNgsd102",1,0.90220510041481317,7979.8295151838065,0,"gsd",10,1.05,1.05,1.05,1.05,1.08,1.08,1.08,1.08,1.08,1.08,1.05,1.05,401.25136945825528,0,1315.2062511845554,0,0,0,1,0,null,null,null,2.0376766559163948,null,-91.65870555492296,0,null,null,7.4389999999999992,5.9600000000000009,6.2474711356919013,13.13,13.290000000000001,14.852837601175882,null,0,0]
[27,"IchEgsd102",1,0.90220510041481317,7979.8295151838065,0,"gsd",10,1.05,1.05,1.05,1.05,1.08,1.08,1.08,1.08,1.08,1.08,1.05,1.05,401.25136945825528,0,1315.2062511845554,0,0,0,1,0,null,null,null,2.0376766559163948,null,-91.65870555492296,0,null,null,7.4389999999999992,5.9600000000000009,6.2474711356919013,13.13,13.290000000000001,14.852837601175882,null,0,0]
[28,"IchNgsd102",1,0.90220510041481317,7979.8295151838065,0,"gsd",10,1.05,1.05,1.05,1.05,1.08,1.08,1.08,1.08,1.08,1.08,1.05,1.05,401.25136945825528,0,1315.2062511845554,0,0,0,1,0,null,null,null,2.0376766559163948,null,-91.65870555492296,0,null,null,7.4389999999999992,5.9600000000000009,6.2474711356919013,13.13,13.290000000000001,14.852837601175882,null,0,0]
[29,"IcoEgsd102",1,0.90220510041481317,7979.8295151838065,0,"gsd",10,1.05,1.05,1.05,1.05,1.08,1.08,1.08,1.08,1.08,1.08,1.05,1.05,401.25136945825528,0,1315.2062511845554,0,0,0,1,0,null,null,null,2.0376766559163948,null,-91.65870555492296,0,null,null,7.4389999999999992,5.9600000000000009,6.2474711356919013,13.13,13.290000000000001,14.852837601175882,null,0,0]
[30,"IcoNgsd102",1,0.90220510041481317,7979.8295151838065,0,"gsd",10,1.05,1.05,1.05,1.05,1.08,1.08,1.08,1.08,1.08,1.08,1.05,1.05,401.25136945825528,0,1315.2062511845554,0,0,0,1,0,null,null,null,2.0376766559163948,null,-91.65870555492296,0,null,null,7.4389999999999992,5.9600000000000009,6.2474711356919013,13.13,13.290000000000001,14.852837601175882,null,0,0]
[31,"IelEgsd102",1,0.90220510041481317,7979.8295151838065,0,"gsd",10,1.05,1.05,1.05,1.05,1.08,1.08,1.08,1.08,1.08,1.08,1.05,1.05,401.25136945825528,0,1315.2062511845554,0,0,0,1,0,null,null,null,2.0376766559163948,null,-91.65870555492296,0,null,null,7.4389999999999992,5.9600000000000009,6.2474711356919013,13.13,13.290000000000001,14.852837601175882,null,0,0]
[32,"IelNgsd102",1,0.90220510041481317,7979.8295151838065,0,"gsd",10,1.05,1.05,1.05,1.05,1.08,1.08,1.08,1.08,1.08,1.08,1.05,1.05,401.25136945825528,0,1315.2062511845554,0,0,0,1,0,null,null,null,2.0376766559163948,null,-91.65870555492296,0,null,null,7.4389999999999992,5.9600000000000009,6.2474711356919013,13.13,13.290000000000001,14.852837601175882,null,0,0]
[33,"IluEgsd102",1,0.90220510041481317,7979.8295151838056,0,"gsd",10,1.05,1.05,1.05,1.05,1.08,1.08,1.08,1.08,1.08,1.08,1.05,1.05,401.25136945825523,0,1367.6719110080714,0,0,0,1,0,null,null,null,2.1189628041257285,null,-39.193045731406755,0,null,null,7.4389999999999992,5.9600000000000009,6.2474711356919013,13.13,13.290000000000001,14.852837601175882,null,0,0]
[34,"IluNgsd102",1,0.90220510041481317,7979.8295151838056,0,"gsd",10,1.05,1.05,1.05,1.05,1.08,1.08,1.08,1.08,1.08,1.08,1.05,1.05,401.25136945825523,0,1367.6719110080714,0,0,0,1,0,null,null,null,2.1189628041257285,null,-39.193045731406755,0,null,null,7.4389999999999992,5.9600000000000009,6.2474711356919013,13.13,13.290000000000001,14.852837601175882,null,0,0]
[35,"ImeEgsd102",1,0.90220510041481317,7979.8295151838065,0,"gsd",10,1.05,1.05,1.05,1.05,1.08,1.08,1.08,1.08,1.08,1.08,1.05,1.05,401.25136945825528,0,1315.2062511845554,0,0,0,1,0,null,null,null,2.0376766559163948,null,-91.65870555492296,0,null,null,7.4389999999999992,5.9600000000000009,6.2474711356919013,13.13,13.290000000000001,14.852837601175882,null,0,0]
[36,"ImeNgsd102",1,0.90220510041481317,7979.8295151838065,0,"gsd",10,1.05,1.05,1.05,1.05,1.08,1.08,1.08,1.08,1.08,1.08,1.05,1.05,401.25136945825528,0,1315.2062511845554,0,0,0,1,0,null,null,null,2.0376766559163948,null,-91.65870555492296,0,null,null,7.4389999999999992,5.9600000000000009,6.2474711356919013,13.13,13.290000000000001,14.852837601175882,null,0,0]
[37,"ImiEgsd102",1,0.90220510041481305,7979.8295151838056,0,"gsd",10,1.05,1.05,1.05,1.05,1.08,1.08,1.08,1.08,1.08,1.08,1.05,1.05,401.25136945825523,0,1335.7625150807439,0,0,0,1,0,null,null,null,2.0695249071214015,null,-71.102441658734278,0,null,null,7.4389999999999992,5.9600000000000009,6.2474711356919013,13.13,13.290000000000001,14.852837601175882,null,0,0]
[38,"ImiNgsd102",1,0.90220510041481305,7979.8295151838056,0,"gsd",10,1.05,1.05,1.05,1.05,1.08,1.08,1.08,1.08,1.08,1.08,1.05,1.05,401.25136945825523,0,1335.7625150807439,0,0,0,1,0,null,null,null,2.0695249071214015,null,-71.102441658734278,0,null,null,7.4389999999999992,5.9600000000000009,6.2474711356919013,13.13,13.290000000000001,14.852837601175882,null,0,0]
[39,"IprEgsd102",1,0.90220510041481317,7979.8295151838065,0,"gsd",10,1.05,1.05,1.05,1.05,1.08,1.08,1.08,1.08,1.08,1.08,1.05,1.05,401.25136945825528,0,1315.2062511845554,0,0,0,1,0,null,null,null,2.0376766559163948,null,-91.65870555492296,0,null,null,7.4389999999999992,5.9600000000000009,6.2474711356919013,13.13,13.290000000000001,14.852837601175882,null,0,0]
[40,"IprNgsd102",1,0.90220510041481317,7979.8295151838065,0,"gsd",10,1.05,1.05,1.05,1.05,1.08,1.08,1.08,1.08,1.08,1.08,1.05,1.05,401.25136945825528,0,1315.2062511845554,0,0,0,1,0,null,null,null,2.0376766559163948,null,-91.65870555492296,0,null,null,7.4389999999999992,5.9600000000000009,6.2474711356919013,13.13,13.290000000000001,14.852837601175882,null,0,0]
[41,"IstEgsd102",1,0.90220510041481317,7979.8295151838065,0,"gsd",10,1.05,1.05,1.05,1.05,1.08,1.08,1.08,1.08,1.08,1.08,1.05,1.05,401.25136945825528,0,1315.2062511845554,0,0,0,1,0,null,null,null,2.0376766559163948,null,-91.65870555492296,0,null,null,7.4389999999999992,5.9600000000000009,6.2474711356919013,13.13,13.290000000000001,14.852837601175882,null,0,0]
[42,"IstNgsd102",1,0.90220510041481317,7979.8295151838065,0,"gsd",10,1.05,1.05,1.05,1.05,1.08,1.08,1.08,1.08,1.08,1.08,1.05,1.05,401.25136945825528,0,1315.2062511845554,0,0,0,1,0,null,null,null,2.0376766559163948,null,-91.65870555492296,0,null,null,7.4389999999999992,5.9600000000000009,6.2474711356919013,13.13,13.290000000000001,14.852837601175882,null,0,0]
[43,"IteEgsd102",1,0.90220510041481317,7979.8295151838065,0,"gsd",10,1.05,1.05,1.05,1.05,1.08,1.08,1.08,1.08,1.08,1.08,1.05,1.05,401.25136945825528,0,1315.2062511845554,0,0,0,1,0,null,null,null,2.0376766559163948,null,-91.65870555492296,0,null,null,7.4389999999999992,5.9600000000000009,6.2474711356919013,13.13,13.290000000000001,14.852837601175882,null,0,0]
[44,"IteNgsd102",1,0.90220510041481317,7979.8295151838065,0,"gsd",10,1.05,1.05,1.05,1.05,1.08,1.08,1.08,1.08,1.08,1.08,1.05,1.05,401.25136945825528,0,1315.2062511845554,0,0,0,1,0,null,null,null,2.0376766559163948,null,-91.65870555492296,0,null,null,7.4389999999999992,5.9600000000000009,6.2474711356919013,13.13,13.290000000000001,14.852837601175882,null,0,0]
[45,"ItrEgsd102",1,0.90220510041481317,7979.8295151838056,0,"gsd",10,1.05,1.05,1.05,1.05,1.08,1.08,1.08,1.08,1.08,1.08,1.05,1.05,401.25136945825528,0,1356.9623658735172,0,0,0,1,0,null,null,null,2.1023702810165132,null,-49.902590865960974,0,null,null,7.4389999999999992,5.9600000000000009,6.2474711356919013,13.13,13.290000000000001,14.852837601175882,null,0,0]
[46,"ItrNgsd102",1,0.90220510041481317,7979.8295151838056,0,"gsd",10,1.05,1.05,1.05,1.05,1.08,1.08,1.08,1.08,1.08,1.08,1.05,1.05,401.25136945825528,0,1356.9623658735172,0,0,0,1,0,null,null,null,2.1023702810165132,null,-49.902590865960974,0,null,null,7.4389999999999992,5.9600000000000009,6.2474711356919013,13.13,13.290000000000001,14.852837601175882,null,0,0]
[47,"IwaEgsd102",1,0.90220510041481317,7979.8295151838065,0,"gsd",10,1.05,1.05,1.05,1.05,1.08,1.08,1.08,1.08,1.08,1.08,1.05,1.05,401.25136945825528,0,1315.2062511845554,0,0,0,1,0,null,null,null,2.0376766559163948,null,-91.65870555492296,0,null,null,7.4389999999999992,5.9600000000000009,6.2474711356919013,13.13,13.290000000000001,14.852837601175882,null,0,0]
[48,"IwaNgsd102",1,0.90220510041481317,7979.8295151838065,0,"gsd",10,1.05,1.05,1.05,1.05,1.08,1.08,1.08,1.08,1.08,1.08,1.05,1.05,401.25136945825528,0,1315.2062511845554,0,0,0,1,0,null,null,null,2.0376766559163948,null,-91.65870555492296,0,null,null,7.4389999999999992,5.9600000000000009,6.2474711356919013,13.13,13.290000000000001,14.852837601175882,null,0,0]
[49,"IagEgsd103",1,0.9068728176833003,7998.8549944002989,0,"gsd",10,1.05,1.05,1.05,1.05,1.08,1.08,1.08,1.08,1.08,1.08,1.05,1.05,402.20803144905244,0,608.81715199001201,0,0,0,1,0,null,null,null,0.94159899014723791,null,-800.5970287096842,0,null,null,7.4389999999999992,5.9600000000000009,6.2474711356919013,13.13,13.290000000000001,14.852837601175882,null,0,0]
[50,"IagNgsd103",1,0.9068728176833003,7998.8549944002989,0,"gsd",10,1.05,1.05,1.05,1.05,1.08,1.08,1.08,1.08,1.08,1.08,1.05,1.05,402.20803144905244,0,608.81715199001201,0,0,0,1,0,null,null,null,0.94159899014723791,null,-800.5970287096842,0,null,null,7.4389999999999992,5.9600000000000009,6.2474711356919013,13.13,13.290000000000001,14.852837601175882,null,0,0]
[51,"IchEgsd103",1,0.9068728176833003,7998.8549944002989,0,"gsd",10,1.05,1.05,1.05,1.05,1.08,1.08,1.08,1.08,1.08,1.08,1.05,1.05,402.20803144905244,0,608.81715199001201,0,0,0,1,0,null,null,null,0.94159899014723791,null,-800.5970287096842,0,null,null,7.4389999999999992,5.9600000000000009,6.2474711356919013,13.13,13.290000000000001,14.852837601175882,null,0,0]
[52,"IchNgsd103",1,0.9068728176833003,7998.8549944002989,0,"gsd",10,1.05,1.05,1.05,1.05,1.08,1.08,1.08,1.08,1.08,1.08,1.05,1.05,402.20803144905244,0,608.81715199001201,0,0,0,1,0,null,null,null,0.94159899014723791,null,-800.5970287096842,0,null,null,7.4389999999999992,5.9600000000000009,6.2474711356919013,13.13,13.290000000000001,14.852837601175882,null,0,0]
[53,"IcoEgsd103",1,0.9068728176833003,7998.8549944002989,0,"gsd",10,1.05,1.05,1.05,1.05,1.08,1.08,1.08,1.08,1.08,1.08,1.05,1.05,402.20803144905244,0,608.81715199001201,0,0,0,1,0,null,null,null,0.94159899014723791,null,-800.5970287096842,0,null,null,7.4389999999999992,5.9600000000000009,6.2474711356919013,13.13,13.290000000000001,14.852837601175882,null,0,0]
[54,"IcoNgsd103",1,0.9068728176833003,7998.8549944002989,0,"gsd",10,1.05,1.05,1.05,1.05,1.08,1.08,1.08,1.08,1.08,1.08,1.05,1.05,402.20803144905244,0,608.81715199001201,0,0,0,1,0,null,null,null,0.94159899014723791,null,-800.5970287096842,0,null,null,7.4389999999999992,5.9600000000000009,6.2474711356919013,13.13,13.290000000000001,14.852837601175882,null,0,0]
[55,"IelEgsd103",1,0.9068728176833003,7998.8549944002989,0,"gsd",10,1.05,1.05,1.05,1.05,1.08,1.08,1.08,1.08,1.08,1.08,1.05,1.05,402.20803144905244,0,608.81715199001201,0,0,0,1,0,null,null,null,0.94159899014723791,null,-800.5970287096842,0,null,null,7.4389999999999992,5.9600000000000009,6.2474711356919013,13.13,13.290000000000001,14.852837601175882,null,0,0]
[56,"IelNgsd103",1,0.9068728176833003,7998.8549944002989,0,"gsd",10,1.05,1.05,1.05,1.05,1.08,1.08,1.08,1.08,1.08,1.08,1.05,1.05,402.20803144905244,0,608.81715199001201,0,0,0,1,0,null,null,null,0.94159899014723791,null,-800.5970287096842,0,null,null,7.4389999999999992,5.9600000000000009,6.2474711356919013,13.13,13.290000000000001,14.852837601175882,null,0,0]
[57,"IluEgsd103",1,0.9068728176833003,7998.8549944002989,0,"gsd",10,1.05,1.05,1.05,1.05,1.08,1.08,1.08,1.08,1.08,1.08,1.05,1.05,402.20803144905244,0,633.1702508534355,0,0,0,1,0,null,null,null,0.97926358816620374,null,-776.2439298462607,0,null,null,7.4389999999999992,5.9600000000000009,6.2474711356919013,13.13,13.290000000000001,14.852837601175882,null,0,0]
[58,"IluNgsd103",1,0.9068728176833003,7998.8549944002989,0,"gsd",10,1.05,1.05,1.05,1.05,1.08,1.08,1.08,1.08,1.08,1.08,1.05,1.05,402.20803144905244,0,633.1702508534355,0,0,0,1,0,null,null,null,0.97926358816620374,null,-776.2439298462607,0,null,null,7.4389999999999992,5.9600000000000009,6.2474711356919013,13.13,13.290000000000001,14.852837601175882,null,0,0]
[59,"ImeEgsd103",1,0.9068728176833003,7998.8549944002989,0,"gsd",10,1.05,1.05,1.05,1.05,1.08,1.08,1.08,1.08,1.08,1.08,1.05,1.05,402.20803144905244,0,608.81715199001201,0,0,0,1,0,null,null,null,0.94159899014723791,null,-800.5970287096842,0,null,null,7.4389999999999992,5.9600000000000009,6.2474711356919013,13.13,13.290000000000001,14.852837601175882,null,0,0]
[60,"ImeNgsd103",1,0.9068728176833003,7998.8549944002989,0,"gsd",10,1.05,1.05,1.05,1.05,1.08,1.08,1.08,1.08,1.08,1.08,1.05,1.05,402.20803144905244,0,608.81715199001201,0,0,0,1,0,null,null,null,0.94159899014723791,null,-800.5970287096842,0,null,null,7.4389999999999992,5.9600000000000009,6.2474711356919013,13.13,13.290000000000001,14.852837601175882,null,0,0]
[61,"ImiEgsd103",1,0.90687281768330041,7998.8549944002998,0,"gsd",10,1.05,1.05,1.05,1.05,1.08,1.08,1.08,1.08,1.08,1.08,1.05,1.05,402.20803144905244,0,618.33166959957293,0,0,0,1,0,null,null,null,0.95631418032152471,null,-791.08251110012338,0,null,null,7.4389999999999992,5.9600000000000009,6.2474711356919013,13.13,13.290000000000001,14.852837601175882,null,0,0]
[62,"ImiNgsd103",1,0.90687281768330041,7998.8549944002998,0,"gsd",10,1.05,1.05,1.05,1.05,1.08,1.08,1.08,1.08,1.08,1.08,1.05,1.05,402.20803144905244,0,618.33166959957293,0,0,0,1,0,null,null,null,0.95631418032152471,null,-791.08251110012338,0,null,null,7.4389999999999992,5.9600000000000009,6.2474711356919013,13.13,13.290000000000001,14.852837601175882,null,0,0]
[63,"IprEgsd103",1,0.9068728176833003,7998.8549944002989,0,"gsd",10,1.05,1.05,1.05,1.05,1.08,1.08,1.08,1.08,1.08,1.08,1.05,1.05,402.20803144905244,0,608.81715199001201,0,0,0,1,0,null,null,null,0.94159899014723791,null,-800.5970287096842,0,null,null,7.4389999999999992,5.9600000000000009,6.2474711356919013,13.13,13.290000000000001,14.852837601175882,null,0,0]
[64,"IprNgsd103",1,0.9068728176833003,7998.8549944002989,0,"gsd",10,1.05,1.05,1.05,1.05,1.08,1.08,1.08,1.08,1.08,1.08,1.05,1.05,402.20803144905244,0,608.81715199001201,0,0,0,1,0,null,null,null,0.94159899014723791,null,-800.5970287096842,0,null,null,7.4389999999999992,5.9600000000000009,6.2474711356919013,13.13,13.290000000000001,14.852837601175882,null,0,0]
[65,"IstEgsd103",1,0.9068728176833003,7998.8549944002989,0,"gsd",10,1.05,1.05,1.05,1.05,1.08,1.08,1.08,1.08,1.08,1.08,1.05,1.05,402.20803144905244,0,608.81715199001201,0,0,0,1,0,null,null,null,0.94159899014723791,null,-800.5970287096842,0,null,null,7.4389999999999992,5.9600000000000009,6.2474711356919013,13.13,13.290000000000001,14.852837601175882,null,0,0]
[66,"IstNgsd103",1,0.9068728176833003,7998.8549944002989,0,"gsd",10,1.05,1.05,1.05,1.05,1.08,1.08,1.08,1.08,1.08,1.08,1.05,1.05,402.20803144905244,0,608.81715199001201,0,0,0,1,0,null,null,null,0.94159899014723791,null,-800.5970287096842,0,null,null,7.4389999999999992,5.9600000000000009,6.2474711356919013,13.13,13.290000000000001,14.852837601175882,null,0,0]
[67,"IteEgsd103",1,0.9068728176833003,7998.8549944002989,0,"gsd",10,1.05,1.05,1.05,1.05,1.08,1.08,1.08,1.08,1.08,1.08,1.05,1.05,402.20803144905244,0,608.81715199001201,0,0,0,1,0,null,null,null,0.94159899014723791,null,-800.5970287096842,0,null,null,7.4389999999999992,5.9600000000000009,6.2474711356919013,13.13,13.290000000000001,14.852837601175882,null,0,0]
[68,"IteNgsd103",1,0.9068728176833003,7998.8549944002989,0,"gsd",10,1.05,1.05,1.05,1.05,1.08,1.08,1.08,1.08,1.08,1.08,1.05,1.05,402.20803144905244,0,608.81715199001201,0,0,0,1,0,null,null,null,0.94159899014723791,null,-800.5970287096842,0,null,null,7.4389999999999992,5.9600000000000009,6.2474711356919013,13.13,13.290000000000001,14.852837601175882,null,0,0]
[69,"ItrEgsd103",1,0.9068728176833003,7998.8549944002998,0,"gsd",10,1.05,1.05,1.05,1.05,1.08,1.08,1.08,1.08,1.08,1.08,1.05,1.05,402.20803144905244,0,628.14594453917448,0,0,0,1,0,null,null,null,0.97149297635568732,null,-781.26823616052184,0,null,null,7.4389999999999992,5.9600000000000009,6.2474711356919013,13.13,13.290000000000001,14.852837601175882,null,0,0]
[70,"ItrNgsd103",1,0.9068728176833003,7998.8549944002998,0,"gsd",10,1.05,1.05,1.05,1.05,1.08,1.08,1.08,1.08,1.08,1.08,1.05,1.05,402.20803144905244,0,628.14594453917448,0,0,0,1,0,null,null,null,0.97149297635568732,null,-781.26823616052184,0,null,null,7.4389999999999992,5.9600000000000009,6.2474711356919013,13.13,13.290000000000001,14.852837601175882,null,0,0]
[71,"IwaEgsd103",1,0.90220510041481328,7979.8295151838065,0,"gsd",10,1.05,1.05,1.05,1.05,1.08,1.08,1.08,1.08,1.08,1.08,1.05,1.05,401.25136945825528,0,607.36906497256518,0,0,0,1,0,null,null,null,0.94100964324468961,null,-799.49589176691325,0,null,null,7.4389999999999992,5.9600000000000009,6.2474711356919013,13.13,13.290000000000001,14.852837601175882,null,0,0]
[72,"IwaNgsd103",1,0.90220510041481328,7979.8295151838065,0,"gsd",10,1.05,1.05,1.05,1.05,1.08,1.08,1.08,1.08,1.08,1.08,1.05,1.05,401.25136945825528,0,607.36906497256518,0,0,0,1,0,null,null,null,0.94100964324468961,null,-799.49589176691325,0,null,null,7.4389999999999992,5.9600000000000009,6.2474711356919013,13.13,13.290000000000001,14.852837601175882,null,0,0]
[73,"IagEgsd104",1,0.90687281768330053,7998.8549944003007,0,"gsd",15,1.05,1.05,1.05,1.05,1.08,1.08,1.08,1.08,1.08,1.08,1.05,1.05,402.20803144905244,0,104.0028507475906,0,0,0,1,0,null,null,null,0.16085121602811181,null,-1305.4113299521057,0,null,null,7.4389999999999992,5.9600000000000009,6.2474711356919013,13.13,13.290000000000001,14.852837601175882,null,0,0]
[74,"IagNgsd104",1,0.90687281768330053,7998.8549944003007,0,"gsd",15,1.05,1.05,1.05,1.05,1.08,1.08,1.08,1.08,1.08,1.08,1.05,1.05,402.20803144905244,0,104.0028507475906,0,0,0,1,0,null,null,null,0.16085121602811181,null,-1305.4113299521057,0,null,null,7.4389999999999992,5.9600000000000009,6.2474711356919013,13.13,13.290000000000001,14.852837601175882,null,0,0]
[75,"IchEgsd104",1,0.90687281768330053,7998.8549944003007,0,"gsd",15,1.05,1.05,1.05,1.05,1.08,1.08,1.08,1.08,1.08,1.08,1.05,1.05,402.20803144905244,0,104.0028507475906,0,0,0,1,0,null,null,null,0.16085121602811181,null,-1305.4113299521057,0,null,null,7.4389999999999992,5.9600000000000009,6.2474711356919013,13.13,13.290000000000001,14.852837601175882,null,0,0]
[76,"IchNgsd104",1,0.90687281768330053,7998.8549944003007,0,"gsd",15,1.05,1.05,1.05,1.05,1.08,1.08,1.08,1.08,1.08,1.08,1.05,1.05,402.20803144905244,0,104.0028507475906,0,0,0,1,0,null,null,null,0.16085121602811181,null,-1305.4113299521057,0,null,null,7.4389999999999992,5.9600000000000009,6.2474711356919013,13.13,13.290000000000001,14.852837601175882,null,0,0]
[77,"IcoEgsd104",1,0.90687281768330041,7998.8549944002998,0,"gsd",15,1.05,1.05,1.05,1.05,1.08,1.08,1.08,1.08,1.08,1.08,1.05,1.05,402.20803144905244,0,153.70517389719416,0,0,0,1,0,null,null,null,0.23772102354366317,null,-1255.709006802502,0,null,null,7.4389999999999992,5.9600000000000009,6.2474711356919013,13.13,13.290000000000001,14.852837601175882,null,0,0]
[78,"IcoNgsd104",1,0.90687281768330041,7998.8549944002998,0,"gsd",15,1.05,1.05,1.05,1.05,1.08,1.08,1.08,1.08,1.08,1.08,1.05,1.05,402.20803144905244,0,153.70517389719416,0,0,0,1,0,null,null,null,0.23772102354366317,null,-1255.709006802502,0,null,null,7.4389999999999992,5.9600000000000009,6.2474711356919013,13.13,13.290000000000001,14.852837601175882,null,0,0]
[79,"IelEgsd104",1,0.90687281768330053,7998.8549944003007,0,"gsd",15,1.05,1.05,1.05,1.05,1.08,1.08,1.08,1.08,1.08,1.08,1.05,1.05,402.20803144905244,0,104.0028507475906,0,0,0,1,0,null,null,null,0.16085121602811181,null,-1305.4113299521057,0,null,null,7.4389999999999992,5.9600000000000009,6.2474711356919013,13.13,13.290000000000001,14.852837601175882,null,0,0]
[80,"IelNgsd104",1,0.90687281768330053,7998.8549944003007,0,"gsd",15,1.05,1.05,1.05,1.05,1.08,1.08,1.08,1.08,1.08,1.08,1.05,1.05,402.20803144905244,0,104.0028507475906,0,0,0,1,0,null,null,null,0.16085121602811181,null,-1305.4113299521057,0,null,null,7.4389999999999992,5.9600000000000009,6.2474711356919013,13.13,13.290000000000001,14.852837601175882,null,0,0]
[81,"IluEgsd104",1,0.90687281768330053,7998.8549944003007,0,"gsd",15,1.05,1.05,1.05,1.05,1.08,1.08,1.08,1.08,1.08,1.08,1.05,1.05,402.20803144905244,0,104.0028507475906,0,0,0,1,0,null,null,null,0.16085121602811181,null,-1305.4113299521057,0,null,null,7.4389999999999992,5.9600000000000009,6.2474711356919013,13.13,13.290000000000001,14.852837601175882,null,0,0]
[82,"IluNgsd104",1,0.90687281768330053,7998.8549944003007,0,"gsd",15,1.05,1.05,1.05,1.05,1.08,1.08,1.08,1.08,1.08,1.08,1.05,1.05,402.20803144905244,0,104.0028507475906,0,0,0,1,0,null,null,null,0.16085121602811181,null,-1305.4113299521057,0,null,null,7.4389999999999992,5.9600000000000009,6.2474711356919013,13.13,13.290000000000001,14.852837601175882,null,0,0]
[83,"ImeEgsd104",1,0.90687281768330041,7998.8549944002998,0,"gsd",15,1.05,1.05,1.05,1.05,1.08,1.08,1.08,1.08,1.08,1.08,1.05,1.05,402.20803144905244,0,108.61300311715073,0,0,0,1,0,null,null,null,0.16798129572677631,null,-1300.8011775825455,0,null,null,7.4389999999999992,5.9600000000000009,6.2474711356919013,13.13,13.290000000000001,14.852837601175882,null,0,0]
[84,"ImeNgsd104",1,0.90687281768330041,7998.8549944002998,0,"gsd",15,1.05,1.05,1.05,1.05,1.08,1.08,1.08,1.08,1.08,1.08,1.05,1.05,402.20803144905244,0,108.61300311715073,0,0,0,1,0,null,null,null,0.16798129572677631,null,-1300.8011775825455,0,null,null,7.4389999999999992,5.9600000000000009,6.2474711356919013,13.13,13.290000000000001,14.852837601175882,null,0,0]
[85,"ImiEgsd104",1,0.90687281768330041,7998.8549944002998,0,"gsd",15,1.05,1.05,1.05,1.05,1.08,1.08,1.08,1.08,1.08,1.08,1.05,1.05,402.20803144905244,0,143.57427734923604,0,0,0,1,0,null,null,null,0.22205253929077537,null,-1265.8399033504602,0,null,null,7.4389999999999992,5.9600000000000009,6.2474711356919013,13.13,13.290000000000001,14.852837601175882,null,0,0]
[86,"ImiNgsd104",1,0.90687281768330041,7998.8549944002998,0,"gsd",15,1.05,1.05,1.05,1.05,1.08,1.08,1.08,1.08,1.08,1.08,1.05,1.05,402.20803144905244,0,143.57427734923604,0,0,0,1,0,null,null,null,0.22205253929077537,null,-1265.8399033504602,0,null,null,7.4389999999999992,5.9600000000000009,6.2474711356919013,13.13,13.290000000000001,14.852837601175882,null,0,0]
[87,"IprEgsd104",1,0.90687281768330053,7998.8549944003007,0,"gsd",15,1.05,1.05,1.05,1.05,1.08,1.08,1.08,1.08,1.08,1.08,1.05,1.05,402.20803144905244,0,104.0028507475906,0,0,0,1,0,null,null,null,0.16085121602811181,null,-1305.4113299521057,0,null,null,7.4389999999999992,5.9600000000000009,6.2474711356919013,13.13,13.290000000000001,14.852837601175882,null,0,0]
[88,"IprNgsd104",1,0.90687281768330053,7998.8549944003007,0,"gsd",15,1.05,1.05,1.05,1.05,1.08,1.08,1.08,1.08,1.08,1.08,1.05,1.05,402.20803144905244,0,104.0028507475906,0,0,0,1,0,null,null,null,0.16085121602811181,null,-1305.4113299521057,0,null,null,7.4389999999999992,5.9600000000000009,6.2474711356919013,13.13,13.290000000000001,14.852837601175882,null,0,0]
[89,"IstEgsd104",1,0.90687281768330053,7998.8549944003007,0,"gsd",15,1.05,1.05,1.05,1.05,1.08,1.08,1.08,1.08,1.08,1.08,1.05,1.05,402.20803144905244,0,104.0028507475906,0,0,0,1,0,null,null,null,0.16085121602811181,null,-1305.4113299521057,0,null,null,7.4389999999999992,5.9600000000000009,6.2474711356919013,13.13,13.290000000000001,14.852837601175882,null,0,0]
[90,"IstNgsd104",1,0.90687281768330053,7998.8549944003007,0,"gsd",15,1.05,1.05,1.05,1.05,1.08,1.08,1.08,1.08,1.08,1.08,1.05,1.05,402.20803144905244,0,104.0028507475906,0,0,0,1,0,null,null,null,0.16085121602811181,null,-1305.4113299521057,0,null,null,7.4389999999999992,5.9600000000000009,6.2474711356919013,13.13,13.290000000000001,14.852837601175882,null,0,0]
[91,"IteEgsd104",1,0.90687281768330053,7998.8549944003007,0,"gsd",15,1.05,1.05,1.05,1.05,1.08,1.08,1.08,1.08,1.08,1.08,1.05,1.05,402.20803144905244,0,104.0028507475906,0,0,0,1,0,null,null,null,0.16085121602811181,null,-1305.4113299521057,0,null,null,7.4389999999999992,5.9600000000000009,6.2474711356919013,13.13,13.290000000000001,14.852837601175882,null,0,0]
[92,"IteNgsd104",1,0.90687281768330053,7998.8549944003007,0,"gsd",15,1.05,1.05,1.05,1.05,1.08,1.08,1.08,1.08,1.08,1.08,1.05,1.05,402.20803144905244,0,104.0028507475906,0,0,0,1,0,null,null,null,0.16085121602811181,null,-1305.4113299521057,0,null,null,7.4389999999999992,5.9600000000000009,6.2474711356919013,13.13,13.290000000000001,14.852837601175882,null,0,0]
[93,"ItrEgsd104",1,0.90687281768330053,7998.8549944003007,0,"gsd",15,1.05,1.05,1.05,1.05,1.08,1.08,1.08,1.08,1.08,1.08,1.05,1.05,402.20803144905244,0,104.0028507475906,0,0,0,1,0,null,null,null,0.16085121602811181,null,-1305.4113299521057,0,null,null,7.4389999999999992,5.9600000000000009,6.2474711356919013,13.13,13.290000000000001,14.852837601175882,null,0,0]
[94,"ItrNgsd104",1,0.90687281768330053,7998.8549944003007,0,"gsd",15,1.05,1.05,1.05,1.05,1.08,1.08,1.08,1.08,1.08,1.08,1.05,1.05,402.20803144905244,0,104.0028507475906,0,0,0,1,0,null,null,null,0.16085121602811181,null,-1305.4113299521057,0,null,null,7.4389999999999992,5.9600000000000009,6.2474711356919013,13.13,13.290000000000001,14.852837601175882,null,0,0]
[95,"IwaEgsd104",1,0.90220510041481328,7979.8295151838065,0,"gsd",15,1.05,1.05,1.05,1.05,1.08,1.08,1.08,1.08,1.08,1.08,1.05,1.05,401.25136945825528,0,103.75547733267814,0,0,0,1,0,null,null,null,0.16075053923583693,null,-1303.1094794068001,0,null,null,7.4389999999999992,5.9600000000000009,6.2474711356919013,13.13,13.290000000000001,14.852837601175882,null,0,0]
[96,"IwaNgsd104",1,0.90220510041481328,7979.8295151838065,0,"gsd",15,1.05,1.05,1.05,1.05,1.08,1.08,1.08,1.08,1.08,1.08,1.05,1.05,401.25136945825528,0,103.75547733267814,0,0,0,1,0,null,null,null,0.16075053923583693,null,-1303.1094794068001,0,null,null,7.4389999999999992,5.9600000000000009,6.2474711356919013,13.13,13.290000000000001,14.852837601175882,null,0,0]
[97,"IagEgsd105",1,0.90687281768330041,7998.8549944002998,0,"gsd",15,1.05,1.05,1.05,1.05,1.08,1.08,1.08,1.08,1.08,1.08,1.05,1.05,402.20803144905238,0,2606.6202277727393,0,0,0,1,0,null,null,null,4.0314090464528176,null,1197.206047073043,1,null,null,7.4389999999999992,5.9600000000000009,6.2474711356919013,13.13,13.290000000000001,14.852837601175882,null,0,0]
[98,"IagNgsd105",1,0.90687281768330041,7998.8549944002998,0,"gsd",15,1.05,1.05,1.05,1.05,1.08,1.08,1.08,1.08,1.08,1.08,1.05,1.05,402.20803144905238,0,2606.6202277727393,0,0,0,1,0,null,null,null,4.0314090464528176,null,1197.206047073043,1,null,null,7.4389999999999992,5.9600000000000009,6.2474711356919013,13.13,13.290000000000001,14.852837601175882,null,0,0]
[99,"IchEgsd105",1,0.90687281768330041,7998.8549944002998,0,"gsd",15,1.05,1.05,1.05,1.05,1.08,1.08,1.08,1.08,1.08,1.08,1.05,1.05,402.20803144905238,0,2606.6202277727393,0,0,0,1,0,null,null,null,4.0314090464528176,null,1197.206047073043,1,null,null,7.4389999999999992,5.9600000000000009,6.2474711356919013,13.13,13.290000000000001,14.852837601175882,null,0,0]
[100,"IchNgsd105",1,0.90687281768330041,7998.8549944002998,0,"gsd",15,1.05,1.05,1.05,1.05,1.08,1.08,1.08,1.08,1.08,1.08,1.05,1.05,402.20803144905238,0,2606.6202277727393,0,0,0,1,0,null,null,null,4.0314090464528176,null,1197.206047073043,1,null,null,7.4389999999999992,5.9600000000000009,6.2474711356919013,13.13,13.290000000000001,14.852837601175882,null,0,0]
[101,"IcoEgsd105",1,0.90687281768330041,7998.8549944002998,0,"gsd",15,1.05,1.05,1.05,1.05,1.08,1.08,1.08,1.08,1.08,1.08,1.05,1.05,402.20803144905238,0,2606.6202277727393,0,0,0,1,0,null,null,null,4.0314090464528176,null,1197.206047073043,1,null,null,7.4389999999999992,5.9600000000000009,6.2474711356919013,13.13,13.290000000000001,14.852837601175882,null,0,0]
[102,"IcoNgsd105",1,0.90687281768330041,7998.8549944002998,0,"gsd",15,1.05,1.05,1.05,1.05,1.08,1.08,1.08,1.08,1.08,1.08,1.05,1.05,402.20803144905238,0,2606.6202277727393,0,0,0,1,0,null,null,null,4.0314090464528176,null,1197.206047073043,1,null,null,7.4389999999999992,5.9600000000000009,6.2474711356919013,13.13,13.290000000000001,14.852837601175882,null,0,0]
[103,"IelEgsd105",1,0.90687281768330041,7998.8549944002998,0,"gsd",15,1.05,1.05,1.05,1.05,1.08,1.08,1.08,1.08,1.08,1.08,1.05,1.05,402.20803144905238,0,2606.6202277727393,0,0,0,1,0,null,null,null,4.0314090464528176,null,1197.206047073043,1,null,null,7.4389999999999992,5.9600000000000009,6.2474711356919013,13.13,13.290000000000001,14.852837601175882,null,0,0]
[104,"IelNgsd105",1,0.90687281768330041,7998.8549944002998,0,"gsd",15,1.05,1.05,1.05,1.05,1.08,1.08,1.08,1.08,1.08,1.08,1.05,1.05,402.20803144905238,0,2606.6202277727393,0,0,0,1,0,null,null,null,4.0314090464528176,null,1197.206047073043,1,null,null,7.4389999999999992,5.9600000000000009,6.2474711356919013,13.13,13.290000000000001,14.852837601175882,null,0,0]
[105,"IluEgsd105",1,0.9068728176833003,7998.8549944002998,0,"gsd",15,1.05,1.05,1.05,1.05,1.08,1.08,1.08,1.08,1.08,1.08,1.05,1.05,402.20803144905244,0,2710.5895173586428,0,0,0,1,0,null,null,null,4.1922083566569075,null,1301.1753366589464,1,null,null,7.4389999999999992,5.9600000000000009,6.2474711356919013,13.13,13.290000000000001,14.852837601175882,null,0,0]
[106,"IluNgsd105",1,0.9068728176833003,7998.8549944002998,0,"gsd",15,1.05,1.05,1.05,1.05,1.08,1.08,1.08,1.08,1.08,1.08,1.05,1.05,402.20803144905244,0,2710.5895173586428,0,0,0,1,0,null,null,null,4.1922083566569075,null,1301.1753366589464,1,null,null,7.4389999999999992,5.9600000000000009,6.2474711356919013,13.13,13.290000000000001,14.852837601175882,null,0,0]
[107,"ImeEgsd105",1,0.90687281768330041,7998.8549944002998,0,"gsd",15,1.05,1.05,1.05,1.05,1.08,1.08,1.08,1.08,1.08,1.08,1.05,1.05,402.20803144905238,0,2606.6202277727393,0,0,0,1,0,null,null,null,4.0314090464528176,null,1197.206047073043,1,null,null,7.4389999999999992,5.9600000000000009,6.2474711356919013,13.13,13.290000000000001,14.852837601175882,null,0,0]
[108,"ImeNgsd105",1,0.90687281768330041,7998.8549944002998,0,"gsd",15,1.05,1.05,1.05,1.05,1.08,1.08,1.08,1.08,1.08,1.08,1.05,1.05,402.20803144905238,0,2606.6202277727393,0,0,0,1,0,null,null,null,4.0314090464528176,null,1197.206047073043,1,null,null,7.4389999999999992,5.9600000000000009,6.2474711356919013,13.13,13.290000000000001,14.852837601175882,null,0,0]
[109,"ImiEgsd105",1,0.90687281768330041,7998.8549944003007,0,"gsd",15,1.05,1.05,1.05,1.05,1.08,1.08,1.08,1.08,1.08,1.08,1.05,1.05,402.20803144905244,0,2647.3496352095358,0,0,0,1,0,null,null,null,4.0944013074074039,null,1237.9354545098392,1,null,null,7.4389999999999992,5.9600000000000009,6.2474711356919013,13.13,13.290000000000001,14.852837601175882,null,0,0]
[110,"ImiNgsd105",1,0.90687281768330041,7998.8549944003007,0,"gsd",15,1.05,1.05,1.05,1.05,1.08,1.08,1.08,1.08,1.08,1.08,1.05,1.05,402.20803144905244,0,2647.3496352095358,0,0,0,1,0,null,null,null,4.0944013074074039,null,1237.9354545098392,1,null,null,7.4389999999999992,5.9600000000000009,6.2474711356919013,13.13,13.290000000000001,14.852837601175882,null,0,0]
[111,"IprEgsd105",1,0.90687281768330041,7998.8549944002998,0,"gsd",15,1.05,1.05,1.05,1.05,1.08,1.08,1.08,1.08,1.08,1.08,1.05,1.05,402.20803144905238,0,2606.6202277727393,0,0,0,1,0,null,null,null,4.0314090464528176,null,1197.206047073043,1,null,null,7.4389999999999992,5.9600000000000009,6.2474711356919013,13.13,13.290000000000001,14.852837601175882,null,0,0]
[112,"IprNgsd105",1,0.90687281768330041,7998.8549944002998,0,"gsd",15,1.05,1.05,1.05,1.05,1.08,1.08,1.08,1.08,1.08,1.08,1.05,1.05,402.20803144905238,0,2606.6202277727393,0,0,0,1,0,null,null,null,4.0314090464528176,null,1197.206047073043,1,null,null,7.4389999999999992,5.9600000000000009,6.2474711356919013,13.13,13.290000000000001,14.852837601175882,null,0,0]
[113,"IstEgsd105",1,0.90687281768330041,7998.8549944002998,0,"gsd",15,1.05,1.05,1.05,1.05,1.08,1.08,1.08,1.08,1.08,1.08,1.05,1.05,402.20803144905238,0,2606.6202277727393,0,0,0,1,0,null,null,null,4.0314090464528176,null,1197.206047073043,1,null,null,7.4389999999999992,5.9600000000000009,6.2474711356919013,13.13,13.290000000000001,14.852837601175882,null,0,0]
[114,"IstNgsd105",1,0.90687281768330041,7998.8549944002998,0,"gsd",15,1.05,1.05,1.05,1.05,1.08,1.08,1.08,1.08,1.08,1.08,1.05,1.05,402.20803144905238,0,2606.6202277727393,0,0,0,1,0,null,null,null,4.0314090464528176,null,1197.206047073043,1,null,null,7.4389999999999992,5.9600000000000009,6.2474711356919013,13.13,13.290000000000001,14.852837601175882,null,0,0]
[115,"IteEgsd105",1,0.90687281768330041,7998.8549944002998,0,"gsd",15,1.05,1.05,1.05,1.05,1.08,1.08,1.08,1.08,1.08,1.08,1.05,1.05,402.20803144905238,0,2606.6202277727393,0,0,0,1,0,null,null,null,4.0314090464528176,null,1197.206047073043,1,null,null,7.4389999999999992,5.9600000000000009,6.2474711356919013,13.13,13.290000000000001,14.852837601175882,null,0,0]
[116,"IteNgsd105",1,0.90687281768330041,7998.8549944002998,0,"gsd",15,1.05,1.05,1.05,1.05,1.08,1.08,1.08,1.08,1.08,1.08,1.05,1.05,402.20803144905238,0,2606.6202277727393,0,0,0,1,0,null,null,null,4.0314090464528176,null,1197.206047073043,1,null,null,7.4389999999999992,5.9600000000000009,6.2474711356919013,13.13,13.290000000000001,14.852837601175882,null,0,0]
[117,"ItrEgsd105",1,0.90687281768330041,7998.8549944003007,0,"gsd",15,1.05,1.05,1.05,1.05,1.08,1.08,1.08,1.08,1.08,1.08,1.05,1.05,402.2080314490525,0,2689.3704087067008,0,0,0,1,0,null,null,null,4.1593908001652977,null,1279.9562280070043,1,null,null,7.4389999999999992,5.9600000000000009,6.2474711356919013,13.13,13.290000000000001,14.852837601175882,null,0,0]
[118,"ItrNgsd105",1,0.90687281768330041,7998.8549944003007,0,"gsd",15,1.05,1.05,1.05,1.05,1.08,1.08,1.08,1.08,1.08,1.08,1.05,1.05,402.2080314490525,0,2689.3704087067008,0,0,0,1,0,null,null,null,4.1593908001652977,null,1279.9562280070043,1,null,null,7.4389999999999992,5.9600000000000009,6.2474711356919013,13.13,13.290000000000001,14.852837601175882,null,0,0]
[119,"IwaEgsd105",1,0.90220510041481328,7979.8295151838065,0,"gsd",15,1.05,1.05,1.05,1.05,1.08,1.08,1.08,1.08,1.08,1.08,1.05,1.05,401.25136945825528,0,2600.4203155348632,0,0,0,1,0,null,null,null,4.0288857871255539,null,1193.5553587953848,1,null,null,7.4389999999999992,5.9600000000000009,6.2474711356919013,13.13,13.290000000000001,14.852837601175882,null,0,0]
[120,"IwaNgsd105",1,0.90220510041481328,7979.8295151838065,0,"gsd",15,1.05,1.05,1.05,1.05,1.08,1.08,1.08,1.08,1.08,1.08,1.05,1.05,401.25136945825528,0,2600.4203155348632,0,0,0,1,0,null,null,null,4.0288857871255539,null,1193.5553587953848,1,null,null,7.4389999999999992,5.9600000000000009,6.2474711356919013,13.13,13.290000000000001,14.852837601175882,null,0,0]
[121,"IagEgsd106",1,0.90687281768330041,7998.8549944002998,0,"gsd",10,1.05,1.05,1.05,1.05,1.08,1.08,1.08,1.08,1.08,1.08,1.05,1.05,402.20803144905244,0,2324.9256165058005,0,0,0,1,0,null,null,null,3.5957390581289346,null,915.51143580610403,1,null,null,7.4389999999999992,5.9600000000000009,6.2474711356919013,13.13,13.290000000000001,14.852837601175882,null,0,0]
[122,"IagNgsd106",1,0.90687281768330041,7998.8549944002998,0,"gsd",10,1.05,1.05,1.05,1.05,1.08,1.08,1.08,1.08,1.08,1.08,1.05,1.05,402.20803144905244,0,2324.9256165058005,0,0,0,1,0,null,null,null,3.5957390581289346,null,915.51143580610403,1,null,null,7.4389999999999992,5.9600000000000009,6.2474711356919013,13.13,13.290000000000001,14.852837601175882,null,0,0]
[123,"IchEgsd106",1,0.90687281768330041,7998.8549944002998,0,"gsd",10,1.05,1.05,1.05,1.05,1.08,1.08,1.08,1.08,1.08,1.08,1.05,1.05,402.20803144905244,0,2324.9256165058005,0,0,0,1,0,null,null,null,3.5957390581289346,null,915.51143580610403,1,null,null,7.4389999999999992,5.9600000000000009,6.2474711356919013,13.13,13.290000000000001,14.852837601175882,null,0,0]
[124,"IchNgsd106",1,0.90687281768330041,7998.8549944002998,0,"gsd",10,1.05,1.05,1.05,1.05,1.08,1.08,1.08,1.08,1.08,1.08,1.05,1.05,402.20803144905244,0,2324.9256165058005,0,0,0,1,0,null,null,null,3.5957390581289346,null,915.51143580610403,1,null,null,7.4389999999999992,5.9600000000000009,6.2474711356919013,13.13,13.290000000000001,14.852837601175882,null,0,0]
[125,"IcoEgsd106",1,0.90687281768330041,7998.8549944002998,0,"gsd",10,1.05,1.05,1.05,1.05,1.08,1.08,1.08,1.08,1.08,1.08,1.05,1.05,402.20803144905244,0,2324.9256165058005,0,0,0,1,0,null,null,null,3.5957390581289346,null,915.51143580610403,1,null,null,7.4389999999999992,5.9600000000000009,6.2474711356919013,13.13,13.290000000000001,14.852837601175882,null,0,0]
[126,"IcoNgsd106",1,0.90687281768330041,7998.8549944002998,0,"gsd",10,1.05,1.05,1.05,1.05,1.08,1.08,1.08,1.08,1.08,1.08,1.05,1.05,402.20803144905244,0,2324.9256165058005,0,0,0,1,0,null,null,null,3.5957390581289346,null,915.51143580610403,1,null,null,7.4389999999999992,5.9600000000000009,6.2474711356919013,13.13,13.290000000000001,14.852837601175882,null,0,0]
[127,"IelEgsd106",1,0.90687281768330041,7998.8549944002998,0,"gsd",10,1.05,1.05,1.05,1.05,1.08,1.08,1.08,1.08,1.08,1.08,1.05,1.05,402.20803144905244,0,2324.9256165058005,0,0,0,1,0,null,null,null,3.5957390581289346,null,915.51143580610403,1,null,null,7.4389999999999992,5.9600000000000009,6.2474711356919013,13.13,13.290000000000001,14.852837601175882,null,0,0]
[128,"IelNgsd106",1,0.90687281768330041,7998.8549944002998,0,"gsd",10,1.05,1.05,1.05,1.05,1.08,1.08,1.08,1.08,1.08,1.08,1.05,1.05,402.20803144905244,0,2324.9256165058005,0,0,0,1,0,null,null,null,3.5957390581289346,null,915.51143580610403,1,null,null,7.4389999999999992,5.9600000000000009,6.2474711356919013,13.13,13.290000000000001,14.852837601175882,null,0,0]
[129,"IluEgsd106",1,0.90687281768330041,7998.8549944002998,0,"gsd",10,1.05,1.05,1.05,1.05,1.08,1.08,1.08,1.08,1.08,1.08,1.05,1.05,402.2080314490525,0,2417.9261931527881,0,0,0,1,0,null,null,null,3.7395741139707104,null,1008.5120124530916,1,null,null,7.4389999999999992,5.9600000000000009,6.2474711356919013,13.13,13.290000000000001,14.852837601175882,null,0,0]
[130,"IluNgsd106",1,0.90687281768330041,7998.8549944002998,0,"gsd",10,1.05,1.05,1.05,1.05,1.08,1.08,1.08,1.08,1.08,1.08,1.05,1.05,402.2080314490525,0,2417.9261931527881,0,0,0,1,0,null,null,null,3.7395741139707104,null,1008.5120124530916,1,null,null,7.4389999999999992,5.9600000000000009,6.2474711356919013,13.13,13.290000000000001,14.852837601175882,null,0,0]
[131,"ImeEgsd106",1,0.90687281768330041,7998.8549944002998,0,"gsd",10,1.05,1.05,1.05,1.05,1.08,1.08,1.08,1.08,1.08,1.08,1.05,1.05,402.20803144905244,0,2324.9256165058005,0,0,0,1,0,null,null,null,3.5957390581289346,null,915.51143580610403,1,null,null,7.4389999999999992,5.9600000000000009,6.2474711356919013,13.13,13.290000000000001,14.852837601175882,null,0,0]
[132,"ImeNgsd106",1,0.90687281768330041,7998.8549944002998,0,"gsd",10,1.05,1.05,1.05,1.05,1.08,1.08,1.08,1.08,1.08,1.08,1.05,1.05,402.20803144905244,0,2324.9256165058005,0,0,0,1,0,null,null,null,3.5957390581289346,null,915.51143580610403,1,null,null,7.4389999999999992,5.9600000000000009,6.2474711356919013,13.13,13.290000000000001,14.852837601175882,null,0,0]
[133,"ImiEgsd106",1,0.90687281768330041,7998.8549944002998,0,"gsd",10,1.05,1.05,1.05,1.05,1.08,1.08,1.08,1.08,1.08,1.08,1.05,1.05,402.20803144905244,0,2361.2539342378923,0,0,0,1,0,null,null,null,3.6519245765205826,null,951.83975353819585,1,null,null,7.4389999999999992,5.9600000000000009,6.2474711356919013,13.13,13.290000000000001,14.852837601175882,null,0,0]
[134,"ImiNgsd106",1,0.90687281768330041,7998.8549944002998,0,"gsd",10,1.05,1.05,1.05,1.05,1.08,1.08,1.08,1.08,1.08,1.08,1.05,1.05,402.20803144905244,0,2361.2539342378923,0,0,0,1,0,null,null,null,3.6519245765205826,null,951.83975353819585,1,null,null,7.4389999999999992,5.9600000000000009,6.2474711356919013,13.13,13.290000000000001,14.852837601175882,null,0,0]
[135,"IprEgsd106",1,0.90687281768330041,7998.8549944002998,0,"gsd",10,1.05,1.05,1.05,1.05,1.08,1.08,1.08,1.08,1.08,1.08,1.05,1.05,402.20803144905244,0,2324.9256165058005,0,0,0,1,0,null,null,null,3.5957390581289346,null,915.51143580610403,1,null,null,7.4389999999999992,5.9600000000000009,6.2474711356919013,13.13,13.290000000000001,14.852837601175882,null,0,0]
[136,"IprNgsd106",1,0.90687281768330041,7998.8549944002998,0,"gsd",10,1.05,1.05,1.05,1.05,1.08,1.08,1.08,1.08,1.08,1.08,1.05,1.05,402.20803144905244,0,2324.9256165058005,0,0,0,1,0,null,null,null,3.5957390581289346,null,915.51143580610403,1,null,null,7.4389999999999992,5.9600000000000009,6.2474711356919013,13.13,13.290000000000001,14.852837601175882,null,0,0]
[137,"IstEgsd106",1,0.90687281768330041,7998.8549944002998,0,"gsd",10,1.05,1.05,1.05,1.05,1.08,1.08,1.08,1.08,1.08,1.08,1.05,1.05,402.20803144905244,0,2324.9256165058005,0,0,0,1,0,null,null,null,3.5957390581289346,null,915.51143580610403,1,null,null,7.4389999999999992,5.9600000000000009,6.2474711356919013,13.13,13.290000000000001,14.852837601175882,null,0,0]
[138,"IstNgsd106",1,0.90687281768330041,7998.8549944002998,0,"gsd",10,1.05,1.05,1.05,1.05,1.08,1.08,1.08,1.08,1.08,1.08,1.05,1.05,402.20803144905244,0,2324.9256165058005,0,0,0,1,0,null,null,null,3.5957390581289346,null,915.51143580610403,1,null,null,7.4389999999999992,5.9600000000000009,6.2474711356919013,13.13,13.290000000000001,14.852837601175882,null,0,0]
[139,"IteEgsd106",1,0.90687281768330041,7998.8549944002998,0,"gsd",10,1.05,1.05,1.05,1.05,1.08,1.08,1.08,1.08,1.08,1.08,1.05,1.05,402.20803144905244,0,2324.9256165058005,0,0,0,1,0,null,null,null,3.5957390581289346,null,915.51143580610403,1,null,null,7.4389999999999992,5.9600000000000009,6.2474711356919013,13.13,13.290000000000001,14.852837601175882,null,0,0]
[140,"IteNgsd106",1,0.90687281768330041,7998.8549944002998,0,"gsd",10,1.05,1.05,1.05,1.05,1.08,1.08,1.08,1.08,1.08,1.08,1.05,1.05,402.20803144905244,0,2324.9256165058005,0,0,0,1,0,null,null,null,3.5957390581289346,null,915.51143580610403,1,null,null,7.4389999999999992,5.9600000000000009,6.2474711356919013,13.13,13.290000000000001,14.852837601175882,null,0,0]
[141,"ItrEgsd106",1,0.9068728176833003,7998.8549944002998,0,"gsd",10,1.05,1.05,1.05,1.05,1.08,1.08,1.08,1.08,1.08,1.08,1.05,1.05,402.20803144905244,0,2398.7355755975095,0,0,0,1,0,null,null,null,3.7098938297486121,null,989.32139489781309,1,null,null,7.4389999999999992,5.9600000000000009,6.2474711356919013,13.13,13.290000000000001,14.852837601175882,null,0,0]
[142,"ItrNgsd106",1,0.9068728176833003,7998.8549944002998,0,"gsd",10,1.05,1.05,1.05,1.05,1.08,1.08,1.08,1.08,1.08,1.08,1.05,1.05,402.20803144905244,0,2398.7355755975095,0,0,0,1,0,null,null,null,3.7098938297486121,null,989.32139489781309,1,null,null,7.4389999999999992,5.9600000000000009,6.2474711356919013,13.13,13.290000000000001,14.852837601175882,null,0,0]
[143,"IwaEgsd106",1,0.90220510041481328,7979.8295151838056,0,"gsd",10,1.05,1.05,1.05,1.05,1.08,1.08,1.08,1.08,1.08,1.08,1.05,1.05,401.25136945825528,0,2319.3957220361935,0,0,0,1,0,null,null,null,3.5934884846911403,null,912.53076529671546,1,null,null,7.4389999999999992,5.9600000000000009,6.2474711356919013,13.13,13.290000000000001,14.852837601175882,null,0,0]
[144,"IwaNgsd106",1,0.90220510041481328,7979.8295151838056,0,"gsd",10,1.05,1.05,1.05,1.05,1.08,1.08,1.08,1.08,1.08,1.08,1.05,1.05,401.25136945825528,0,2319.3957220361935,0,0,0,1,0,null,null,null,3.5934884846911403,null,912.53076529671546,1,null,null,7.4389999999999992,5.9600000000000009,6.2474711356919013,13.13,13.290000000000001,14.852837601175882,null,0,0]
[145,"IagEgsd107",1,0.90687281768330041,7998.8549944002998,0,"gsd",13,1.05,1.05,1.05,1.05,1.08,1.08,1.08,1.08,1.08,1.08,1.05,1.05,402.20803144905238,0,310.83946216189918,0,0,0,1,0,null,null,null,0.48074552878949856,null,-1098.574718537797,0,null,null,7.4389999999999992,5.9600000000000009,6.2474711356919013,13.13,13.290000000000001,14.852837601175882,null,0,0]
[146,"IagNgsd107",1,0.90687281768330041,7998.8549944002998,0,"gsd",13,1.05,1.05,1.05,1.05,1.08,1.08,1.08,1.08,1.08,1.08,1.05,1.05,402.20803144905238,0,310.83946216189918,0,0,0,1,0,null,null,null,0.48074552878949856,null,-1098.574718537797,0,null,null,7.4389999999999992,5.9600000000000009,6.2474711356919013,13.13,13.290000000000001,14.852837601175882,null,0,0]
[147,"IchEgsd107",1,0.90687281768330041,7998.8549944002998,0,"gsd",13,1.05,1.05,1.05,1.05,1.08,1.08,1.08,1.08,1.08,1.08,1.05,1.05,402.20803144905238,0,310.83946216189918,0,0,0,1,0,null,null,null,0.48074552878949856,null,-1098.574718537797,0,null,null,7.4389999999999992,5.9600000000000009,6.2474711356919013,13.13,13.290000000000001,14.852837601175882,null,0,0]
[148,"IchNgsd107",1,0.90687281768330041,7998.8549944002998,0,"gsd",13,1.05,1.05,1.05,1.05,1.08,1.08,1.08,1.08,1.08,1.08,1.05,1.05,402.20803144905238,0,310.83946216189918,0,0,0,1,0,null,null,null,0.48074552878949856,null,-1098.574718537797,0,null,null,7.4389999999999992,5.9600000000000009,6.2474711356919013,13.13,13.290000000000001,14.852837601175882,null,0,0]
[149,"IcoEgsd107",1,0.90687281768330041,7998.8549944002998,0,"gsd",13,1.05,1.05,1.05,1.05,1.08,1.08,1.08,1.08,1.08,1.08,1.05,1.05,402.20803144905238,0,310.83946216189918,0,0,0,1,0,null,null,null,0.48074552878949856,null,-1098.574718537797,0,null,null,7.4389999999999992,5.9600000000000009,6.2474711356919013,13.13,13.290000000000001,14.852837601175882,null,0,0]
[150,"IcoNgsd107",1,0.90687281768330041,7998.8549944002998,0,"gsd",13,1.05,1.05,1.05,1.05,1.08,1.08,1.08,1.08,1.08,1.08,1.05,1.05,402.20803144905238,0,310.83946216189918,0,0,0,1,0,null,null,null,0.48074552878949856,null,-1098.574718537797,0,null,null,7.4389999999999992,5.9600000000000009,6.2474711356919013,13.13,13.290000000000001,14.852837601175882,null,0,0]
[151,"IelEgsd107",1,0.90687281768330041,7998.8549944002998,0,"gsd",13,1.05,1.05,1.05,1.05,1.08,1.08,1.08,1.08,1.08,1.08,1.05,1.05,402.20803144905238,0,310.83946216189918,0,0,0,1,0,null,null,null,0.48074552878949856,null,-1098.574718537797,0,null,null,7.4389999999999992,5.9600000000000009,6.2474711356919013,13.13,13.290000000000001,14.852837601175882,null,0,0]
[152,"IelNgsd107",1,0.90687281768330041,7998.8549944002998,0,"gsd",13,1.05,1.05,1.05,1.05,1.08,1.08,1.08,1.08,1.08,1.08,1.05,1.05,402.20803144905238,0,310.83946216189918,0,0,0,1,0,null,null,null,0.48074552878949856,null,-1098.574718537797,0,null,null,7.4389999999999992,5.9600000000000009,6.2474711356919013,13.13,13.290000000000001,14.852837601175882,null,0,0]
[153,"IluEgsd107",1,0.90687281768330041,7998.8549944002998,0,"gsd",13,1.05,1.05,1.05,1.05,1.08,1.08,1.08,1.08,1.08,1.08,1.05,1.05,402.20803144905244,0,323.27304064837324,0,0,0,1,0,null,null,null,0.49997534994107556,null,-1086.141140051323,0,null,null,7.4389999999999992,5.9600000000000009,6.2474711356919013,13.13,13.290000000000001,14.852837601175882,null,0,0]
[154,"IluNgsd107",1,0.90687281768330041,7998.8549944002998,0,"gsd",13,1.05,1.05,1.05,1.05,1.08,1.08,1.08,1.08,1.08,1.08,1.05,1.05,402.20803144905244,0,323.27304064837324,0,0,0,1,0,null,null,null,0.49997534994107556,null,-1086.141140051323,0,null,null,7.4389999999999992,5.9600000000000009,6.2474711356919013,13.13,13.290000000000001,14.852837601175882,null,0,0]
[155,"ImeEgsd107",1,0.90687281768330041,7998.8549944002998,0,"gsd",13,1.05,1.05,1.05,1.05,1.08,1.08,1.08,1.08,1.08,1.08,1.05,1.05,402.20803144905238,0,310.83946216189918,0,0,0,1,0,null,null,null,0.48074552878949856,null,-1098.574718537797,0,null,null,7.4389999999999992,5.9600000000000009,6.2474711356919013,13.13,13.290000000000001,14.852837601175882,null,0,0]
[156,"ImeNgsd107",1,0.90687281768330041,7998.8549944002998,0,"gsd",13,1.05,1.05,1.05,1.05,1.08,1.08,1.08,1.08,1.08,1.08,1.05,1.05,402.20803144905238,0,310.83946216189918,0,0,0,1,0,null,null,null,0.48074552878949856,null,-1098.574718537797,0,null,null,7.4389999999999992,5.9600000000000009,6.2474711356919013,13.13,13.290000000000001,14.852837601175882,null,0,0]
[157,"ImiEgsd107",1,0.90687281768330041,7998.8549944003007,0,"gsd",13,1.05,1.05,1.05,1.05,1.08,1.08,1.08,1.08,1.08,1.08,1.05,1.05,402.20803144905244,0,315.69644399873715,0,0,0,1,0,null,null,null,0.48825735590833291,null,-1093.7177367009592,0,null,null,7.4389999999999992,5.9600000000000009,6.2474711356919013,13.13,13.290000000000001,14.852837601175882,null,0,0]
[158,"ImiNgsd107",1,0.90687281768330041,7998.8549944003007,0,"gsd",13,1.05,1.05,1.05,1.05,1.08,1.08,1.08,1.08,1.08,1.08,1.05,1.05,402.20803144905244,0,315.69644399873715,0,0,0,1,0,null,null,null,0.48825735590833291,null,-1093.7177367009592,0,null,null,7.4389999999999992,5.9600000000000009,6.2474711356919013,13.13,13.290000000000001,14.852837601175882,null,0,0]
[159,"IprEgsd107",1,0.90687281768330041,7998.8549944002998,0,"gsd",13,1.05,1.05,1.05,1.05,1.08,1.08,1.08,1.08,1.08,1.08,1.05,1.05,402.20803144905238,0,310.83946216189918,0,0,0,1,0,null,null,null,0.48074552878949856,null,-1098.574718537797,0,null,null,7.4389999999999992,5.9600000000000009,6.2474711356919013,13.13,13.290000000000001,14.852837601175882,null,0,0]
[160,"IprNgsd107",1,0.90687281768330041,7998.8549944002998,0,"gsd",13,1.05,1.05,1.05,1.05,1.08,1.08,1.08,1.08,1.08,1.08,1.05,1.05,402.20803144905238,0,310.83946216189918,0,0,0,1,0,null,null,null,0.48074552878949856,null,-1098.574718537797,0,null,null,7.4389999999999992,5.9600000000000009,6.2474711356919013,13.13,13.290000000000001,14.852837601175882,null,0,0]
[161,"IstEgsd107",1,0.90687281768330041,7998.8549944002998,0,"gsd",13,1.05,1.05,1.05,1.05,1.08,1.08,1.08,1.08,1.08,1.08,1.05,1.05,402.20803144905238,0,310.83946216189918,0,0,0,1,0,null,null,null,0.48074552878949856,null,-1098.574718537797,0,null,null,7.4389999999999992,5.9600000000000009,6.2474711356919013,13.13,13.290000000000001,14.852837601175882,null,0,0]
[162,"IstNgsd107",1,0.90687281768330041,7998.8549944002998,0,"gsd",13,1.05,1.05,1.05,1.05,1.08,1.08,1.08,1.08,1.08,1.08,1.05,1.05,402.20803144905238,0,310.83946216189918,0,0,0,1,0,null,null,null,0.48074552878949856,null,-1098.574718537797,0,null,null,7.4389999999999992,5.9600000000000009,6.2474711356919013,13.13,13.290000000000001,14.852837601175882,null,0,0]
[163,"IteEgsd107",1,0.90687281768330041,7998.8549944002998,0,"gsd",13,1.05,1.05,1.05,1.05,1.08,1.08,1.08,1.08,1.08,1.08,1.05,1.05,402.20803144905238,0,310.83946216189918,0,0,0,1,0,null,null,null,0.48074552878949856,null,-1098.574718537797,0,null,null,7.4389999999999992,5.9600000000000009,6.2474711356919013,13.13,13.290000000000001,14.852837601175882,null,0,0]
[164,"IteNgsd107",1,0.90687281768330041,7998.8549944002998,0,"gsd",13,1.05,1.05,1.05,1.05,1.08,1.08,1.08,1.08,1.08,1.08,1.05,1.05,402.20803144905238,0,310.83946216189918,0,0,0,1,0,null,null,null,0.48074552878949856,null,-1098.574718537797,0,null,null,7.4389999999999992,5.9600000000000009,6.2474711356919013,13.13,13.290000000000001,14.852837601175882,null,0,0]
[165,"ItrEgsd107",1,0.90687281768330041,7998.8549944003007,0,"gsd",13,1.05,1.05,1.05,1.05,1.08,1.08,1.08,1.08,1.08,1.08,1.05,1.05,402.2080314490525,0,320.70742123827409,0,0,0,1,0,null,null,null,0.49600735291971176,null,-1088.7067594614223,0,null,null,7.4389999999999992,5.9600000000000009,6.2474711356919013,13.13,13.290000000000001,14.852837601175882,null,0,0]
[166,"ItrNgsd107",1,0.90687281768330041,7998.8549944003007,0,"gsd",13,1.05,1.05,1.05,1.05,1.08,1.08,1.08,1.08,1.08,1.08,1.05,1.05,402.2080314490525,0,320.70742123827409,0,0,0,1,0,null,null,null,0.49600735291971176,null,-1088.7067594614223,0,null,null,7.4389999999999992,5.9600000000000009,6.2474711356919013,13.13,13.290000000000001,14.852837601175882,null,0,0]
[167,"IwaEgsd107",1,0.90220510041481328,7979.8295151838065,0,"gsd",13,1.05,1.05,1.05,1.05,1.08,1.08,1.08,1.08,1.08,1.08,1.05,1.05,401.25136945825528,0,310.10012262753241,0,0,0,1,0,null,null,null,0.48044463011472222,null,-1096.7648341119459,0,null,null,7.4389999999999992,5.9600000000000009,6.2474711356919013,13.13,13.290000000000001,14.852837601175882,null,0,0]
[168,"IwaNgsd107",1,0.90220510041481328,7979.8295151838065,0,"gsd",13,1.05,1.05,1.05,1.05,1.08,1.08,1.08,1.08,1.08,1.08,1.05,1.05,401.25136945825528,0,310.10012262753241,0,0,0,1,0,null,null,null,0.48044463011472222,null,-1096.7648341119459,0,null,null,7.4389999999999992,5.9600000000000009,6.2474711356919013,13.13,13.290000000000001,14.852837601175882,null,0,0]
[169,"IagEgsd108",1,0.90687281768330019,7998.8549944002989,0,"gsd",5,1.05,1.05,1.05,1.05,1.08,1.08,1.08,1.08,1.08,1.08,1.05,1.05,402.20803144905238,0,99.097661604567904,0,0,0,1,0,null,null,null,0.15326483130085117,null,-1310.3165190951281,0,null,null,7.4389999999999992,5.9600000000000009,6.2474711356919013,13.13,13.290000000000001,14.852837601175882,null,0,0]
[170,"IagNgsd108",1,0.90687281768330019,7998.8549944002989,0,"gsd",5,1.05,1.05,1.05,1.05,1.08,1.08,1.08,1.08,1.08,1.08,1.05,1.05,402.20803144905238,0,99.097661604567904,0,0,0,1,0,null,null,null,0.15326483130085117,null,-1310.3165190951281,0,null,null,7.4389999999999992,5.9600000000000009,6.2474711356919013,13.13,13.290000000000001,14.852837601175882,null,0,0]
[171,"IchEgsd108",1,0.90687281768330019,7998.8549944002989,0,"gsd",5,1.05,1.05,1.05,1.05,1.08,1.08,1.08,1.08,1.08,1.08,1.05,1.05,402.20803144905238,0,99.097661604567904,0,0,0,1,0,null,null,null,0.15326483130085117,null,-1310.3165190951281,0,null,null,7.4389999999999992,5.9600000000000009,6.2474711356919013,13.13,13.290000000000001,14.852837601175882,null,0,0]
[172,"IchNgsd108",1,0.90687281768330019,7998.8549944002989,0,"gsd",5,1.05,1.05,1.05,1.05,1.08,1.08,1.08,1.08,1.08,1.08,1.05,1.05,402.20803144905238,0,99.097661604567904,0,0,0,1,0,null,null,null,0.15326483130085117,null,-1310.3165190951281,0,null,null,7.4389999999999992,5.9600000000000009,6.2474711356919013,13.13,13.290000000000001,14.852837601175882,null,0,0]
[173,"IcoEgsd108",1,0.90687281768330019,7998.8549944002989,0,"gsd",5,1.05,1.05,1.05,1.05,1.08,1.08,1.08,1.08,1.08,1.08,1.05,1.05,402.20803144905238,0,99.097661604567904,0,0,0,1,0,null,null,null,0.15326483130085117,null,-1310.3165190951281,0,null,null,7.4389999999999992,5.9600000000000009,6.2474711356919013,13.13,13.290000000000001,14.852837601175882,null,0,0]
[174,"IcoNgsd108",1,0.90687281768330019,7998.8549944002989,0,"gsd",5,1.05,1.05,1.05,1.05,1.08,1.08,1.08,1.08,1.08,1.08,1.05,1.05,402.20803144905238,0,99.097661604567904,0,0,0,1,0,null,null,null,0.15326483130085117,null,-1310.3165190951281,0,null,null,7.4389999999999992,5.9600000000000009,6.2474711356919013,13.13,13.290000000000001,14.852837601175882,null,0,0]
[175,"IelEgsd108",1,0.90687281768330019,7998.8549944002989,0,"gsd",5,1.05,1.05,1.05,1.05,1.08,1.08,1.08,1.08,1.08,1.08,1.05,1.05,402.20803144905238,0,99.097661604567904,0,0,0,1,0,null,null,null,0.15326483130085117,null,-1310.3165190951281,0,null,null,7.4389999999999992,5.9600000000000009,6.2474711356919013,13.13,13.290000000000001,14.852837601175882,null,0,0]
[176,"IelNgsd108",1,0.90687281768330019,7998.8549944002989,0,"gsd",5,1.05,1.05,1.05,1.05,1.08,1.08,1.08,1.08,1.08,1.08,1.05,1.05,402.20803144905238,0,99.097661604567904,0,0,0,1,0,null,null,null,0.15326483130085117,null,-1310.3165190951281,0,null,null,7.4389999999999992,5.9600000000000009,6.2474711356919013,13.13,13.290000000000001,14.852837601175882,null,0,0]
[177,"IluEgsd108",1,0.9068728176833003,7998.8549944002998,0,"gsd",5,1.05,1.05,1.05,1.05,1.08,1.08,1.08,1.08,1.08,1.08,1.05,1.05,402.20803144905244,0,103.06156806875063,0,0,0,1,0,null,null,null,0.15939542455288522,null,-1306.3526126309457,0,null,null,7.4389999999999992,5.9600000000000009,6.2474711356919013,13.13,13.290000000000001,14.852837601175882,null,0,0]
[178,"IluNgsd108",1,0.9068728176833003,7998.8549944002998,0,"gsd",5,1.05,1.05,1.05,1.05,1.08,1.08,1.08,1.08,1.08,1.08,1.05,1.05,402.20803144905244,0,103.06156806875063,0,0,0,1,0,null,null,null,0.15939542455288522,null,-1306.3526126309457,0,null,null,7.4389999999999992,5.9600000000000009,6.2474711356919013,13.13,13.290000000000001,14.852837601175882,null,0,0]
[179,"ImeEgsd108",1,0.90687281768330019,7998.8549944002989,0,"gsd",5,1.05,1.05,1.05,1.05,1.08,1.08,1.08,1.08,1.08,1.08,1.05,1.05,402.20803144905238,0,99.097661604567904,0,0,0,1,0,null,null,null,0.15326483130085117,null,-1310.3165190951281,0,null,null,7.4389999999999992,5.9600000000000009,6.2474711356919013,13.13,13.290000000000001,14.852837601175882,null,0,0]
[180,"ImeNgsd108",1,0.90687281768330019,7998.8549944002989,0,"gsd",5,1.05,1.05,1.05,1.05,1.08,1.08,1.08,1.08,1.08,1.08,1.05,1.05,402.20803144905238,0,99.097661604567904,0,0,0,1,0,null,null,null,0.15326483130085117,null,-1310.3165190951281,0,null,null,7.4389999999999992,5.9600000000000009,6.2474711356919013,13.13,13.290000000000001,14.852837601175882,null,0,0]
[181,"ImiEgsd108",1,0.90687281768330041,7998.8549944002998,0,"gsd",5,1.05,1.05,1.05,1.05,1.08,1.08,1.08,1.08,1.08,1.08,1.05,1.05,402.20803144905244,0,100.6460625671393,0,0,0,1,0,null,null,null,0.15565959428992698,null,-1308.768118132557,0,null,null,7.4389999999999992,5.9600000000000009,6.2474711356919013,13.13,13.290000000000001,14.852837601175882,null,0,0]
[182,"ImiNgsd108",1,0.90687281768330041,7998.8549944002998,0,"gsd",5,1.05,1.05,1.05,1.05,1.08,1.08,1.08,1.08,1.08,1.08,1.05,1.05,402.20803144905244,0,100.6460625671393,0,0,0,1,0,null,null,null,0.15565959428992698,null,-1308.768118132557,0,null,null,7.4389999999999992,5.9600000000000009,6.2474711356919013,13.13,13.290000000000001,14.852837601175882,null,0,0]
[183,"IprEgsd108",1,0.90687281768330019,7998.8549944002989,0,"gsd",5,1.05,1.05,1.05,1.05,1.08,1.08,1.08,1.08,1.08,1.08,1.05,1.05,402.20803144905238,0,99.097661604567904,0,0,0,1,0,null,null,null,0.15326483130085117,null,-1310.3165190951281,0,null,null,7.4389999999999992,5.9600000000000009,6.2474711356919013,13.13,13.290000000000001,14.852837601175882,null,0,0]
[184,"IprNgsd108",1,0.90687281768330019,7998.8549944002989,0,"gsd",5,1.05,1.05,1.05,1.05,1.08,1.08,1.08,1.08,1.08,1.08,1.05,1.05,402.20803144905238,0,99.097661604567904,0,0,0,1,0,null,null,null,0.15326483130085117,null,-1310.3165190951281,0,null,null,7.4389999999999992,5.9600000000000009,6.2474711356919013,13.13,13.290000000000001,14.852837601175882,null,0,0]
[185,"IstEgsd108",1,0.90687281768330019,7998.8549944002989,0,"gsd",5,1.05,1.05,1.05,1.05,1.08,1.08,1.08,1.08,1.08,1.08,1.05,1.05,402.20803144905238,0,99.097661604567904,0,0,0,1,0,null,null,null,0.15326483130085117,null,-1310.3165190951281,0,null,null,7.4389999999999992,5.9600000000000009,6.2474711356919013,13.13,13.290000000000001,14.852837601175882,null,0,0]
[186,"IstNgsd108",1,0.90687281768330019,7998.8549944002989,0,"gsd",5,1.05,1.05,1.05,1.05,1.08,1.08,1.08,1.08,1.08,1.08,1.05,1.05,402.20803144905238,0,99.097661604567904,0,0,0,1,0,null,null,null,0.15326483130085117,null,-1310.3165190951281,0,null,null,7.4389999999999992,5.9600000000000009,6.2474711356919013,13.13,13.290000000000001,14.852837601175882,null,0,0]
[187,"IteEgsd108",1,0.90687281768330019,7998.8549944002989,0,"gsd",5,1.05,1.05,1.05,1.05,1.08,1.08,1.08,1.08,1.08,1.08,1.05,1.05,402.20803144905238,0,99.097661604567904,0,0,0,1,0,null,null,null,0.15326483130085117,null,-1310.3165190951281,0,null,null,7.4389999999999992,5.9600000000000009,6.2474711356919013,13.13,13.290000000000001,14.852837601175882,null,0,0]
[188,"IteNgsd108",1,0.90687281768330019,7998.8549944002989,0,"gsd",5,1.05,1.05,1.05,1.05,1.08,1.08,1.08,1.08,1.08,1.08,1.05,1.05,402.20803144905238,0,99.097661604567904,0,0,0,1,0,null,null,null,0.15326483130085117,null,-1310.3165190951281,0,null,null,7.4389999999999992,5.9600000000000009,6.2474711356919013,13.13,13.290000000000001,14.852837601175882,null,0,0]
[189,"ItrEgsd108",1,0.90687281768330041,7998.8549944002998,0,"gsd",5,1.05,1.05,1.05,1.05,1.08,1.08,1.08,1.08,1.08,1.08,1.05,1.05,402.20803144905244,0,102.24361911582405,0,0,0,1,0,null,null,null,0.15813038150087821,null,-1307.1705615838721,0,null,null,7.4389999999999992,5.9600000000000009,6.2474711356919013,13.13,13.290000000000001,14.852837601175882,null,0,0]
[190,"ItrNgsd108",1,0.90687281768330041,7998.8549944002998,0,"gsd",5,1.05,1.05,1.05,1.05,1.08,1.08,1.08,1.08,1.08,1.08,1.05,1.05,402.20803144905244,0,102.24361911582405,0,0,0,1,0,null,null,null,0.15813038150087821,null,-1307.1705615838721,0,null,null,7.4389999999999992,5.9600000000000009,6.2474711356919013,13.13,13.290000000000001,14.852837601175882,null,0,0]
[191,"IwaEgsd108",1,0.90220510041481328,7979.8295151838065,0,"gsd",5,1.05,1.05,1.05,1.05,1.08,1.08,1.08,1.08,1.08,1.08,1.05,1.05,401.25136945825528,0,98.861955306281388,0,0,0,1,0,null,null,null,0.15316890282753939,null,-1308.0030014331969,0,null,null,7.4389999999999992,5.9600000000000009,6.2474711356919013,13.13,13.290000000000001,14.852837601175882,null,0,0]
[192,"IwaNgsd108",1,0.90220510041481328,7979.8295151838065,0,"gsd",5,1.05,1.05,1.05,1.05,1.08,1.08,1.08,1.08,1.08,1.08,1.05,1.05,401.25136945825528,0,98.861955306281388,0,0,0,1,0,null,null,null,0.15316890282753939,null,-1308.0030014331969,0,null,null,7.4389999999999992,5.9600000000000009,6.2474711356919013,13.13,13.290000000000001,14.852837601175882,null,0,0]
[193,"IagEgsd109",1,0.9068728176833003,7998.8549944002989,0,"gsd",3,1.05,1.05,1.05,1.05,1.08,1.08,1.08,1.08,1.08,1.08,1.05,1.05,402.20803144905238,0,1507.5092839758818,0,0,0,1,0,null,null,null,2.3315197589120538,null,98.095103276185597,1,null,null,7.4389999999999992,5.9600000000000009,6.2474711356919013,13.13,13.290000000000001,14.852837601175882,null,0,0]
[194,"IagNgsd109",1,0.9068728176833003,7998.8549944002989,0,"gsd",3,1.05,1.05,1.05,1.05,1.08,1.08,1.08,1.08,1.08,1.08,1.05,1.05,402.20803144905238,0,1507.5092839758818,0,0,0,1,0,null,null,null,2.3315197589120538,null,98.095103276185597,1,null,null,7.4389999999999992,5.9600000000000009,6.2474711356919013,13.13,13.290000000000001,14.852837601175882,null,0,0]
[195,"IchEgsd109",1,0.9068728176833003,7998.8549944002989,0,"gsd",3,1.05,1.05,1.05,1.05,1.08,1.08,1.08,1.08,1.08,1.08,1.05,1.05,402.20803144905238,0,1507.5092839758818,0,0,0,1,0,null,null,null,2.3315197589120538,null,98.095103276185597,1,null,null,7.4389999999999992,5.9600000000000009,6.2474711356919013,13.13,13.290000000000001,14.852837601175882,null,0,0]
[196,"IchNgsd109",1,0.9068728176833003,7998.8549944002989,0,"gsd",3,1.05,1.05,1.05,1.05,1.08,1.08,1.08,1.08,1.08,1.08,1.05,1.05,402.20803144905238,0,1507.5092839758818,0,0,0,1,0,null,null,null,2.3315197589120538,null,98.095103276185597,1,null,null,7.4389999999999992,5.9600000000000009,6.2474711356919013,13.13,13.290000000000001,14.852837601175882,null,0,0]
[197,"IcoEgsd109",1,0.9068728176833003,7998.8549944002989,0,"gsd",3,1.05,1.05,1.05,1.05,1.08,1.08,1.08,1.08,1.08,1.08,1.05,1.05,402.20803144905238,0,1507.5092839758818,0,0,0,1,0,null,null,null,2.3315197589120538,null,98.095103276185597,1,null,null,7.4389999999999992,5.9600000000000009,6.2474711356919013,13.13,13.290000000000001,14.852837601175882,null,0,0]
[198,"IcoNgsd109",1,0.9068728176833003,7998.8549944002989,0,"gsd",3,1.05,1.05,1.05,1.05,1.08,1.08,1.08,1.08,1.08,1.08,1.05,1.05,402.20803144905238,0,1507.5092839758818,0,0,0,1,0,null,null,null,2.3315197589120538,null,98.095103276185597,1,null,null,7.4389999999999992,5.9600000000000009,6.2474711356919013,13.13,13.290000000000001,14.852837601175882,null,0,0]
[199,"IelEgsd109",1,0.9068728176833003,7998.8549944002989,0,"gsd",3,1.05,1.05,1.05,1.05,1.08,1.08,1.08,1.08,1.08,1.08,1.05,1.05,402.20803144905238,0,1507.5092839758818,0,0,0,1,0,null,null,null,2.3315197589120538,null,98.095103276185597,1,null,null,7.4389999999999992,5.9600000000000009,6.2474711356919013,13.13,13.290000000000001,14.852837601175882,null,0,0]
[200,"IelNgsd109",1,0.9068728176833003,7998.8549944002989,0,"gsd",3,1.05,1.05,1.05,1.05,1.08,1.08,1.08,1.08,1.08,1.08,1.05,1.05,402.20803144905238,0,1507.5092839758818,0,0,0,1,0,null,null,null,2.3315197589120538,null,98.095103276185597,1,null,null,7.4389999999999992,5.9600000000000009,6.2474711356919013,13.13,13.290000000000001,14.852837601175882,null,0,0]
[201,"IluEgsd109",1,0.90687281768330041,7998.8549944002998,0,"gsd",3,1.05,1.05,1.05,1.05,1.08,1.08,1.08,1.08,1.08,1.08,1.05,1.05,402.20803144905244,0,1567.6369383487956,0,0,0,1,0,null,null,null,2.4245134245017952,null,158.22275764909935,1,null,null,7.4389999999999992,5.9600000000000009,6.2474711356919013,13.13,13.290000000000001,14.852837601175882,null,0,0]
[202,"IluNgsd109",1,0.90687281768330041,7998.8549944002998,0,"gsd",3,1.05,1.05,1.05,1.05,1.08,1.08,1.08,1.08,1.08,1.08,1.05,1.05,402.20803144905244,0,1567.6369383487956,0,0,0,1,0,null,null,null,2.4245134245017952,null,158.22275764909935,1,null,null,7.4389999999999992,5.9600000000000009,6.2474711356919013,13.13,13.290000000000001,14.852837601175882,null,0,0]
[203,"ImeEgsd109",1,0.9068728176833003,7998.8549944002989,0,"gsd",3,1.05,1.05,1.05,1.05,1.08,1.08,1.08,1.08,1.08,1.08,1.05,1.05,402.20803144905238,0,1507.5092839758818,0,0,0,1,0,null,null,null,2.3315197589120538,null,98.095103276185597,1,null,null,7.4389999999999992,5.9600000000000009,6.2474711356919013,13.13,13.290000000000001,14.852837601175882,null,0,0]
[204,"ImeNgsd109",1,0.9068728176833003,7998.8549944002989,0,"gsd",3,1.05,1.05,1.05,1.05,1.08,1.08,1.08,1.08,1.08,1.08,1.05,1.05,402.20803144905238,0,1507.5092839758818,0,0,0,1,0,null,null,null,2.3315197589120538,null,98.095103276185597,1,null,null,7.4389999999999992,5.9600000000000009,6.2474711356919013,13.13,13.290000000000001,14.852837601175882,null,0,0]
[205,"ImiEgsd109",1,0.9068728176833003,7998.8549944002989,0,"gsd",3,1.05,1.05,1.05,1.05,1.08,1.08,1.08,1.08,1.08,1.08,1.05,1.05,402.20803144905238,0,1531.064995119315,0,0,0,1,0,null,null,null,2.3679511139623473,null,121.6508144196188,1,null,null,7.4389999999999992,5.9600000000000009,6.2474711356919013,13.13,13.290000000000001,14.852837601175882,null,0,0]
[206,"ImiNgsd109",1,0.9068728176833003,7998.8549944002989,0,"gsd",3,1.05,1.05,1.05,1.05,1.08,1.08,1.08,1.08,1.08,1.08,1.05,1.05,402.20803144905238,0,1531.064995119315,0,0,0,1,0,null,null,null,2.3679511139623473,null,121.6508144196188,1,null,null,7.4389999999999992,5.9600000000000009,6.2474711356919013,13.13,13.290000000000001,14.852837601175882,null,0,0]
[207,"IprEgsd109",1,0.9068728176833003,7998.8549944002989,0,"gsd",3,1.05,1.05,1.05,1.05,1.08,1.08,1.08,1.08,1.08,1.08,1.05,1.05,402.20803144905238,0,1507.5092839758818,0,0,0,1,0,null,null,null,2.3315197589120538,null,98.095103276185597,1,null,null,7.4389999999999992,5.9600000000000009,6.2474711356919013,13.13,13.290000000000001,14.852837601175882,null,0,0]
[208,"IprNgsd109",1,0.9068728176833003,7998.8549944002989,0,"gsd",3,1.05,1.05,1.05,1.05,1.08,1.08,1.08,1.08,1.08,1.08,1.05,1.05,402.20803144905238,0,1507.5092839758818,0,0,0,1,0,null,null,null,2.3315197589120538,null,98.095103276185597,1,null,null,7.4389999999999992,5.9600000000000009,6.2474711356919013,13.13,13.290000000000001,14.852837601175882,null,0,0]
[209,"IstEgsd109",1,0.9068728176833003,7998.8549944002989,0,"gsd",3,1.05,1.05,1.05,1.05,1.08,1.08,1.08,1.08,1.08,1.08,1.05,1.05,402.20803144905238,0,1507.5092839758818,0,0,0,1,0,null,null,null,2.3315197589120538,null,98.095103276185597,1,null,null,7.4389999999999992,5.9600000000000009,6.2474711356919013,13.13,13.290000000000001,14.852837601175882,null,0,0]
[210,"IstNgsd109",1,0.9068728176833003,7998.8549944002989,0,"gsd",3,1.05,1.05,1.05,1.05,1.08,1.08,1.08,1.08,1.08,1.08,1.05,1.05,402.20803144905238,0,1507.5092839758818,0,0,0,1,0,null,null,null,2.3315197589120538,null,98.095103276185597,1,null,null,7.4389999999999992,5.9600000000000009,6.2474711356919013,13.13,13.290000000000001,14.852837601175882,null,0,0]
[211,"IteEgsd109",1,0.9068728176833003,7998.8549944002989,0,"gsd",3,1.05,1.05,1.05,1.05,1.08,1.08,1.08,1.08,1.08,1.08,1.05,1.05,402.20803144905238,0,1507.5092839758818,0,0,0,1,0,null,null,null,2.3315197589120538,null,98.095103276185597,1,null,null,7.4389999999999992,5.9600000000000009,6.2474711356919013,13.13,13.290000000000001,14.852837601175882,null,0,0]
[212,"IteNgsd109",1,0.9068728176833003,7998.8549944002989,0,"gsd",3,1.05,1.05,1.05,1.05,1.08,1.08,1.08,1.08,1.08,1.08,1.05,1.05,402.20803144905238,0,1507.5092839758818,0,0,0,1,0,null,null,null,2.3315197589120538,null,98.095103276185597,1,null,null,7.4389999999999992,5.9600000000000009,6.2474711356919013,13.13,13.290000000000001,14.852837601175882,null,0,0]
[213,"ItrEgsd109",1,0.90687281768330041,7998.8549944003007,0,"gsd",3,1.05,1.05,1.05,1.05,1.08,1.08,1.08,1.08,1.08,1.08,1.05,1.05,402.2080314490525,0,1555.3662682157387,0,0,0,1,0,null,null,null,2.4055355580472275,null,145.95208751604233,1,null,null,7.4389999999999992,5.9600000000000009,6.2474711356919013,13.13,13.290000000000001,14.852837601175882,null,0,0]
[214,"ItrNgsd109",1,0.90687281768330041,7998.8549944003007,0,"gsd",3,1.05,1.05,1.05,1.05,1.08,1.08,1.08,1.08,1.08,1.08,1.05,1.05,402.2080314490525,0,1555.3662682157387,0,0,0,1,0,null,null,null,2.4055355580472275,null,145.95208751604233,1,null,null,7.4389999999999992,5.9600000000000009,6.2474711356919013,13.13,13.290000000000001,14.852837601175882,null,0,0]
[215,"IwaEgsd109",1,0.90220510041481317,7979.8295151838056,0,"gsd",3,1.05,1.05,1.05,1.05,1.08,1.08,1.08,1.08,1.08,1.08,1.05,1.05,401.25136945825523,0,1503.9236349584871,0,0,0,1,0,null,null,null,2.3300604604606718,null,97.058678219008954,1,null,null,7.4389999999999992,5.9600000000000009,6.2474711356919013,13.13,13.290000000000001,14.852837601175882,null,0,0]
[216,"IwaNgsd109",1,0.90220510041481317,7979.8295151838056,0,"gsd",3,1.05,1.05,1.05,1.05,1.08,1.08,1.08,1.08,1.08,1.08,1.05,1.05,401.25136945825523,0,1503.9236349584871,0,0,0,1,0,null,null,null,2.3300604604606718,null,97.058678219008954,1,null,null,7.4389999999999992,5.9600000000000009,6.2474711356919013,13.13,13.290000000000001,14.852837601175882,null,0,0]
[217,"IagEgsd201",1,0.90687281768330053,7998.8549944003007,0,"gsd",20,1.0900000000000001,1.0900000000000001,1.0900000000000001,1.0900000000000001,1.1200000000000001,1.1200000000000001,1.1200000000000001,1.1200000000000001,1.1200000000000001,1.1200000000000001,1.0900000000000001,1.0900000000000001,479.93129966401807,0,12218.709016480105,0,0,0,1,0,null,null,null,18.712880122412837,null,10796.613235780409,1,null,null,7.4389999999999992,5.9600000000000009,6.2474711356919013,13.13,13.290000000000001,14.852837601175882,null,34337.106013410506,5164.341480654748]
[218,"IagNgsd201",1,0.90687281768330053,7998.8549944003007,0,"gsd",20,1.0900000000000001,1.0900000000000001,1.0900000000000001,1.0900000000000001,1.1200000000000001,1.1200000000000001,1.1200000000000001,1.1200000000000001,1.1200000000000001,1.1200000000000001,1.0900000000000001,1.0900000000000001,479.93129966401807,0,12218.709016480105,0,0,0,1,0,null,null,null,18.712880122412837,null,10796.613235780409,1,null,null,7.4389999999999992,5.9600000000000009,6.2474711356919013,13.13,13.290000000000001,14.852837601175882,null,34337.106013410506,5164.341480654748]
[219,"IchEgsd201",1,0.90687281768330041,7998.8549944003007,0,"gsd",20,1.0900000000000001,1.0900000000000001,1.0900000000000001,1.0900000000000001,1.1200000000000001,1.1200000000000001,1.1200000000000001,1.1200000000000001,1.1200000000000001,1.1200000000000001,1.0900000000000001,1.0900000000000001,479.93129966401801,0,7667.6607156624368,0,0,0,1,0,null,null,null,11.742976741487167,null,6245.5649349627402,1,null,null,7.4389999999999992,5.9600000000000009,6.2474711356919013,13.13,13.290000000000001,14.852837601175882,null,0,0]
[220,"IchNgsd201",1,0.90687281768330041,7998.8549944003007,0,"gsd",20,1.0900000000000001,1.0900000000000001,1.0900000000000001,1.0900000000000001,1.1200000000000001,1.1200000000000001,1.1200000000000001,1.1200000000000001,1.1200000000000001,1.1200000000000001,1.0900000000000001,1.0900000000000001,479.93129966401801,0,7667.6607156624368,0,0,0,1,0,null,null,null,11.742976741487167,null,6245.5649349627402,1,null,null,7.4389999999999992,5.9600000000000009,6.2474711356919013,13.13,13.290000000000001,14.852837601175882,null,0,0]
[221,"IcoEgsd201",1,0.90687281768330041,7998.8549944003007,0,"gsd",20,1.0900000000000001,1.0900000000000001,1.0900000000000001,1.0900000000000001,1.1200000000000001,1.1200000000000001,1.1200000000000001,1.1200000000000001,1.1200000000000001,1.1200000000000001,1.0900000000000001,1.0900000000000001,479.93129966401807,0,12387.251254651608,0,0,0,1,0,null,null,null,18.971001556863289,null,10965.155473951912,1,null,null,7.4389999999999992,5.9600000000000009,6.2474711356919013,13.13,13.290000000000001,14.852837601175882,null,35822.344907785606,5387.7231723997502]
[222,"IcoNgsd201",1,0.90687281768330041,7998.8549944003007,0,"gsd",20,1.0900000000000001,1.0900000000000001,1.0900000000000001,1.0900000000000001,1.1200000000000001,1.1200000000000001,1.1200000000000001,1.1200000000000001,1.1200000000000001,1.1200000000000001,1.0900000000000001,1.0900000000000001,479.93129966401807,0,12387.251254651608,0,0,0,1,0,null,null,null,18.971001556863289,null,10965.155473951912,1,null,null,7.4389999999999992,5.9600000000000009,6.2474711356919013,13.13,13.290000000000001,14.852837601175882,null,35822.344907785606,5387.7231723997502]
[223,"IelEgsd201",1,0.9068728176833003,7998.8549944002998,0,"gsd",20,1.0900000000000001,1.0900000000000001,1.0900000000000001,1.0900000000000001,1.1200000000000001,1.1200000000000001,1.1200000000000001,1.1200000000000001,1.1200000000000001,1.1200000000000001,1.0900000000000001,1.0900000000000001,479.93129966401801,0,6835.9638417721035,0,0,0,1,0,null,null,null,10.469237930103416,null,5413.8680610724068,1,null,null,7.4389999999999992,5.9600000000000009,6.2474711356919013,13.13,13.290000000000001,14.852837601175882,null,0,0]
[224,"IelNgsd201",1,0.9068728176833003,7998.8549944002998,0,"gsd",20,1.0900000000000001,1.0900000000000001,1.0900000000000001,1.0900000000000001,1.1200000000000001,1.1200000000000001,1.1200000000000001,1.1200000000000001,1.1200000000000001,1.1200000000000001,1.0900000000000001,1.0900000000000001,479.93129966401801,0,6835.9638417721035,0,0,0,1,0,null,null,null,10.469237930103416,null,5413.8680610724068,1,null,null,7.4389999999999992,5.9600000000000009,6.2474711356919013,13.13,13.290000000000001,14.852837601175882,null,0,0]
[225,"IluEgsd201",1,0.9068728176833003,7998.8549944002989,0,"gsd",20,1.0900000000000001,1.0900000000000001,1.0900000000000001,1.0900000000000001,1.1200000000000001,1.1200000000000001,1.1200000000000001,1.1200000000000001,1.1200000000000001,1.1200000000000001,1.0900000000000001,1.0900000000000001,479.93129966401801,0,22736.077944541612,0,0,0,1,0,null,null,null,34.820168027260628,null,21313.982163841916,1,null,null,7.4389999999999992,5.9600000000000009,6.2474711356919013,13.13,13.290000000000001,14.852837601175882,null,127019.08699283967,19103.821374341333]
[226,"IluNgsd201",1,0.9068728176833003,7998.8549944002989,0,"gsd",20,1.0900000000000001,1.0900000000000001,1.0900000000000001,1.0900000000000001,1.1200000000000001,1.1200000000000001,1.1200000000000001,1.1200000000000001,1.1200000000000001,1.1200000000000001,1.0900000000000001,1.0900000000000001,479.93129966401801,0,22736.077944541612,0,0,0,1,0,null,null,null,34.820168027260628,null,21313.982163841916,1,null,null,7.4389999999999992,5.9600000000000009,6.2474711356919013,13.13,13.290000000000001,14.852837601175882,null,127019.08699283967,19103.821374341333]
[227,"ImeEgsd201",1,0.9068728176833003,7998.8549944002998,0,"gsd",20,1.0900000000000001,1.0900000000000001,1.0900000000000001,1.0900000000000001,1.1200000000000001,1.1200000000000001,1.1200000000000001,1.1200000000000001,1.1200000000000001,1.1200000000000001,1.0900000000000001,1.0900000000000001,479.93129966401796,0,21193.506443435577,0,0,0,1,0,null,null,null,32.457728956036789,null,19771.410662735881,1,null,null,7.4389999999999992,5.9600000000000009,6.2474711356919013,13.13,13.290000000000001,14.852837601175882,null,113425.51131146401,17059.331464960782]
[228,"ImeNgsd201",1,0.9068728176833003,7998.8549944002998,0,"gsd",20,1.0900000000000001,1.0900000000000001,1.0900000000000001,1.0900000000000001,1.1200000000000001,1.1200000000000001,1.1200000000000001,1.1200000000000001,1.1200000000000001,1.1200000000000001,1.0900000000000001,1.0900000000000001,479.93129966401796,0,21193.506443435577,0,0,0,1,0,null,null,null,32.457728956036789,null,19771.410662735881,1,null,null,7.4389999999999992,5.9600000000000009,6.2474711356919013,13.13,13.290000000000001,14.852837601175882,null,113425.51131146401,17059.331464960782]
[229,"ImiEgsd201",1,0.90687281768330041,7998.8549944003007,0,"gsd",20,1.0900000000000001,1.0900000000000001,1.0900000000000001,1.0900000000000001,1.1200000000000001,1.1200000000000001,1.1200000000000001,1.1200000000000001,1.1200000000000001,1.1200000000000001,1.0900000000000001,1.0900000000000001,479.93129966401807,0,12387.251254651608,0,0,0,1,0,null,null,null,18.971001556863289,null,10965.155473951912,1,null,null,7.4389999999999992,5.9600000000000009,6.2474711356919013,13.13,13.290000000000001,14.852837601175882,null,35822.344907785606,5387.7231723997502]
[230,"ImiNgsd201",1,0.90687281768330041,7998.8549944003007,0,"gsd",20,1.0900000000000001,1.0900000000000001,1.0900000000000001,1.0900000000000001,1.1200000000000001,1.1200000000000001,1.1200000000000001,1.1200000000000001,1.1200000000000001,1.1200000000000001,1.0900000000000001,1.0900000000000001,479.93129966401807,0,12387.251254651608,0,0,0,1,0,null,null,null,18.971001556863289,null,10965.155473951912,1,null,null,7.4389999999999992,5.9600000000000009,6.2474711356919013,13.13,13.290000000000001,14.852837601175882,null,35822.344907785606,5387.7231723997502]
[231,"IprEgsd201",1,0.90687281768330041,7998.8549944002998,0,"gsd",20,1.0900000000000001,1.0900000000000001,1.0900000000000001,1.0900000000000001,1.1200000000000001,1.1200000000000001,1.1200000000000001,1.1200000000000001,1.1200000000000001,1.1200000000000001,1.0900000000000001,1.0900000000000001,479.93129966401807,0,10836.499618597783,0,0,0,1,0,null,null,null,16.596034657662148,null,9414.4038378980877,1,null,null,7.4389999999999992,5.9600000000000009,6.2474711356919013,13.13,13.290000000000001,14.852837601175882,null,22156.696151726501,3332.3933870820538]
[232,"IprNgsd201",1,0.90687281768330041,7998.8549944002998,0,"gsd",20,1.0900000000000001,1.0900000000000001,1.0900000000000001,1.0900000000000001,1.1200000000000001,1.1200000000000001,1.1200000000000001,1.1200000000000001,1.1200000000000001,1.1200000000000001,1.0900000000000001,1.0900000000000001,479.93129966401807,0,10836.499618597783,0,0,0,1,0,null,null,null,16.596034657662148,null,9414.4038378980877,1,null,null,7.4389999999999992,5.9600000000000009,6.2474711356919013,13.13,13.290000000000001,14.852837601175882,null,22156.696151726501,3332.3933870820538]
[233,"IstEgsd201",1,0.90687281768330041,7998.8549944002998,0,"gsd",20,1.0900000000000001,1.0900000000000001,1.0900000000000001,1.0900000000000001,1.1200000000000001,1.1200000000000001,1.1200000000000001,1.1200000000000001,1.1200000000000001,1.1200000000000001,1.0900000000000001,1.0900000000000001,479.93129966401801,0,14170.818502886088,0,0,0,1,0,null,null,null,21.702524180199177,null,12748.722722186392,1,null,null,7.4389999999999992,5.9600000000000009,6.2474711356919013,13.13,13.290000000000001,14.852837601175882,null,51539.636564959015,7751.6224840362165]
[234,"IstNgsd201",1,0.90687281768330041,7998.8549944002998,0,"gsd",20,1.0900000000000001,1.0900000000000001,1.0900000000000001,1.0900000000000001,1.1200000000000001,1.1200000000000001,1.1200000000000001,1.1200000000000001,1.1200000000000001,1.1200000000000001,1.0900000000000001,1.0900000000000001,479.93129966401801,0,14170.818502886088,0,0,0,1,0,null,null,null,21.702524180199177,null,12748.722722186392,1,null,null,7.4389999999999992,5.9600000000000009,6.2474711356919013,13.13,13.290000000000001,14.852837601175882,null,51539.636564959015,7751.6224840362165]
[235,"IteEgsd201",1,0.90687281768330041,7998.8549944002998,0,"gsd",20,1.0900000000000001,1.0900000000000001,1.0900000000000001,1.0900000000000001,1.1200000000000001,1.1200000000000001,1.1200000000000001,1.1200000000000001,1.1200000000000001,1.1200000000000001,1.0900000000000001,1.0900000000000001,479.93129966401801,0,9306.4733057294088,0,0,0,1,0,null,null,null,14.252808467544469,null,7884.3775250297131,1,null,null,7.4389999999999992,5.9600000000000009,6.2474711356919013,13.13,13.290000000000001,14.852837601175882,null,8673.6784154801571,1304.5315238106991]
[236,"IteNgsd201",1,0.90687281768330041,7998.8549944002998,0,"gsd",20,1.0900000000000001,1.0900000000000001,1.0900000000000001,1.0900000000000001,1.1200000000000001,1.1200000000000001,1.1200000000000001,1.1200000000000001,1.1200000000000001,1.1200000000000001,1.0900000000000001,1.0900000000000001,479.93129966401801,0,9306.4733057294088,0,0,0,1,0,null,null,null,14.252808467544469,null,7884.3775250297131,1,null,null,7.4389999999999992,5.9600000000000009,6.2474711356919013,13.13,13.290000000000001,14.852837601175882,null,8673.6784154801571,1304.5315238106991]
[237,"ItrEgsd201",1,0.90687281768330041,7998.8549944002998,0,"gsd",20,1.0900000000000001,1.0900000000000001,1.0900000000000001,1.0900000000000001,1.1200000000000001,1.1200000000000001,1.1200000000000001,1.1200000000000001,1.1200000000000001,1.1200000000000001,1.0900000000000001,1.0900000000000001,479.93129966401801,0,8594.0186710704802,0,0,0,1,0,null,null,null,13.161688435710648,null,7171.9228903707835,1,null,null,7.4389999999999992,5.9600000000000009,6.2474711356919013,13.13,13.290000000000001,14.852837601175882,null,2395.3261853182339,360.2598999958293]
[238,"ItrNgsd201",1,0.90687281768330041,7998.8549944002998,0,"gsd",20,1.0900000000000001,1.0900000000000001,1.0900000000000001,1.0900000000000001,1.1200000000000001,1.1200000000000001,1.1200000000000001,1.1200000000000001,1.1200000000000001,1.1200000000000001,1.0900000000000001,1.0900000000000001,479.93129966401801,0,8594.0186710704802,0,0,0,1,0,null,null,null,13.161688435710648,null,7171.9228903707835,1,null,null,7.4389999999999992,5.9600000000000009,6.2474711356919013,13.13,13.290000000000001,14.852837601175882,null,2395.3261853182339,360.2598999958293]
[239,"IwaEgsd201",1,0.9068728176833003,7998.8549944002998,0,"gsd",20,1.0900000000000001,1.0900000000000001,1.0900000000000001,1.0900000000000001,1.1200000000000001,1.1200000000000001,1.1200000000000001,1.1200000000000001,1.1200000000000001,1.1200000000000001,1.0900000000000001,1.0900000000000001,479.93129966401801,0,964.63491241278496,0,0,0,1,0,null,null,null,1.4773326260186783,null,-457.46086828691136,0,null,null,7.4389999999999992,5.9600000000000009,6.2474711356919013,13.13,13.290000000000001,14.852837601175882,null,0,0]
[240,"IwaNgsd201",1,0.9068728176833003,7998.8549944002998,0,"gsd",20,1.0900000000000001,1.0900000000000001,1.0900000000000001,1.0900000000000001,1.1200000000000001,1.1200000000000001,1.1200000000000001,1.1200000000000001,1.1200000000000001,1.1200000000000001,1.0900000000000001,1.0900000000000001,479.93129966401801,0,964.63491241278496,0,0,0,1,0,null,null,null,1.4773326260186783,null,-457.46086828691136,0,null,null,7.4389999999999992,5.9600000000000009,6.2474711356919013,13.13,13.290000000000001,14.852837601175882,null,0,0]
[241,"IagEgsd202",1,0.9068728176833003,7998.8549944002998,0,"gsd",20,1.0900000000000001,1.0900000000000001,1.0900000000000001,1.0900000000000001,1.1200000000000001,1.1200000000000001,1.1200000000000001,1.1200000000000001,1.1200000000000001,1.1200000000000001,1.0900000000000001,1.0900000000000001,402.20803144905244,0,4534.498190862817,0,0,0,1,0,null,null,null,6.9445569860503893,null,3112.4024101631203,1,null,null,7.4389999999999992,5.9600000000000009,6.2474711356919013,13.13,13.290000000000001,14.852837601175882,null,0,0]
[242,"IagNgsd202",1,0.9068728176833003,7998.8549944002998,0,"gsd",20,1.0900000000000001,1.0900000000000001,1.0900000000000001,1.0900000000000001,1.1200000000000001,1.1200000000000001,1.1200000000000001,1.1200000000000001,1.1200000000000001,1.1200000000000001,1.0900000000000001,1.0900000000000001,402.20803144905244,0,4534.498190862817,0,0,0,1,0,null,null,null,6.9445569860503893,null,3112.4024101631203,1,null,null,7.4389999999999992,5.9600000000000009,6.2474711356919013,13.13,13.290000000000001,14.852837601175882,null,0,0]
[243,"IchEgsd202",1,0.90687281768330041,7998.8549944002998,0,"gsd",20,1.0900000000000001,1.0900000000000001,1.0900000000000001,1.0900000000000001,1.1200000000000001,1.1200000000000001,1.1200000000000001,1.1200000000000001,1.1200000000000001,1.1200000000000001,1.0900000000000001,1.0900000000000001,402.20803144905244,0,2845.5550427554012,0,0,0,1,0,null,null,null,4.3579506087746003,null,1423.4592620557048,1,null,null,7.4389999999999992,5.9600000000000009,6.2474711356919013,13.13,13.290000000000001,14.852837601175882,null,0,0]
[244,"IchNgsd202",1,0.90687281768330041,7998.8549944002998,0,"gsd",20,1.0900000000000001,1.0900000000000001,1.0900000000000001,1.0900000000000001,1.1200000000000001,1.1200000000000001,1.1200000000000001,1.1200000000000001,1.1200000000000001,1.1200000000000001,1.0900000000000001,1.0900000000000001,402.20803144905244,0,2845.5550427554012,0,0,0,1,0,null,null,null,4.3579506087746003,null,1423.4592620557048,1,null,null,7.4389999999999992,5.9600000000000009,6.2474711356919013,13.13,13.290000000000001,14.852837601175882,null,0,0]
[245,"IcoEgsd202",1,0.90687281768330041,7998.8549944002998,0,"gsd",20,1.0900000000000001,1.0900000000000001,1.0900000000000001,1.0900000000000001,1.1200000000000001,1.1200000000000001,1.1200000000000001,1.1200000000000001,1.1200000000000001,1.1200000000000001,1.0900000000000001,1.0900000000000001,402.20803144905244,0,4597.0435566565402,0,0,0,1,0,null,null,null,7.0403448414393512,null,3174.9477759568435,1,null,null,7.4389999999999992,5.9600000000000009,6.2474711356919013,13.13,13.290000000000001,14.852837601175882,null,0,0]
[246,"IcoNgsd202",1,0.90687281768330041,7998.8549944002998,0,"gsd",20,1.0900000000000001,1.0900000000000001,1.0900000000000001,1.0900000000000001,1.1200000000000001,1.1200000000000001,1.1200000000000001,1.1200000000000001,1.1200000000000001,1.1200000000000001,1.0900000000000001,1.0900000000000001,402.20803144905244,0,4597.0435566565402,0,0,0,1,0,null,null,null,7.0403448414393512,null,3174.9477759568435,1,null,null,7.4389999999999992,5.9600000000000009,6.2474711356919013,13.13,13.290000000000001,14.852837601175882,null,0,0]
[247,"IelEgsd202",1,0.9068728176833003,7998.8549944002989,0,"gsd",20,1.0900000000000001,1.0900000000000001,1.0900000000000001,1.0900000000000001,1.1200000000000001,1.1200000000000001,1.1200000000000001,1.1200000000000001,1.1200000000000001,1.1200000000000001,1.0900000000000001,1.0900000000000001,402.20803144905244,0,2536.9029270563333,0,0,0,1,0,null,null,null,3.8852517309458845,null,1114.8071463566371,1,null,null,7.4389999999999992,5.9600000000000009,6.2474711356919013,13.13,13.290000000000001,14.852837601175882,null,0,0]
[248,"IelNgsd202",1,0.9068728176833003,7998.8549944002989,0,"gsd",20,1.0900000000000001,1.0900000000000001,1.0900000000000001,1.0900000000000001,1.1200000000000001,1.1200000000000001,1.1200000000000001,1.1200000000000001,1.1200000000000001,1.1200000000000001,1.0900000000000001,1.0900000000000001,402.20803144905244,0,2536.9029270563333,0,0,0,1,0,null,null,null,3.8852517309458845,null,1114.8071463566371,1,null,null,7.4389999999999992,5.9600000000000009,6.2474711356919013,13.13,13.290000000000001,14.852837601175882,null,0,0]
[249,"IluEgsd202",1,0.9068728176833003,7998.8549944002998,0,"gsd",20,1.0900000000000001,1.0900000000000001,1.0900000000000001,1.0900000000000001,1.1200000000000001,1.1200000000000001,1.1200000000000001,1.1200000000000001,1.1200000000000001,1.1200000000000001,1.0900000000000001,1.0900000000000001,402.20803144905244,0,8437.6111024022848,0,0,0,1,0,null,null,null,12.922151175368462,null,7015.5153217025882,1,null,null,7.4389999999999992,5.9600000000000009,6.2474711356919013,13.13,13.290000000000001,14.852837601175882,null,1017.0222194226953,152.96134835768896]
[250,"IluNgsd202",1,0.9068728176833003,7998.8549944002998,0,"gsd",20,1.0900000000000001,1.0900000000000001,1.0900000000000001,1.0900000000000001,1.1200000000000001,1.1200000000000001,1.1200000000000001,1.1200000000000001,1.1200000000000001,1.1200000000000001,1.0900000000000001,1.0900000000000001,402.20803144905244,0,8437.6111024022848,0,0,0,1,0,null,null,null,12.922151175368462,null,7015.5153217025882,1,null,null,7.4389999999999992,5.9600000000000009,6.2474711356919013,13.13,13.290000000000001,14.852837601175882,null,1017.0222194226953,152.96134835768896]
[251,"ImeEgsd202",1,0.9068728176833003,7998.8549944002989,0,"gsd",20,1.0900000000000001,1.0900000000000001,1.0900000000000001,1.0900000000000001,1.1200000000000001,1.1200000000000001,1.1200000000000001,1.1200000000000001,1.1200000000000001,1.1200000000000001,1.0900000000000001,1.0900000000000001,402.20803144905238,0,7865.1466466090988,0,0,0,1,0,null,null,null,12.045425269124877,null,6443.0508659094021,1,null,null,7.4389999999999992,5.9600000000000009,6.2474711356919013,13.13,13.290000000000001,14.852837601175882,null,0,0]
[252,"ImeNgsd202",1,0.9068728176833003,7998.8549944002989,0,"gsd",20,1.0900000000000001,1.0900000000000001,1.0900000000000001,1.0900000000000001,1.1200000000000001,1.1200000000000001,1.1200000000000001,1.1200000000000001,1.1200000000000001,1.1200000000000001,1.0900000000000001,1.0900000000000001,402.20803144905238,0,7865.1466466090988,0,0,0,1,0,null,null,null,12.045425269124877,null,6443.0508659094021,1,null,null,7.4389999999999992,5.9600000000000009,6.2474711356919013,13.13,13.290000000000001,14.852837601175882,null,0,0]
[253,"ImiEgsd202",1,0.90687281768330041,7998.8549944002998,0,"gsd",20,1.0900000000000001,1.0900000000000001,1.0900000000000001,1.0900000000000001,1.1200000000000001,1.1200000000000001,1.1200000000000001,1.1200000000000001,1.1200000000000001,1.1200000000000001,1.0900000000000001,1.0900000000000001,402.20803144905244,0,4597.0435566565402,0,0,0,1,0,null,null,null,7.0403448414393512,null,3174.9477759568435,1,null,null,7.4389999999999992,5.9600000000000009,6.2474711356919013,13.13,13.290000000000001,14.852837601175882,null,0,0]
[254,"ImiNgsd202",1,0.90687281768330041,7998.8549944002998,0,"gsd",20,1.0900000000000001,1.0900000000000001,1.0900000000000001,1.0900000000000001,1.1200000000000001,1.1200000000000001,1.1200000000000001,1.1200000000000001,1.1200000000000001,1.1200000000000001,1.0900000000000001,1.0900000000000001,402.20803144905244,0,4597.0435566565402,0,0,0,1,0,null,null,null,7.0403448414393512,null,3174.9477759568435,1,null,null,7.4389999999999992,5.9600000000000009,6.2474711356919013,13.13,13.290000000000001,14.852837601175882,null,0,0]
[255,"IprEgsd202",1,0.9068728176833003,7998.8549944002998,0,"gsd",20,1.0900000000000001,1.0900000000000001,1.0900000000000001,1.0900000000000001,1.1200000000000001,1.1200000000000001,1.1200000000000001,1.1200000000000001,1.1200000000000001,1.1200000000000001,1.0900000000000001,1.0900000000000001,402.20803144905244,0,4021.5458803806459,0,0,0,1,0,null,null,null,6.1589735760828503,null,2599.4500996809493,1,null,null,7.4389999999999992,5.9600000000000009,6.2474711356919013,13.13,13.290000000000001,14.852837601175882,null,0,0]
[256,"IprNgsd202",1,0.9068728176833003,7998.8549944002998,0,"gsd",20,1.0900000000000001,1.0900000000000001,1.0900000000000001,1.0900000000000001,1.1200000000000001,1.1200000000000001,1.1200000000000001,1.1200000000000001,1.1200000000000001,1.1200000000000001,1.0900000000000001,1.0900000000000001,402.20803144905244,0,4021.5458803806459,0,0,0,1,0,null,null,null,6.1589735760828503,null,2599.4500996809493,1,null,null,7.4389999999999992,5.9600000000000009,6.2474711356919013,13.13,13.290000000000001,14.852837601175882,null,0,0]
[257,"IstEgsd202",1,0.90687281768330041,7998.8549944002998,0,"gsd",20,1.0900000000000001,1.0900000000000001,1.0900000000000001,1.0900000000000001,1.1200000000000001,1.1200000000000001,1.1200000000000001,1.1200000000000001,1.1200000000000001,1.1200000000000001,1.0900000000000001,1.0900000000000001,402.20803144905238,0,5258.9444917841083,0,0,0,1,0,null,null,null,8.0540421833802469,null,3836.8487110844117,1,null,null,7.4389999999999992,5.9600000000000009,6.2474711356919013,13.13,13.290000000000001,14.852837601175882,null,0,0]
[258,"IstNgsd202",1,0.90687281768330041,7998.8549944002998,0,"gsd",20,1.0900000000000001,1.0900000000000001,1.0900000000000001,1.0900000000000001,1.1200000000000001,1.1200000000000001,1.1200000000000001,1.1200000000000001,1.1200000000000001,1.1200000000000001,1.0900000000000001,1.0900000000000001,402.20803144905238,0,5258.9444917841083,0,0,0,1,0,null,null,null,8.0540421833802469,null,3836.8487110844117,1,null,null,7.4389999999999992,5.9600000000000009,6.2474711356919013,13.13,13.290000000000001,14.852837601175882,null,0,0]
[259,"IteEgsd202",1,0.90687281768330041,7998.8549944002998,0,"gsd",20,1.0900000000000001,1.0900000000000001,1.0900000000000001,1.0900000000000001,1.1200000000000001,1.1200000000000001,1.1200000000000001,1.1200000000000001,1.1200000000000001,1.1200000000000001,1.0900000000000001,1.0900000000000001,402.20803144905238,0,3453.736737098739,0,0,0,1,0,null,null,null,5.2893772532378405,null,2031.6409563990426,1,null,null,7.4389999999999992,5.9600000000000009,6.2474711356919013,13.13,13.290000000000001,14.852837601175882,null,0,0]
[260,"IteNgsd202",1,0.90687281768330041,7998.8549944002998,0,"gsd",20,1.0900000000000001,1.0900000000000001,1.0900000000000001,1.0900000000000001,1.1200000000000001,1.1200000000000001,1.1200000000000001,1.1200000000000001,1.1200000000000001,1.1200000000000001,1.0900000000000001,1.0900000000000001,402.20803144905238,0,3453.736737098739,0,0,0,1,0,null,null,null,5.2893772532378405,null,2031.6409563990426,1,null,null,7.4389999999999992,5.9600000000000009,6.2474711356919013,13.13,13.290000000000001,14.852837601175882,null,0,0]
[261,"ItrEgsd202",1,0.9068728176833003,7998.8549944002998,0,"gsd",20,1.0900000000000001,1.0900000000000001,1.0900000000000001,1.0900000000000001,1.1200000000000001,1.1200000000000001,1.1200000000000001,1.1200000000000001,1.1200000000000001,1.1200000000000001,1.0900000000000001,1.0900000000000001,402.20803144905238,0,3189.3361725738082,0,0,0,1,0,null,null,null,4.8844493626088017,null,1767.2403918741115,1,null,null,7.4389999999999992,5.9600000000000009,6.2474711356919013,13.13,13.290000000000001,14.852837601175882,null,0,0]
[262,"ItrNgsd202",1,0.9068728176833003,7998.8549944002998,0,"gsd",20,1.0900000000000001,1.0900000000000001,1.0900000000000001,1.0900000000000001,1.1200000000000001,1.1200000000000001,1.1200000000000001,1.1200000000000001,1.1200000000000001,1.1200000000000001,1.0900000000000001,1.0900000000000001,402.20803144905238,0,3189.3361725738082,0,0,0,1,0,null,null,null,4.8844493626088017,null,1767.2403918741115,1,null,null,7.4389999999999992,5.9600000000000009,6.2474711356919013,13.13,13.290000000000001,14.852837601175882,null,0,0]
[263,"IwaEgsd202",1,0.90687281768330041,7998.8549944003007,0,"gsd",20,1.0900000000000001,1.0900000000000001,1.0900000000000001,1.0900000000000001,1.1200000000000001,1.1200000000000001,1.1200000000000001,1.1200000000000001,1.1200000000000001,1.1200000000000001,1.0900000000000001,1.0900000000000001,402.2080314490525,0,357.98670648326555,0,0,0,1,0,null,null,null,0.54825450993255076,null,-1064.1090742164308,0,null,null,7.4389999999999992,5.9600000000000009,6.2474711356919013,13.13,13.290000000000001,14.852837601175882,null,0,0]
[264,"IwaNgsd202",1,0.90687281768330041,7998.8549944003007,0,"gsd",20,1.0900000000000001,1.0900000000000001,1.0900000000000001,1.0900000000000001,1.1200000000000001,1.1200000000000001,1.1200000000000001,1.1200000000000001,1.1200000000000001,1.1200000000000001,1.0900000000000001,1.0900000000000001,402.2080314490525,0,357.98670648326555,0,0,0,1,0,null,null,null,0.54825450993255076,null,-1064.1090742164308,0,null,null,7.4389999999999992,5.9600000000000009,6.2474711356919013,13.13,13.290000000000001,14.852837601175882,null,0,0]
[265,"IagEgsd203",1,0.90687281768330041,7998.8549944003007,0,"gsd",15,1.0900000000000001,1.0900000000000001,1.0900000000000001,1.0900000000000001,1.1200000000000001,1.1200000000000001,1.1200000000000001,1.1200000000000001,1.1200000000000001,1.1200000000000001,1.0900000000000001,1.0900000000000001,479.93129966401807,0,28918.852290208673,0,0,0,1,0,null,null,null,44.289050132428123,null,27496.756509508978,1,null,null,7.4389999999999992,5.9600000000000009,6.2474711356919013,13.13,13.290000000000001,14.852837601175882,null,230271.92584628367,30231.691329949314]
[266,"IagNgsd203",1,0.90687281768330041,7998.8549944003007,0,"gsd",15,1.0900000000000001,1.0900000000000001,1.0900000000000001,1.0900000000000001,1.1200000000000001,1.1200000000000001,1.1200000000000001,1.1200000000000001,1.1200000000000001,1.1200000000000001,1.0900000000000001,1.0900000000000001,479.93129966401807,0,28918.852290208673,0,0,0,1,0,null,null,null,44.289050132428123,null,27496.756509508978,1,null,null,7.4389999999999992,5.9600000000000009,6.2474711356919013,13.13,13.290000000000001,14.852837601175882,null,230271.92584628367,30231.691329949314]
[267,"IchEgsd203",1,0.90687281768330041,7998.8549944003007,0,"gsd",15,1.0900000000000001,1.0900000000000001,1.0900000000000001,1.0900000000000001,1.1200000000000001,1.1200000000000001,1.1200000000000001,1.1200000000000001,1.1200000000000001,1.1200000000000001,1.0900000000000001,1.0900000000000001,479.93129966401807,0,43811.382150941543,0,0,0,1,0,null,null,null,67.09687096091929,null,42389.286370241847,1,null,null,7.4389999999999992,5.9600000000000009,6.2474711356919013,13.13,13.290000000000001,14.852837601175882,null,386623.69752275094,50758.633478203177]
[268,"IchNgsd203",1,0.90687281768330041,7998.8549944003007,0,"gsd",15,1.0900000000000001,1.0900000000000001,1.0900000000000001,1.0900000000000001,1.1200000000000001,1.1200000000000001,1.1200000000000001,1.1200000000000001,1.1200000000000001,1.1200000000000001,1.0900000000000001,1.0900000000000001,479.93129966401807,0,43811.382150941543,0,0,0,1,0,null,null,null,67.09687096091929,null,42389.286370241847,1,null,null,7.4389999999999992,5.9600000000000009,6.2474711356919013,13.13,13.290000000000001,14.852837601175882,null,386623.69752275094,50758.633478203177]
[269,"IcoEgsd203",1,0.90687281768330041,7998.8549944003007,0,"gsd",15,1.0900000000000001,1.0900000000000001,1.0900000000000001,1.0900000000000001,1.1200000000000001,1.1200000000000001,1.1200000000000001,1.1200000000000001,1.1200000000000001,1.1200000000000001,1.0900000000000001,1.0900000000000001,479.93129966401807,0,11426.515713510531,0,0,0,1,0,null,null,null,17.499640794734798,null,10004.419932810835,1,null,null,7.4389999999999992,5.9600000000000009,6.2474711356919013,13.13,13.290000000000001,14.852837601175882,null,46625.662583411089,6121.3395167285871]
[270,"IcoNgsd203",1,0.90687281768330041,7998.8549944003007,0,"gsd",15,1.0900000000000001,1.0900000000000001,1.0900000000000001,1.0900000000000001,1.1200000000000001,1.1200000000000001,1.1200000000000001,1.1200000000000001,1.1200000000000001,1.1200000000000001,1.0900000000000001,1.0900000000000001,479.93129966401807,0,11426.515713510531,0,0,0,1,0,null,null,null,17.499640794734798,null,10004.419932810835,1,null,null,7.4389999999999992,5.9600000000000009,6.2474711356919013,13.13,13.290000000000001,14.852837601175882,null,46625.662583411089,6121.3395167285871]
[271,"IelEgsd203",1,0.90687281768330041,7998.8549944003007,0,"gsd",15,1.0900000000000001,1.0900000000000001,1.0900000000000001,1.0900000000000001,1.1200000000000001,1.1200000000000001,1.1200000000000001,1.1200000000000001,1.1200000000000001,1.1200000000000001,1.0900000000000001,1.0900000000000001,479.93129966401807,0,30633.500819811885,0,0,0,1,0,null,null,null,46.915024148444054,null,29211.405039112189,1,null,null,7.4389999999999992,5.9600000000000009,6.2474711356919013,13.13,13.290000000000001,14.852837601175882,null,248273.45402876864,32595.056475223497]
[272,"IelNgsd203",1,0.90687281768330041,7998.8549944003007,0,"gsd",15,1.0900000000000001,1.0900000000000001,1.0900000000000001,1.0900000000000001,1.1200000000000001,1.1200000000000001,1.1200000000000001,1.1200000000000001,1.1200000000000001,1.1200000000000001,1.0900000000000001,1.0900000000000001,479.93129966401807,0,30633.500819811885,0,0,0,1,0,null,null,null,46.915024148444054,null,29211.405039112189,1,null,null,7.4389999999999992,5.9600000000000009,6.2474711356919013,13.13,13.290000000000001,14.852837601175882,null,248273.45402876864,32595.056475223497]
[273,"IluEgsd203",1,0.90687281768330041,7998.8549944003007,0,"gsd",15,1.0900000000000001,1.0900000000000001,1.0900000000000001,1.0900000000000001,1.1200000000000001,1.1200000000000001,1.1200000000000001,1.1200000000000001,1.1200000000000001,1.1200000000000001,1.0900000000000001,1.0900000000000001,479.93129966401807,0,60443.828214750945,0,0,0,1,0,null,null,null,92.569363096935717,null,59021.73243405125,1,null,null,7.4389999999999992,5.9600000000000009,6.2474711356919013,13.13,13.290000000000001,14.852837601175882,null,561242.25284196995,73683.765343458319]
[274,"IluNgsd203",1,0.90687281768330041,7998.8549944003007,0,"gsd",15,1.0900000000000001,1.0900000000000001,1.0900000000000001,1.0900000000000001,1.1200000000000001,1.1200000000000001,1.1200000000000001,1.1200000000000001,1.1200000000000001,1.1200000000000001,1.0900000000000001,1.0900000000000001,479.93129966401807,0,60443.828214750945,0,0,0,1,0,null,null,null,92.569363096935717,null,59021.73243405125,1,null,null,7.4389999999999992,5.9600000000000009,6.2474711356919013,13.13,13.290000000000001,14.852837601175882,null,561242.25284196995,73683.765343458319]
[275,"ImeEgsd203",1,0.90687281768330041,7998.8549944003007,0,"gsd",15,1.0900000000000001,1.0900000000000001,1.0900000000000001,1.0900000000000001,1.1200000000000001,1.1200000000000001,1.1200000000000001,1.1200000000000001,1.1200000000000001,1.1200000000000001,1.0900000000000001,1.0900000000000001,479.93129966401807,0,21796.132022520072,0,0,0,1,0,null,null,null,33.380646443055909,null,20374.036241820377,1,null,null,7.4389999999999992,5.9600000000000009,6.2474711356919013,13.13,13.290000000000001,14.852837601175882,null,155492.85189163359,20414.17721732776]
[276,"ImeNgsd203",1,0.90687281768330041,7998.8549944003007,0,"gsd",15,1.0900000000000001,1.0900000000000001,1.0900000000000001,1.0900000000000001,1.1200000000000001,1.1200000000000001,1.1200000000000001,1.1200000000000001,1.1200000000000001,1.1200000000000001,1.0900000000000001,1.0900000000000001,479.93129966401807,0,21796.132022520072,0,0,0,1,0,null,null,null,33.380646443055909,null,20374.036241820377,1,null,null,7.4389999999999992,5.9600000000000009,6.2474711356919013,13.13,13.290000000000001,14.852837601175882,null,155492.85189163359,20414.17721732776]
[277,"ImiEgsd203",1,0.90687281768330041,7998.8549944003007,0,"gsd",15,1.0900000000000001,1.0900000000000001,1.0900000000000001,1.0900000000000001,1.1200000000000001,1.1200000000000001,1.1200000000000001,1.1200000000000001,1.1200000000000001,1.1200000000000001,1.0900000000000001,1.0900000000000001,479.93129966401807,0,11426.515713510531,0,0,0,1,0,null,null,null,17.499640794734798,null,10004.419932810835,1,null,null,7.4389999999999992,5.9600000000000009,6.2474711356919013,13.13,13.290000000000001,14.852837601175882,null,46625.662583411089,6121.3395167285871]
[278,"ImiNgsd203",1,0.90687281768330041,7998.8549944003007,0,"gsd",15,1.0900000000000001,1.0900000000000001,1.0900000000000001,1.0900000000000001,1.1200000000000001,1.1200000000000001,1.1200000000000001,1.1200000000000001,1.1200000000000001,1.1200000000000001,1.0900000000000001,1.0900000000000001,479.93129966401807,0,11426.515713510531,0,0,0,1,0,null,null,null,17.499640794734798,null,10004.419932810835,1,null,null,7.4389999999999992,5.9600000000000009,6.2474711356919013,13.13,13.290000000000001,14.852837601175882,null,46625.662583411089,6121.3395167285871]
[279,"IprEgsd203",1,0.90687281768330041,7998.8549944003007,0,"gsd",15,1.0900000000000001,1.0900000000000001,1.0900000000000001,1.0900000000000001,1.1200000000000001,1.1200000000000001,1.1200000000000001,1.1200000000000001,1.1200000000000001,1.1200000000000001,1.0900000000000001,1.0900000000000001,479.93129966401807,0,79945.339639975631,0,0,0,1,0,null,null,null,122.43581175480061,null,78523.243859275943,1,null,null,7.4389999999999992,5.9600000000000009,6.2474711356919013,13.13,13.290000000000001,14.852837601175882,null,765982.14867712825,100563.43515586232]
[280,"IprNgsd203",1,0.90687281768330041,7998.8549944003007,0,"gsd",15,1.0900000000000001,1.0900000000000001,1.0900000000000001,1.0900000000000001,1.1200000000000001,1.1200000000000001,1.1200000000000001,1.1200000000000001,1.1200000000000001,1.1200000000000001,1.0900000000000001,1.0900000000000001,479.93129966401807,0,79945.339639975631,0,0,0,1,0,null,null,null,122.43581175480061,null,78523.243859275943,1,null,null,7.4389999999999992,5.9600000000000009,6.2474711356919013,13.13,13.290000000000001,14.852837601175882,null,765982.14867712825,100563.43515586232]
[281,"IstEgsd203",1,0.90687281768330041,7998.8549944003007,0,"gsd",15,1.0900000000000001,1.0900000000000001,1.0900000000000001,1.0900000000000001,1.1200000000000001,1.1200000000000001,1.1200000000000001,1.1200000000000001,1.1200000000000001,1.1200000000000001,1.0900000000000001,1.0900000000000001,479.93129966401807,0,19661.80322882102,0,0,0,1,0,null,null,null,30.111934600877195,null,18239.707448121324,1,null,null,7.4389999999999992,5.9600000000000009,6.2474711356919013,13.13,13.290000000000001,14.852837601175882,null,133085.22464175173,17472.34890731833]
[282,"IstNgsd203",1,0.90687281768330041,7998.8549944003007,0,"gsd",15,1.0900000000000001,1.0900000000000001,1.0900000000000001,1.0900000000000001,1.1200000000000001,1.1200000000000001,1.1200000000000001,1.1200000000000001,1.1200000000000001,1.1200000000000001,1.0900000000000001,1.0900000000000001,479.93129966401807,0,19661.80322882102,0,0,0,1,0,null,null,null,30.111934600877195,null,18239.707448121324,1,null,null,7.4389999999999992,5.9600000000000009,6.2474711356919013,13.13,13.290000000000001,14.852837601175882,null,133085.22464175173,17472.34890731833]
[283,"IteEgsd203",1,0.90687281768330041,7998.8549944003007,0,"gsd",15,1.0900000000000001,1.0900000000000001,1.0900000000000001,1.0900000000000001,1.1200000000000001,1.1200000000000001,1.1200000000000001,1.1200000000000001,1.1200000000000001,1.1200000000000001,1.0900000000000001,1.0900000000000001,479.93129966401807,0,23004.63746786095,0,0,0,1,0,null,null,null,35.231465338525581,null,21582.541687161254,1,null,null,7.4389999999999992,5.9600000000000009,6.2474711356919013,13.13,13.290000000000001,14.852837601175882,null,168180.53564721532,22079.904107746908]
[284,"IteNgsd203",1,0.90687281768330041,7998.8549944003007,0,"gsd",15,1.0900000000000001,1.0900000000000001,1.0900000000000001,1.0900000000000001,1.1200000000000001,1.1200000000000001,1.1200000000000001,1.1200000000000001,1.1200000000000001,1.1200000000000001,1.0900000000000001,1.0900000000000001,479.93129966401807,0,23004.63746786095,0,0,0,1,0,null,null,null,35.231465338525581,null,21582.541687161254,1,null,null,7.4389999999999992,5.9600000000000009,6.2474711356919013,13.13,13.290000000000001,14.852837601175882,null,168180.53564721532,22079.904107746908]
[285,"ItrEgsd203",1,0.90687281768330041,7998.8549944003007,0,"gsd",15,1.0900000000000001,1.0900000000000001,1.0900000000000001,1.0900000000000001,1.1200000000000001,1.1200000000000001,1.1200000000000001,1.1200000000000001,1.1200000000000001,1.1200000000000001,1.0900000000000001,1.0900000000000001,479.93129966401807,0,69724.565720019818,0,0,0,1,0,null,null,null,106.78275733927663,null,68302.46993932013,1,null,null,7.4389999999999992,5.9600000000000009,6.2474711356919013,13.13,13.290000000000001,14.852837601175882,null,658677.62078789494,86475.754456050272]
[286,"ItrNgsd203",1,0.90687281768330041,7998.8549944003007,0,"gsd",15,1.0900000000000001,1.0900000000000001,1.0900000000000001,1.0900000000000001,1.1200000000000001,1.1200000000000001,1.1200000000000001,1.1200000000000001,1.1200000000000001,1.1200000000000001,1.0900000000000001,1.0900000000000001,479.93129966401807,0,69724.565720019818,0,0,0,1,0,null,null,null,106.78275733927663,null,68302.46993932013,1,null,null,7.4389999999999992,5.9600000000000009,6.2474711356919013,13.13,13.290000000000001,14.852837601175882,null,658677.62078789494,86475.754456050272]
[287,"IwaEgsd203",1,0.90687281768330041,7998.8549944003007,0,"gsd",15,1.0900000000000001,1.0900000000000001,1.0900000000000001,1.0900000000000001,1.1200000000000001,1.1200000000000001,1.1200000000000001,1.1200000000000001,1.1200000000000001,1.1200000000000001,1.0900000000000001,1.0900000000000001,479.93129966401807,0,11426.515713510531,0,0,0,1,0,null,null,null,17.499640794734798,null,10004.419932810835,1,null,null,7.4389999999999992,5.9600000000000009,6.2474711356919013,13.13,13.290000000000001,14.852837601175882,null,46625.662583411089,6121.3395167285871]
[288,"IwaNgsd203",1,0.90687281768330041,7998.8549944003007,0,"gsd",15,1.0900000000000001,1.0900000000000001,1.0900000000000001,1.0900000000000001,1.1200000000000001,1.1200000000000001,1.1200000000000001,1.1200000000000001,1.1200000000000001,1.1200000000000001,1.0900000000000001,1.0900000000000001,479.93129966401807,0,11426.515713510531,0,0,0,1,0,null,null,null,17.499640794734798,null,10004.419932810835,1,null,null,7.4389999999999992,5.9600000000000009,6.2474711356919013,13.13,13.290000000000001,14.852837601175882,null,46625.662583411089,6121.3395167285871]
[289,"IagEgsd204",1,0.90687281768330053,7998.8549944003007,0,"gsd",30,1.0900000000000001,1.0900000000000001,1.0900000000000001,1.0900000000000001,1.1200000000000001,1.1200000000000001,1.1200000000000001,1.1200000000000001,1.1200000000000001,1.1200000000000001,1.0900000000000001,1.0900000000000001,479.93129966401807,0,47793.14363878483,0,0,0,1,0,null,null,null,73.19491497666229,null,46371.047858085134,1,null,null,7.4389999999999992,5.9600000000000009,6.2474711356919013,13.13,13.290000000000001,14.852837601175882,null,272577.4981488242,46918.268423120011]
[290,"IagNgsd204",1,0.90687281768330053,7998.8549944003007,0,"gsd",30,1.0900000000000001,1.0900000000000001,1.0900000000000001,1.0900000000000001,1.1200000000000001,1.1200000000000001,1.1200000000000001,1.1200000000000001,1.1200000000000001,1.1200000000000001,1.0900000000000001,1.0900000000000001,479.93129966401807,0,47793.14363878483,0,0,0,1,0,null,null,null,73.19491497666229,null,46371.047858085134,1,null,null,7.4389999999999992,5.9600000000000009,6.2474711356919013,13.13,13.290000000000001,14.852837601175882,null,272577.4981488242,46918.268423120011]
[291,"IchEgsd204",1,0.9068728176833003,7998.8549944002998,0,"gsd",30,1.0900000000000001,1.0900000000000001,1.0900000000000001,1.0900000000000001,1.1200000000000001,1.1200000000000001,1.1200000000000001,1.1200000000000001,1.1200000000000001,1.1200000000000001,1.0900000000000001,1.0900000000000001,479.93129966401801,0,47793.164498565791,0,0,0,1,0,null,null,null,73.194946923292676,null,46371.068717866096,1,null,null,7.4389999999999992,5.9600000000000009,6.2474711356919013,13.13,13.290000000000001,14.852837601175882,null,272577.63951121905,46918.292755571631]
[292,"IchNgsd204",1,0.9068728176833003,7998.8549944002998,0,"gsd",30,1.0900000000000001,1.0900000000000001,1.0900000000000001,1.0900000000000001,1.1200000000000001,1.1200000000000001,1.1200000000000001,1.1200000000000001,1.1200000000000001,1.1200000000000001,1.0900000000000001,1.0900000000000001,479.93129966401801,0,47793.164498565791,0,0,0,1,0,null,null,null,73.194946923292676,null,46371.068717866096,1,null,null,7.4389999999999992,5.9600000000000009,6.2474711356919013,13.13,13.290000000000001,14.852837601175882,null,272577.63951121905,46918.292755571631]
[293,"IcoEgsd204",1,0.9068728176833003,7998.8549944002998,0,"gsd",30,1.0900000000000001,1.0900000000000001,1.0900000000000001,1.0900000000000001,1.1200000000000001,1.1200000000000001,1.1200000000000001,1.1200000000000001,1.1200000000000001,1.1200000000000001,1.0900000000000001,1.0900000000000001,479.93129966401801,0,47793.179806716958,0,0,0,1,0,null,null,null,73.194970367635051,null,46371.084026017263,1,null,null,7.4389999999999992,5.9600000000000009,6.2474711356919013,13.13,13.290000000000001,14.852837601175882,null,272577.75260113511,46918.312221532964]
[294,"IcoNgsd204",1,0.9068728176833003,7998.8549944002998,0,"gsd",30,1.0900000000000001,1.0900000000000001,1.0900000000000001,1.0900000000000001,1.1200000000000001,1.1200000000000001,1.1200000000000001,1.1200000000000001,1.1200000000000001,1.1200000000000001,1.0900000000000001,1.0900000000000001,479.93129966401801,0,47793.179806716958,0,0,0,1,0,null,null,null,73.194970367635051,null,46371.084026017263,1,null,null,7.4389999999999992,5.9600000000000009,6.2474711356919013,13.13,13.290000000000001,14.852837601175882,null,272577.75260113511,46918.312221532964]
[295,"IelEgsd204",1,0.90687281768330041,7998.8549944002998,0,"gsd",30,1.0900000000000001,1.0900000000000001,1.0900000000000001,1.0900000000000001,1.1200000000000001,1.1200000000000001,1.1200000000000001,1.1200000000000001,1.1200000000000001,1.1200000000000001,1.0900000000000001,1.0900000000000001,479.93129966401801,0,47793.147469996387,0,0,0,1,0,null,null,null,73.19492084414,null,46371.051689296692,1,null,null,7.4389999999999992,5.9600000000000009,6.2474711356919013,13.13,13.290000000000001,14.852837601175882,null,272577.5264213031,46918.273289610326]
[296,"IelNgsd204",1,0.90687281768330041,7998.8549944002998,0,"gsd",30,1.0900000000000001,1.0900000000000001,1.0900000000000001,1.0900000000000001,1.1200000000000001,1.1200000000000001,1.1200000000000001,1.1200000000000001,1.1200000000000001,1.1200000000000001,1.0900000000000001,1.0900000000000001,479.93129966401801,0,47793.147469996387,0,0,0,1,0,null,null,null,73.19492084414,null,46371.051689296692,1,null,null,7.4389999999999992,5.9600000000000009,6.2474711356919013,13.13,13.290000000000001,14.852837601175882,null,272577.5264213031,46918.273289610326]
[297,"IluEgsd204",1,0.90687281768330019,7998.8549944002989,0,"gsd",30,1.0900000000000001,1.0900000000000001,1.0900000000000001,1.0900000000000001,1.1200000000000001,1.1200000000000001,1.1200000000000001,1.1200000000000001,1.1200000000000001,1.1200000000000001,1.0900000000000001,1.0900000000000001,479.93129966401796,0,47793.15544810643,0,0,0,1,0,null,null,null,73.19493306256804,null,46371.059667406735,1,null,null,7.4389999999999992,5.9600000000000009,6.2474711356919013,13.13,13.290000000000001,14.852837601175882,null,272577.58296626114,46918.283022590993]
[298,"IluNgsd204",1,0.90687281768330019,7998.8549944002989,0,"gsd",30,1.0900000000000001,1.0900000000000001,1.0900000000000001,1.0900000000000001,1.1200000000000001,1.1200000000000001,1.1200000000000001,1.1200000000000001,1.1200000000000001,1.1200000000000001,1.0900000000000001,1.0900000000000001,479.93129966401796,0,47793.15544810643,0,0,0,1,0,null,null,null,73.19493306256804,null,46371.059667406735,1,null,null,7.4389999999999992,5.9600000000000009,6.2474711356919013,13.13,13.290000000000001,14.852837601175882,null,272577.58296626114,46918.283022590993]
[299,"ImeEgsd204",1,0.90687281768330041,7998.8549944002998,0,"gsd",30,1.0900000000000001,1.0900000000000001,1.0900000000000001,1.0900000000000001,1.1200000000000001,1.1200000000000001,1.1200000000000001,1.1200000000000001,1.1200000000000001,1.1200000000000001,1.0900000000000001,1.0900000000000001,479.93129966401801,0,47793.151377306975,0,0,0,1,0,null,null,null,73.194926828162906,null,46371.055596607279,1,null,null,7.4389999999999992,5.9600000000000009,6.2474711356919013,13.13,13.290000000000001,14.852837601175882,null,272577.55469378218,46918.27815610067]
[300,"ImeNgsd204",1,0.90687281768330041,7998.8549944002998,0,"gsd",30,1.0900000000000001,1.0900000000000001,1.0900000000000001,1.0900000000000001,1.1200000000000001,1.1200000000000001,1.1200000000000001,1.1200000000000001,1.1200000000000001,1.1200000000000001,1.0900000000000001,1.0900000000000001,479.93129966401801,0,47793.151377306975,0,0,0,1,0,null,null,null,73.194926828162906,null,46371.055596607279,1,null,null,7.4389999999999992,5.9600000000000009,6.2474711356919013,13.13,13.290000000000001,14.852837601175882,null,272577.55469378218,46918.27815610067]
[301,"ImiEgsd204",1,0.9068728176833003,7998.8549944002998,0,"gsd",30,1.0900000000000001,1.0900000000000001,1.0900000000000001,1.0900000000000001,1.1200000000000001,1.1200000000000001,1.1200000000000001,1.1200000000000001,1.1200000000000001,1.1200000000000001,1.0900000000000001,1.0900000000000001,479.93129966401801,0,47793.179806716958,0,0,0,1,0,null,null,null,73.194970367635051,null,46371.084026017263,1,null,null,7.4389999999999992,5.9600000000000009,6.2474711356919013,13.13,13.290000000000001,14.852837601175882,null,272577.75260113511,46918.312221532964]
[302,"ImiNgsd204",1,0.9068728176833003,7998.8549944002998,0,"gsd",30,1.0900000000000001,1.0900000000000001,1.0900000000000001,1.0900000000000001,1.1200000000000001,1.1200000000000001,1.1200000000000001,1.1200000000000001,1.1200000000000001,1.1200000000000001,1.0900000000000001,1.0900000000000001,479.93129966401801,0,47793.179806716958,0,0,0,1,0,null,null,null,73.194970367635051,null,46371.084026017263,1,null,null,7.4389999999999992,5.9600000000000009,6.2474711356919013,13.13,13.290000000000001,14.852837601175882,null,272577.75260113511,46918.312221532964]
[303,"IprEgsd204",1,0.90687281768330041,7998.8549944002998,0,"gsd",30,1.0900000000000001,1.0900000000000001,1.0900000000000001,1.0900000000000001,1.1200000000000001,1.1200000000000001,1.1200000000000001,1.1200000000000001,1.1200000000000001,1.1200000000000001,1.0900000000000001,1.0900000000000001,479.93129966401807,0,47793.157853964018,0,0,0,1,0,null,null,null,73.194936747124615,null,46371.062073264322,1,null,null,7.4389999999999992,5.9600000000000009,6.2474711356919013,13.13,13.290000000000001,14.852837601175882,null,272577.58296626114,46918.283022590993]
[304,"IprNgsd204",1,0.90687281768330041,7998.8549944002998,0,"gsd",30,1.0900000000000001,1.0900000000000001,1.0900000000000001,1.0900000000000001,1.1200000000000001,1.1200000000000001,1.1200000000000001,1.1200000000000001,1.1200000000000001,1.1200000000000001,1.0900000000000001,1.0900000000000001,479.93129966401807,0,47793.157853964018,0,0,0,1,0,null,null,null,73.194936747124615,null,46371.062073264322,1,null,null,7.4389999999999992,5.9600000000000009,6.2474711356919013,13.13,13.290000000000001,14.852837601175882,null,272577.58296626114,46918.283022590993]
[305,"IstEgsd204",1,0.90687281768330041,7998.8549944002998,0,"gsd",30,1.0900000000000001,1.0900000000000001,1.0900000000000001,1.0900000000000001,1.1200000000000001,1.1200000000000001,1.1200000000000001,1.1200000000000001,1.1200000000000001,1.1200000000000001,1.0900000000000001,1.0900000000000001,479.93129966401807,0,47793.156092368205,0,0,0,1,0,null,null,null,73.194934049251103,null,46371.060311668509,1,null,null,7.4389999999999992,5.9600000000000009,6.2474711356919013,13.13,13.290000000000001,14.852837601175882,null,272577.58296626114,46918.283022590993]
[306,"IstNgsd204",1,0.90687281768330041,7998.8549944002998,0,"gsd",30,1.0900000000000001,1.0900000000000001,1.0900000000000001,1.0900000000000001,1.1200000000000001,1.1200000000000001,1.1200000000000001,1.1200000000000001,1.1200000000000001,1.1200000000000001,1.0900000000000001,1.0900000000000001,479.93129966401807,0,47793.156092368205,0,0,0,1,0,null,null,null,73.194934049251103,null,46371.060311668509,1,null,null,7.4389999999999992,5.9600000000000009,6.2474711356919013,13.13,13.290000000000001,14.852837601175882,null,272577.58296626114,46918.283022590993]
[307,"IteEgsd204",1,0.9068728176833003,7998.8549944002998,0,"gsd",30,1.0900000000000001,1.0900000000000001,1.0900000000000001,1.0900000000000001,1.1200000000000001,1.1200000000000001,1.1200000000000001,1.1200000000000001,1.1200000000000001,1.1200000000000001,1.0900000000000001,1.0900000000000001,479.93129966401801,0,47793.164714786973,0,0,0,1,0,null,null,null,73.194947254434126,null,46371.068934087278,1,null,null,7.4389999999999992,5.9600000000000009,6.2474711356919013,13.13,13.290000000000001,14.852837601175882,null,272577.63951121905,46918.292755571631]
[308,"IteNgsd204",1,0.9068728176833003,7998.8549944002998,0,"gsd",30,1.0900000000000001,1.0900000000000001,1.0900000000000001,1.0900000000000001,1.1200000000000001,1.1200000000000001,1.1200000000000001,1.1200000000000001,1.1200000000000001,1.1200000000000001,1.0900000000000001,1.0900000000000001,479.93129966401801,0,47793.164714786973,0,0,0,1,0,null,null,null,73.194947254434126,null,46371.068934087278,1,null,null,7.4389999999999992,5.9600000000000009,6.2474711356919013,13.13,13.290000000000001,14.852837601175882,null,272577.63951121905,46918.292755571631]
[309,"ItrEgsd204",1,0.90687281768330019,7998.8549944002989,0,"gsd",30,1.0900000000000001,1.0900000000000001,1.0900000000000001,1.0900000000000001,1.1200000000000001,1.1200000000000001,1.1200000000000001,1.1200000000000001,1.1200000000000001,1.1200000000000001,1.0900000000000001,1.0900000000000001,479.93129966401796,0,47793.161880366933,0,0,0,1,0,null,null,null,73.194942913536707,null,46371.066099667238,1,null,null,7.4389999999999992,5.9600000000000009,6.2474711356919013,13.13,13.290000000000001,14.852837601175882,null,272577.61123874015,46918.287889081323]
[310,"ItrNgsd204",1,0.90687281768330019,7998.8549944002989,0,"gsd",30,1.0900000000000001,1.0900000000000001,1.0900000000000001,1.0900000000000001,1.1200000000000001,1.1200000000000001,1.1200000000000001,1.1200000000000001,1.1200000000000001,1.1200000000000001,1.0900000000000001,1.0900000000000001,479.93129966401796,0,47793.161880366933,0,0,0,1,0,null,null,null,73.194942913536707,null,46371.066099667238,1,null,null,7.4389999999999992,5.9600000000000009,6.2474711356919013,13.13,13.290000000000001,14.852837601175882,null,272577.61123874015,46918.287889081323]
[311,"IwaEgsd204",1,0.9068728176833003,7998.8549944002998,0,"gsd",30,1.0900000000000001,1.0900000000000001,1.0900000000000001,1.0900000000000001,1.1200000000000001,1.1200000000000001,1.1200000000000001,1.1200000000000001,1.1200000000000001,1.1200000000000001,1.0900000000000001,1.0900000000000001,479.93129966401801,0,47793.179806716136,0,0,0,1,0,null,null,null,73.1949703676338,null,46371.08402601644,1,null,null,7.4389999999999992,5.9600000000000009,6.2474711356919013,13.13,13.290000000000001,14.852837601175882,null,272577.75260113511,46918.312221532964]
[312,"IwaNgsd204",1,0.9068728176833003,7998.8549944002998,0,"gsd",30,1.0900000000000001,1.0900000000000001,1.0900000000000001,1.0900000000000001,1.1200000000000001,1.1200000000000001,1.1200000000000001,1.1200000000000001,1.1200000000000001,1.1200000000000001,1.0900000000000001,1.0900000000000001,479.93129966401801,0,47793.179806716136,0,0,0,1,0,null,null,null,73.1949703676338,null,46371.08402601644,1,null,null,7.4389999999999992,5.9600000000000009,6.2474711356919013,13.13,13.290000000000001,14.852837601175882,null,272577.75260113511,46918.312221532964]
[313,"IagEgsd205",1,0.90687281768330041,7998.8549944002998,0,"gsd",10,1.0900000000000001,1.0900000000000001,1.0900000000000001,1.0900000000000001,1.1200000000000001,1.1200000000000001,1.1200000000000001,1.1200000000000001,1.1200000000000001,1.1200000000000001,1.0900000000000001,1.0900000000000001,479.93129966401807,0,271422.77023074258,0,0,0,1,0,null,null,null,415.68235686524673,null,270000.67445004289,1,null,null,7.4389999999999992,5.9600000000000009,6.2474711356919013,13.13,13.290000000000001,14.852837601175882,null,3724212.0944171585,383881.42236346606]
[314,"IagNgsd205",1,0.90687281768330041,7998.8549944002998,0,"gsd",10,1.0900000000000001,1.0900000000000001,1.0900000000000001,1.0900000000000001,1.1200000000000001,1.1200000000000001,1.1200000000000001,1.1200000000000001,1.1200000000000001,1.1200000000000001,1.0900000000000001,1.0900000000000001,479.93129966401807,0,271422.77023074258,0,0,0,1,0,null,null,null,415.68235686524673,null,270000.67445004289,1,null,null,7.4389999999999992,5.9600000000000009,6.2474711356919013,13.13,13.290000000000001,14.852837601175882,null,3724212.0944171585,383881.42236346606]
[315,"IchEgsd205",1,0.90687281768330041,7998.8549944002998,0,"gsd",10,1.0900000000000001,1.0900000000000001,1.0900000000000001,1.0900000000000001,1.1200000000000001,1.1200000000000001,1.1200000000000001,1.1200000000000001,1.1200000000000001,1.1200000000000001,1.0900000000000001,1.0900000000000001,479.93129966401807,0,411199.16184105538,0,0,0,1,0,null,null,null,629.74906854643768,null,409777.06606035569,1,null,null,7.4389999999999992,5.9600000000000009,6.2474711356919013,13.13,13.290000000000001,14.852837601175882,null,5679861.2163877236,585464.29346560582]
[316,"IchNgsd205",1,0.90687281768330041,7998.8549944002998,0,"gsd",10,1.0900000000000001,1.0900000000000001,1.0900000000000001,1.0900000000000001,1.1200000000000001,1.1200000000000001,1.1200000000000001,1.1200000000000001,1.1200000000000001,1.1200000000000001,1.0900000000000001,1.0900000000000001,479.93129966401807,0,411199.16184105538,0,0,0,1,0,null,null,null,629.74906854643768,null,409777.06606035569,1,null,null,7.4389999999999992,5.9600000000000009,6.2474711356919013,13.13,13.290000000000001,14.852837601175882,null,5679861.2163877236,585464.29346560582]
[317,"IcoEgsd205",1,0.9068728176833003,7998.8549944002998,0,"gsd",10,1.0900000000000001,1.0900000000000001,1.0900000000000001,1.0900000000000001,1.1200000000000001,1.1200000000000001,1.1200000000000001,1.1200000000000001,1.1200000000000001,1.1200000000000001,1.0900000000000001,1.0900000000000001,479.93129966401801,0,107245.47348675066,0,0,0,1,0,null,null,null,164.24580422712268,null,105823.37770605097,1,null,null,7.4389999999999992,5.9600000000000009,6.2474711356919013,13.13,13.290000000000001,14.852837601175882,null,1427162.9560373481,147107.98730538107]
[318,"IcoNgsd205",1,0.9068728176833003,7998.8549944002998,0,"gsd",10,1.0900000000000001,1.0900000000000001,1.0900000000000001,1.0900000000000001,1.1200000000000001,1.1200000000000001,1.1200000000000001,1.1200000000000001,1.1200000000000001,1.1200000000000001,1.0900000000000001,1.0900000000000001,479.93129966401801,0,107245.47348675066,0,0,0,1,0,null,null,null,164.24580422712268,null,105823.37770605097,1,null,null,7.4389999999999992,5.9600000000000009,6.2474711356919013,13.13,13.290000000000001,14.852837601175882,null,1427162.9560373481,147107.98730538107]
[319,"IelEgsd205",1,0.90687281768330041,7998.8549944002998,0,"gsd",10,1.0900000000000001,1.0900000000000001,1.0900000000000001,1.0900000000000001,1.1200000000000001,1.1200000000000001,1.1200000000000001,1.1200000000000001,1.1200000000000001,1.1200000000000001,1.0900000000000001,1.0900000000000001,479.93129966401807,0,287515.89872240578,0,0,0,1,0,null,null,null,440.32888735000597,null,286093.80294170609,1,null,null,7.4389999999999992,5.9600000000000009,6.2474711356919013,13.13,13.290000000000001,14.852837601175882,null,3949375.3652203428,407090.62593957549]
[320,"IelNgsd205",1,0.90687281768330041,7998.8549944002998,0,"gsd",10,1.0900000000000001,1.0900000000000001,1.0900000000000001,1.0900000000000001,1.1200000000000001,1.1200000000000001,1.1200000000000001,1.1200000000000001,1.1200000000000001,1.1200000000000001,1.0900000000000001,1.0900000000000001,479.93129966401807,0,287515.89872240578,0,0,0,1,0,null,null,null,440.32888735000597,null,286093.80294170609,1,null,null,7.4389999999999992,5.9600000000000009,6.2474711356919013,13.13,13.290000000000001,14.852837601175882,null,3949375.3652203428,407090.62593957549]
[321,"IluEgsd205",1,0.90687281768330041,7998.8549944002998,0,"gsd",10,1.0900000000000001,1.0900000000000001,1.0900000000000001,1.0900000000000001,1.1200000000000001,1.1200000000000001,1.1200000000000001,1.1200000000000001,1.1200000000000001,1.1200000000000001,1.0900000000000001,1.0900000000000001,479.93129966401807,0,567305.78503777739,0,0,0,1,0,null,null,null,868.82543269054872,null,565883.68925707764,1,null,null,7.4389999999999992,5.9600000000000009,6.2474711356919013,13.13,13.290000000000001,14.852837601175882,null,7863991.7264905479,810598.39044751588]
[322,"IluNgsd205",1,0.90687281768330041,7998.8549944002998,0,"gsd",10,1.0900000000000001,1.0900000000000001,1.0900000000000001,1.0900000000000001,1.1200000000000001,1.1200000000000001,1.1200000000000001,1.1200000000000001,1.1200000000000001,1.1200000000000001,1.0900000000000001,1.0900000000000001,479.93129966401807,0,567305.78503777739,0,0,0,1,0,null,null,null,868.82543269054872,null,565883.68925707764,1,null,null,7.4389999999999992,5.9600000000000009,6.2474711356919013,13.13,13.290000000000001,14.852837601175882,null,7863991.7264905479,810598.39044751588]
[323,"ImeEgsd205",1,0.9068728176833003,7998.8549944002998,0,"gsd",10,1.0900000000000001,1.0900000000000001,1.0900000000000001,1.0900000000000001,1.1200000000000001,1.1200000000000001,1.1200000000000001,1.1200000000000001,1.1200000000000001,1.1200000000000001,1.0900000000000001,1.0900000000000001,479.93129966401801,0,204571.32770351006,0,0,0,1,0,null,null,null,313.29977059240906,null,203149.23192281037,1,null,null,7.4389999999999992,5.9600000000000009,6.2474711356919013,13.13,13.290000000000001,14.852837601175882,null,2788875.3065918717,287469.50827363774]
[324,"ImeNgsd205",1,0.9068728176833003,7998.8549944002998,0,"gsd",10,1.0900000000000001,1.0900000000000001,1.0900000000000001,1.0900000000000001,1.1200000000000001,1.1200000000000001,1.1200000000000001,1.1200000000000001,1.1200000000000001,1.1200000000000001,1.0900000000000001,1.0900000000000001,479.93129966401801,0,204571.32770351006,0,0,0,1,0,null,null,null,313.29977059240906,null,203149.23192281037,1,null,null,7.4389999999999992,5.9600000000000009,6.2474711356919013,13.13,13.290000000000001,14.852837601175882,null,2788875.3065918717,287469.50827363774]
[325,"ImiEgsd205",1,0.9068728176833003,7998.8549944002998,0,"gsd",10,1.0900000000000001,1.0900000000000001,1.0900000000000001,1.0900000000000001,1.1200000000000001,1.1200000000000001,1.1200000000000001,1.1200000000000001,1.1200000000000001,1.1200000000000001,1.0900000000000001,1.0900000000000001,479.93129966401801,0,107245.47348675066,0,0,0,1,0,null,null,null,164.24580422712268,null,105823.37770605097,1,null,null,7.4389999999999992,5.9600000000000009,6.2474711356919013,13.13,13.290000000000001,14.852837601175882,null,1427162.9560373481,147107.98730538107]
[326,"ImiNgsd205",1,0.9068728176833003,7998.8549944002998,0,"gsd",10,1.0900000000000001,1.0900000000000001,1.0900000000000001,1.0900000000000001,1.1200000000000001,1.1200000000000001,1.1200000000000001,1.1200000000000001,1.1200000000000001,1.1200000000000001,1.0900000000000001,1.0900000000000001,479.93129966401801,0,107245.47348675066,0,0,0,1,0,null,null,null,164.24580422712268,null,105823.37770605097,1,null,null,7.4389999999999992,5.9600000000000009,6.2474711356919013,13.13,13.290000000000001,14.852837601175882,null,1427162.9560373481,147107.98730538107]
[327,"IprEgsd205",1,0.90687281768330041,7998.8549944002998,0,"gsd",10,1.0900000000000001,1.0900000000000001,1.0900000000000001,1.0900000000000001,1.1200000000000001,1.1200000000000001,1.1200000000000001,1.1200000000000001,1.1200000000000001,1.1200000000000001,1.0900000000000001,1.0900000000000001,479.93129966401807,0,750340.54542352539,0,0,0,1,0,null,null,null,1149.1420786400852,null,748918.44964282564,1,null,null,7.4389999999999992,5.9600000000000009,6.2474711356919013,13.13,13.290000000000001,14.852837601175882,null,10424880.489899971,1074567.6800822082]
[328,"IprNgsd205",1,0.90687281768330041,7998.8549944002998,0,"gsd",10,1.0900000000000001,1.0900000000000001,1.0900000000000001,1.0900000000000001,1.1200000000000001,1.1200000000000001,1.1200000000000001,1.1200000000000001,1.1200000000000001,1.1200000000000001,1.0900000000000001,1.0900000000000001,479.93129966401807,0,750340.54542352539,0,0,0,1,0,null,null,null,1149.1420786400852,null,748918.44964282564,1,null,null,7.4389999999999992,5.9600000000000009,6.2474711356919013,13.13,13.290000000000001,14.852837601175882,null,10424880.489899971,1074567.6800822082]
[329,"IstEgsd205",1,0.9068728176833003,7998.8549944002998,0,"gsd",10,1.0900000000000001,1.0900000000000001,1.0900000000000001,1.0900000000000001,1.1200000000000001,1.1200000000000001,1.1200000000000001,1.1200000000000001,1.1200000000000001,1.1200000000000001,1.0900000000000001,1.0900000000000001,479.93129966401801,0,184539.2147520477,0,0,0,1,0,null,null,null,282.62070885571046,null,183117.11897134801,1,null,null,7.4389999999999992,5.9600000000000009,6.2474711356919013,13.13,13.290000000000001,14.852837601175882,null,2508600.6384983771,258579.57517840213]
[330,"IstNgsd205",1,0.9068728176833003,7998.8549944002998,0,"gsd",10,1.0900000000000001,1.0900000000000001,1.0900000000000001,1.0900000000000001,1.1200000000000001,1.1200000000000001,1.1200000000000001,1.1200000000000001,1.1200000000000001,1.1200000000000001,1.0900000000000001,1.0900000000000001,479.93129966401801,0,184539.2147520477,0,0,0,1,0,null,null,null,282.62070885571046,null,183117.11897134801,1,null,null,7.4389999999999992,5.9600000000000009,6.2474711356919013,13.13,13.290000000000001,14.852837601175882,null,2508600.6384983771,258579.57517840213]
[331,"IteEgsd205",1,0.9068728176833003,7998.8549944002998,0,"gsd",10,1.0900000000000001,1.0900000000000001,1.0900000000000001,1.0900000000000001,1.1200000000000001,1.1200000000000001,1.1200000000000001,1.1200000000000001,1.1200000000000001,1.1200000000000001,1.0900000000000001,1.0900000000000001,479.93129966401801,0,215913.90510959731,0,0,0,1,0,null,null,null,330.67086036899849,null,214491.80932889762,1,null,null,7.4389999999999992,5.9600000000000009,6.2474711356919013,13.13,13.290000000000001,14.852837601175882,null,2947572.3893502341,303827.56208736583]
[332,"IteNgsd205",1,0.9068728176833003,7998.8549944002998,0,"gsd",10,1.0900000000000001,1.0900000000000001,1.0900000000000001,1.0900000000000001,1.1200000000000001,1.1200000000000001,1.1200000000000001,1.1200000000000001,1.1200000000000001,1.1200000000000001,1.0900000000000001,1.0900000000000001,479.93129966401801,0,215913.90510959731,0,0,0,1,0,null,null,null,330.67086036899849,null,214491.80932889762,1,null,null,7.4389999999999992,5.9600000000000009,6.2474711356919013,13.13,13.290000000000001,14.852837601175882,null,2947572.3893502341,303827.56208736583]
[333,"ItrEgsd205",1,0.90687281768330041,7998.8549944002998,0,"gsd",10,1.0900000000000001,1.0900000000000001,1.0900000000000001,1.0900000000000001,1.1200000000000001,1.1200000000000001,1.1200000000000001,1.1200000000000001,1.1200000000000001,1.1200000000000001,1.0900000000000001,1.0900000000000001,479.93129966401807,0,654411.75731139502,0,0,0,1,0,null,null,null,1002.2277106974921,null,652989.66153069527,1,null,null,7.4389999999999992,5.9600000000000009,6.2474711356919013,13.13,13.290000000000001,14.852837601175882,null,9082714.4912660532,936220.94269422803]
[334,"ItrNgsd205",1,0.90687281768330041,7998.8549944002998,0,"gsd",10,1.0900000000000001,1.0900000000000001,1.0900000000000001,1.0900000000000001,1.1200000000000001,1.1200000000000001,1.1200000000000001,1.1200000000000001,1.1200000000000001,1.1200000000000001,1.0900000000000001,1.0900000000000001,479.93129966401807,0,654411.75731139502,0,0,0,1,0,null,null,null,1002.2277106974921,null,652989.66153069527,1,null,null,7.4389999999999992,5.9600000000000009,6.2474711356919013,13.13,13.290000000000001,14.852837601175882,null,9082714.4912660532,936220.94269422803]
[335,"IwaEgsd205",1,0.90687281768330041,7998.8549944002998,0,"gsd",10,1.0900000000000001,1.0900000000000001,1.0900000000000001,1.0900000000000001,1.1200000000000001,1.1200000000000001,1.1200000000000001,1.1200000000000001,1.1200000000000001,1.1200000000000001,1.0900000000000001,1.0900000000000001,479.93129966401807,0,107245.47348672745,0,0,0,1,0,null,null,null,164.24580422708712,null,105823.37770602776,1,null,null,7.4389999999999992,5.9600000000000009,6.2474711356919013,13.13,13.290000000000001,14.852837601175882,null,1427162.9560373481,147107.98730538107]
[336,"IwaNgsd205",1,0.90687281768330041,7998.8549944002998,0,"gsd",10,1.0900000000000001,1.0900000000000001,1.0900000000000001,1.0900000000000001,1.1200000000000001,1.1200000000000001,1.1200000000000001,1.1200000000000001,1.1200000000000001,1.1200000000000001,1.0900000000000001,1.0900000000000001,479.93129966401807,0,107245.47348672745,0,0,0,1,0,null,null,null,164.24580422708712,null,105823.37770602776,1,null,null,7.4389999999999992,5.9600000000000009,6.2474711356919013,13.13,13.290000000000001,14.852837601175882,null,1427162.9560373481,147107.98730538107]
[337,"IagEgsd206",1,0.90687281768330041,7998.8549944002998,0,"gsd",15,1.0900000000000001,1.0900000000000001,1.0900000000000001,1.0900000000000001,1.1200000000000001,1.1200000000000001,1.1200000000000001,1.1200000000000001,1.1200000000000001,1.1200000000000001,1.0900000000000001,1.0900000000000001,402.20803144905244,0,8908.0508990662911,0,0,0,1,0,null,null,null,13.642626923494742,null,7485.9551183665944,1,null,null,7.4389999999999992,5.9600000000000009,6.2474711356919013,13.13,13.290000000000001,14.852837601175882,null,20185.13117776376,2650.0436515567476]
[338,"IagNgsd206",1,0.90687281768330041,7998.8549944002998,0,"gsd",15,1.0900000000000001,1.0900000000000001,1.0900000000000001,1.0900000000000001,1.1200000000000001,1.1200000000000001,1.1200000000000001,1.1200000000000001,1.1200000000000001,1.1200000000000001,1.0900000000000001,1.0900000000000001,402.20803144905244,0,8908.0508990662911,0,0,0,1,0,null,null,null,13.642626923494742,null,7485.9551183665944,1,null,null,7.4389999999999992,5.9600000000000009,6.2474711356919013,13.13,13.290000000000001,14.852837601175882,null,20185.13117776376,2650.0436515567476]
[339,"IchEgsd206",1,0.90687281768330041,7998.8549944002998,0,"gsd",15,1.0900000000000001,1.0900000000000001,1.0900000000000001,1.0900000000000001,1.1200000000000001,1.1200000000000001,1.1200000000000001,1.1200000000000001,1.1200000000000001,1.1200000000000001,1.0900000000000001,1.0900000000000001,402.20803144905244,0,8908.0508990662911,0,0,0,1,0,null,null,null,13.642626923494742,null,7485.9551183665944,1,null,null,7.4389999999999992,5.9600000000000009,6.2474711356919013,13.13,13.290000000000001,14.852837601175882,null,20185.13117776376,2650.0436515567476]
[340,"IchNgsd206",1,0.90687281768330041,7998.8549944002998,0,"gsd",15,1.0900000000000001,1.0900000000000001,1.0900000000000001,1.0900000000000001,1.1200000000000001,1.1200000000000001,1.1200000000000001,1.1200000000000001,1.1200000000000001,1.1200000000000001,1.0900000000000001,1.0900000000000001,402.20803144905244,0,8908.0508990662911,0,0,0,1,0,null,null,null,13.642626923494742,null,7485.9551183665944,1,null,null,7.4389999999999992,5.9600000000000009,6.2474711356919013,13.13,13.290000000000001,14.852837601175882,null,20185.13117776376,2650.0436515567476]
[341,"IcoEgsd206",1,0.9068728176833003,7998.8549944002989,0,"gsd",15,1.0900000000000001,1.0900000000000001,1.0900000000000001,1.0900000000000001,1.1200000000000001,1.1200000000000001,1.1200000000000001,1.1200000000000001,1.1200000000000001,1.1200000000000001,1.0900000000000001,1.0900000000000001,402.20803144905244,0,8908.0909016300157,0,0,0,1,0,null,null,null,13.642688187182957,null,7485.995120930319,1,null,null,7.4389999999999992,5.9600000000000009,6.2474711356919013,13.13,13.290000000000001,14.852837601175882,null,20185.551534669736,2650.0988389191807]
[342,"IcoNgsd206",1,0.9068728176833003,7998.8549944002989,0,"gsd",15,1.0900000000000001,1.0900000000000001,1.0900000000000001,1.0900000000000001,1.1200000000000001,1.1200000000000001,1.1200000000000001,1.1200000000000001,1.1200000000000001,1.1200000000000001,1.0900000000000001,1.0900000000000001,402.20803144905244,0,8908.0909016300157,0,0,0,1,0,null,null,null,13.642688187182957,null,7485.995120930319,1,null,null,7.4389999999999992,5.9600000000000009,6.2474711356919013,13.13,13.290000000000001,14.852837601175882,null,20185.551534669736,2650.0988389191807]
[343,"IelEgsd206",1,0.9068728176833003,7998.8549944002989,0,"gsd",15,1.0900000000000001,1.0900000000000001,1.0900000000000001,1.0900000000000001,1.1200000000000001,1.1200000000000001,1.1200000000000001,1.1200000000000001,1.1200000000000001,1.1200000000000001,1.0900000000000001,1.0900000000000001,402.20803144905244,0,8908.0909016300157,0,0,0,1,0,null,null,null,13.642688187182957,null,7485.995120930319,1,null,null,7.4389999999999992,5.9600000000000009,6.2474711356919013,13.13,13.290000000000001,14.852837601175882,null,20185.551534669736,2650.0988389191807]
[344,"IelNgsd206",1,0.9068728176833003,7998.8549944002989,0,"gsd",15,1.0900000000000001,1.0900000000000001,1.0900000000000001,1.0900000000000001,1.1200000000000001,1.1200000000000001,1.1200000000000001,1.1200000000000001,1.1200000000000001,1.1200000000000001,1.0900000000000001,1.0900000000000001,402.20803144905244,0,8908.0909016300157,0,0,0,1,0,null,null,null,13.642688187182957,null,7485.995120930319,1,null,null,7.4389999999999992,5.9600000000000009,6.2474711356919013,13.13,13.290000000000001,14.852837601175882,null,20185.551534669736,2650.0988389191807]
[345,"IluEgsd206",1,0.9068728176833003,7998.8549944002989,0,"gsd",15,1.0900000000000001,1.0900000000000001,1.0900000000000001,1.0900000000000001,1.1200000000000001,1.1200000000000001,1.1200000000000001,1.1200000000000001,1.1200000000000001,1.1200000000000001,1.0900000000000001,1.0900000000000001,402.20803144905244,0,8908.0909016300157,0,0,0,1,0,null,null,null,13.642688187182957,null,7485.995120930319,1,null,null,7.4389999999999992,5.9600000000000009,6.2474711356919013,13.13,13.290000000000001,14.852837601175882,null,20185.551534669736,2650.0988389191807]
[346,"IluNgsd206",1,0.9068728176833003,7998.8549944002989,0,"gsd",15,1.0900000000000001,1.0900000000000001,1.0900000000000001,1.0900000000000001,1.1200000000000001,1.1200000000000001,1.1200000000000001,1.1200000000000001,1.1200000000000001,1.1200000000000001,1.0900000000000001,1.0900000000000001,402.20803144905244,0,8908.0909016300157,0,0,0,1,0,null,null,null,13.642688187182957,null,7485.995120930319,1,null,null,7.4389999999999992,5.9600000000000009,6.2474711356919013,13.13,13.290000000000001,14.852837601175882,null,20185.551534669736,2650.0988389191807]
[347,"ImeEgsd206",1,0.9068728176833003,7998.8549944002998,0,"gsd",15,1.0900000000000001,1.0900000000000001,1.0900000000000001,1.0900000000000001,1.1200000000000001,1.1200000000000001,1.1200000000000001,1.1200000000000001,1.1200000000000001,1.1200000000000001,1.0900000000000001,1.0900000000000001,402.20803144905244,0,8908.0909016298956,0,0,0,1,0,null,null,null,13.642688187182772,null,7485.9951209301989,1,null,null,7.4389999999999992,5.9600000000000009,6.2474711356919013,13.13,13.290000000000001,14.852837601175882,null,20185.551534669736,2650.0988389191807]
[348,"ImeNgsd206",1,0.9068728176833003,7998.8549944002998,0,"gsd",15,1.0900000000000001,1.0900000000000001,1.0900000000000001,1.0900000000000001,1.1200000000000001,1.1200000000000001,1.1200000000000001,1.1200000000000001,1.1200000000000001,1.1200000000000001,1.0900000000000001,1.0900000000000001,402.20803144905244,0,8908.0909016298956,0,0,0,1,0,null,null,null,13.642688187182772,null,7485.9951209301989,1,null,null,7.4389999999999992,5.9600000000000009,6.2474711356919013,13.13,13.290000000000001,14.852837601175882,null,20185.551534669736,2650.0988389191807]
[349,"ImiEgsd206",1,0.9068728176833003,7998.8549944002989,0,"gsd",15,1.0900000000000001,1.0900000000000001,1.0900000000000001,1.0900000000000001,1.1200000000000001,1.1200000000000001,1.1200000000000001,1.1200000000000001,1.1200000000000001,1.1200000000000001,1.0900000000000001,1.0900000000000001,402.20803144905244,0,8908.0909016300157,0,0,0,1,0,null,null,null,13.642688187182957,null,7485.995120930319,1,null,null,7.4389999999999992,5.9600000000000009,6.2474711356919013,13.13,13.290000000000001,14.852837601175882,null,20185.551534669736,2650.0988389191807]
[350,"ImiNgsd206",1,0.9068728176833003,7998.8549944002989,0,"gsd",15,1.0900000000000001,1.0900000000000001,1.0900000000000001,1.0900000000000001,1.1200000000000001,1.1200000000000001,1.1200000000000001,1.1200000000000001,1.1200000000000001,1.1200000000000001,1.0900000000000001,1.0900000000000001,402.20803144905244,0,8908.0909016300157,0,0,0,1,0,null,null,null,13.642688187182957,null,7485.995120930319,1,null,null,7.4389999999999992,5.9600000000000009,6.2474711356919013,13.13,13.290000000000001,14.852837601175882,null,20185.551534669736,2650.0988389191807]
[351,"IprEgsd206",1,0.90687281768330019,7998.8549944002989,0,"gsd",15,1.0900000000000001,1.0900000000000001,1.0900000000000001,1.0900000000000001,1.1200000000000001,1.1200000000000001,1.1200000000000001,1.1200000000000001,1.1200000000000001,1.1200000000000001,1.0900000000000001,1.0900000000000001,402.20803144905244,0,8908.0508990667713,0,0,0,1,0,null,null,null,13.642626923495477,null,7485.9551183670746,1,null,null,7.4389999999999992,5.9600000000000009,6.2474711356919013,13.13,13.290000000000001,14.852837601175882,null,20185.13117776376,2650.0436515567476]
[352,"IprNgsd206",1,0.90687281768330019,7998.8549944002989,0,"gsd",15,1.0900000000000001,1.0900000000000001,1.0900000000000001,1.0900000000000001,1.1200000000000001,1.1200000000000001,1.1200000000000001,1.1200000000000001,1.1200000000000001,1.1200000000000001,1.0900000000000001,1.0900000000000001,402.20803144905244,0,8908.0508990667713,0,0,0,1,0,null,null,null,13.642626923495477,null,7485.9551183670746,1,null,null,7.4389999999999992,5.9600000000000009,6.2474711356919013,13.13,13.290000000000001,14.852837601175882,null,20185.13117776376,2650.0436515567476]
[353,"IstEgsd206",1,0.9068728176833003,7998.8549944002989,0,"gsd",15,1.0900000000000001,1.0900000000000001,1.0900000000000001,1.0900000000000001,1.1200000000000001,1.1200000000000001,1.1200000000000001,1.1200000000000001,1.1200000000000001,1.1200000000000001,1.0900000000000001,1.0900000000000001,402.20803144905244,0,8908.0909016300157,0,0,0,1,0,null,null,null,13.642688187182957,null,7485.995120930319,1,null,null,7.4389999999999992,5.9600000000000009,6.2474711356919013,13.13,13.290000000000001,14.852837601175882,null,20185.551534669736,2650.0988389191807]
[354,"IstNgsd206",1,0.9068728176833003,7998.8549944002989,0,"gsd",15,1.0900000000000001,1.0900000000000001,1.0900000000000001,1.0900000000000001,1.1200000000000001,1.1200000000000001,1.1200000000000001,1.1200000000000001,1.1200000000000001,1.1200000000000001,1.0900000000000001,1.0900000000000001,402.20803144905244,0,8908.0909016300157,0,0,0,1,0,null,null,null,13.642688187182957,null,7485.995120930319,1,null,null,7.4389999999999992,5.9600000000000009,6.2474711356919013,13.13,13.290000000000001,14.852837601175882,null,20185.551534669736,2650.0988389191807]
[355,"IteEgsd206",1,0.90687281768330041,7998.8549944002998,0,"gsd",15,1.0900000000000001,1.0900000000000001,1.0900000000000001,1.0900000000000001,1.1200000000000001,1.1200000000000001,1.1200000000000001,1.1200000000000001,1.1200000000000001,1.1200000000000001,1.0900000000000001,1.0900000000000001,402.20803144905244,0,8908.0508990662911,0,0,0,1,0,null,null,null,13.642626923494742,null,7485.9551183665944,1,null,null,7.4389999999999992,5.9600000000000009,6.2474711356919013,13.13,13.290000000000001,14.852837601175882,null,20185.13117776376,2650.0436515567476]
[356,"IteNgsd206",1,0.90687281768330041,7998.8549944002998,0,"gsd",15,1.0900000000000001,1.0900000000000001,1.0900000000000001,1.0900000000000001,1.1200000000000001,1.1200000000000001,1.1200000000000001,1.1200000000000001,1.1200000000000001,1.1200000000000001,1.0900000000000001,1.0900000000000001,402.20803144905244,0,8908.0508990662911,0,0,0,1,0,null,null,null,13.642626923494742,null,7485.9551183665944,1,null,null,7.4389999999999992,5.9600000000000009,6.2474711356919013,13.13,13.290000000000001,14.852837601175882,null,20185.13117776376,2650.0436515567476]
[357,"ItrEgsd206",1,0.90687281768330019,7998.8549944002989,0,"gsd",15,1.0900000000000001,1.0900000000000001,1.0900000000000001,1.0900000000000001,1.1200000000000001,1.1200000000000001,1.1200000000000001,1.1200000000000001,1.1200000000000001,1.1200000000000001,1.0900000000000001,1.0900000000000001,402.20803144905244,0,8908.0508990667713,0,0,0,1,0,null,null,null,13.642626923495477,null,7485.9551183670746,1,null,null,7.4389999999999992,5.9600000000000009,6.2474711356919013,13.13,13.290000000000001,14.852837601175882,null,20185.13117776376,2650.0436515567476]
[358,"ItrNgsd206",1,0.90687281768330019,7998.8549944002989,0,"gsd",15,1.0900000000000001,1.0900000000000001,1.0900000000000001,1.0900000000000001,1.1200000000000001,1.1200000000000001,1.1200000000000001,1.1200000000000001,1.1200000000000001,1.1200000000000001,1.0900000000000001,1.0900000000000001,402.20803144905244,0,8908.0508990667713,0,0,0,1,0,null,null,null,13.642626923495477,null,7485.9551183670746,1,null,null,7.4389999999999992,5.9600000000000009,6.2474711356919013,13.13,13.290000000000001,14.852837601175882,null,20185.13117776376,2650.0436515567476]
[359,"IwaEgsd206",1,0.9068728176833003,7998.8549944002998,0,"gsd",15,1.0900000000000001,1.0900000000000001,1.0900000000000001,1.0900000000000001,1.1200000000000001,1.1200000000000001,1.1200000000000001,1.1200000000000001,1.1200000000000001,1.1200000000000001,1.0900000000000001,1.0900000000000001,402.20803144905238,0,8908.0909016295354,0,0,0,1,0,null,null,null,13.642688187182221,null,7485.9951209298388,1,null,null,7.4389999999999992,5.9600000000000009,6.2474711356919013,13.13,13.290000000000001,14.852837601175882,null,20185.551534669736,2650.0988389191807]
[360,"IwaNgsd206",1,0.9068728176833003,7998.8549944002998,0,"gsd",15,1.0900000000000001,1.0900000000000001,1.0900000000000001,1.0900000000000001,1.1200000000000001,1.1200000000000001,1.1200000000000001,1.1200000000000001,1.1200000000000001,1.1200000000000001,1.0900000000000001,1.0900000000000001,402.20803144905238,0,8908.0909016295354,0,0,0,1,0,null,null,null,13.642688187182221,null,7485.9951209298388,1,null,null,7.4389999999999992,5.9600000000000009,6.2474711356919013,13.13,13.290000000000001,14.852837601175882,null,20185.551534669736,2650.0988389191807]
[361,"IagEgsd207",1,0.9068728176833003,7998.8549944002989,0,"gsd",10,1.0900000000000001,1.0900000000000001,1.0900000000000001,1.0900000000000001,1.1200000000000001,1.1200000000000001,1.1200000000000001,1.1200000000000001,1.1200000000000001,1.1200000000000001,1.0900000000000001,1.0900000000000001,402.20803144905244,0,2393.7114323036531,0,0,0,1,0,null,null,null,3.6659548091318062,null,971.61565160395685,1,null,null,7.4389999999999992,5.9600000000000009,6.2474711356919013,13.13,13.290000000000001,14.852837601175882,null,0,0]
[362,"IagNgsd207",1,0.9068728176833003,7998.8549944002989,0,"gsd",10,1.0900000000000001,1.0900000000000001,1.0900000000000001,1.0900000000000001,1.1200000000000001,1.1200000000000001,1.1200000000000001,1.1200000000000001,1.1200000000000001,1.1200000000000001,1.0900000000000001,1.0900000000000001,402.20803144905244,0,2393.7114323036531,0,0,0,1,0,null,null,null,3.6659548091318062,null,971.61565160395685,1,null,null,7.4389999999999992,5.9600000000000009,6.2474711356919013,13.13,13.290000000000001,14.852837601175882,null,0,0]
[363,"IchEgsd207",1,0.90687281768330041,7998.8549944002998,0,"gsd",10,1.0900000000000001,1.0900000000000001,1.0900000000000001,1.0900000000000001,1.1200000000000001,1.1200000000000001,1.1200000000000001,1.1200000000000001,1.1200000000000001,1.1200000000000001,1.0900000000000001,1.0900000000000001,402.20803144905244,0,991.52489667286432,0,0,0,1,0,null,null,null,1.5185144768405412,null,-430.570884026832,0,null,null,7.4389999999999992,5.9600000000000009,6.2474711356919013,13.13,13.290000000000001,14.852837601175882,null,0,0]
[364,"IchNgsd207",1,0.90687281768330041,7998.8549944002998,0,"gsd",10,1.0900000000000001,1.0900000000000001,1.0900000000000001,1.0900000000000001,1.1200000000000001,1.1200000000000001,1.1200000000000001,1.1200000000000001,1.1200000000000001,1.1200000000000001,1.0900000000000001,1.0900000000000001,402.20803144905244,0,991.52489667286432,0,0,0,1,0,null,null,null,1.5185144768405412,null,-430.570884026832,0,null,null,7.4389999999999992,5.9600000000000009,6.2474711356919013,13.13,13.290000000000001,14.852837601175882,null,0,0]
[365,"IcoEgsd207",1,0.9068728176833003,7998.8549944002998,0,"gsd",10,1.0900000000000001,1.0900000000000001,1.0900000000000001,1.0900000000000001,1.1200000000000001,1.1200000000000001,1.1200000000000001,1.1200000000000001,1.1200000000000001,1.1200000000000001,1.0900000000000001,1.0900000000000001,402.20803144905238,0,6141.6936704893951,0,0,0,1,0,null,null,null,9.4059672956806182,null,4719.5978897896985,1,null,null,7.4389999999999992,5.9600000000000009,6.2474711356919013,13.13,13.290000000000001,14.852837601175882,null,12592.547453015271,1298.0047604403355]
[366,"IcoNgsd207",1,0.9068728176833003,7998.8549944002998,0,"gsd",10,1.0900000000000001,1.0900000000000001,1.0900000000000001,1.0900000000000001,1.1200000000000001,1.1200000000000001,1.1200000000000001,1.1200000000000001,1.1200000000000001,1.1200000000000001,1.0900000000000001,1.0900000000000001,402.20803144905238,0,6141.6936704893951,0,0,0,1,0,null,null,null,9.4059672956806182,null,4719.5978897896985,1,null,null,7.4389999999999992,5.9600000000000009,6.2474711356919013,13.13,13.290000000000001,14.852837601175882,null,12592.547453015271,1298.0047604403355]
[367,"IelEgsd207",1,0.90687281768330041,7998.8549944002998,0,"gsd",10,1.0900000000000001,1.0900000000000001,1.0900000000000001,1.0900000000000001,1.1200000000000001,1.1200000000000001,1.1200000000000001,1.1200000000000001,1.1200000000000001,1.1200000000000001,1.0900000000000001,1.0900000000000001,402.20803144905244,0,1264.2438583281148,0,0,0,1,0,null,null,null,1.9361819431563689,null,-157.85192237158151,0,null,null,7.4389999999999992,5.9600000000000009,6.2474711356919013,13.13,13.290000000000001,14.852837601175882,null,0,0]
[368,"IelNgsd207",1,0.90687281768330041,7998.8549944002998,0,"gsd",10,1.0900000000000001,1.0900000000000001,1.0900000000000001,1.0900000000000001,1.1200000000000001,1.1200000000000001,1.1200000000000001,1.1200000000000001,1.1200000000000001,1.1200000000000001,1.0900000000000001,1.0900000000000001,402.20803144905244,0,1264.2438583281148,0,0,0,1,0,null,null,null,1.9361819431563689,null,-157.85192237158151,0,null,null,7.4389999999999992,5.9600000000000009,6.2474711356919013,13.13,13.290000000000001,14.852837601175882,null,0,0]
[369,"IluEgsd207",1,0.9068728176833003,7998.8549944002998,0,"gsd",10,1.0900000000000001,1.0900000000000001,1.0900000000000001,1.0900000000000001,1.1200000000000001,1.1200000000000001,1.1200000000000001,1.1200000000000001,1.1200000000000001,1.1200000000000001,1.0900000000000001,1.0900000000000001,402.20803144905244,0,2131.0375872819,0,0,0,1,0,null,null,null,3.2636713791429552,null,708.94180658220353,1,null,null,7.4389999999999992,5.9600000000000009,6.2474711356919013,13.13,13.290000000000001,14.852837601175882,null,0,0]
[370,"IluNgsd207",1,0.9068728176833003,7998.8549944002998,0,"gsd",10,1.0900000000000001,1.0900000000000001,1.0900000000000001,1.0900000000000001,1.1200000000000001,1.1200000000000001,1.1200000000000001,1.1200000000000001,1.1200000000000001,1.1200000000000001,1.0900000000000001,1.0900000000000001,402.20803144905244,0,2131.0375872819,0,0,0,1,0,null,null,null,3.2636713791429552,null,708.94180658220353,1,null,null,7.4389999999999992,5.9600000000000009,6.2474711356919013,13.13,13.290000000000001,14.852837601175882,null,0,0]
[371,"ImeEgsd207",1,0.90687281768330053,7998.8549944003007,0,"gsd",10,1.0900000000000001,1.0900000000000001,1.0900000000000001,1.0900000000000001,1.1200000000000001,1.1200000000000001,1.1200000000000001,1.1200000000000001,1.1200000000000001,1.1200000000000001,1.0900000000000001,1.0900000000000001,402.2080314490525,0,5508.7235138000224,0,0,0,1,0,null,null,null,8.4365772686967961,null,4086.6277331003257,1,null,null,7.4389999999999992,5.9600000000000009,6.2474711356919013,13.13,13.290000000000001,14.852837601175882,null,3736.4897330128588,385.14696719493452]
[372,"ImeNgsd207",1,0.90687281768330053,7998.8549944003007,0,"gsd",10,1.0900000000000001,1.0900000000000001,1.0900000000000001,1.0900000000000001,1.1200000000000001,1.1200000000000001,1.1200000000000001,1.1200000000000001,1.1200000000000001,1.1200000000000001,1.0900000000000001,1.0900000000000001,402.2080314490525,0,5508.7235138000224,0,0,0,1,0,null,null,null,8.4365772686967961,null,4086.6277331003257,1,null,null,7.4389999999999992,5.9600000000000009,6.2474711356919013,13.13,13.290000000000001,14.852837601175882,null,3736.4897330128588,385.14696719493452]
[373,"ImiEgsd207",1,0.9068728176833003,7998.8549944002998,0,"gsd",10,1.0900000000000001,1.0900000000000001,1.0900000000000001,1.0900000000000001,1.1200000000000001,1.1200000000000001,1.1200000000000001,1.1200000000000001,1.1200000000000001,1.1200000000000001,1.0900000000000001,1.0900000000000001,402.20803144905238,0,6141.6936704893951,0,0,0,1,0,null,null,null,9.4059672956806182,null,4719.5978897896985,1,null,null,7.4389999999999992,5.9600000000000009,6.2474711356919013,13.13,13.290000000000001,14.852837601175882,null,12592.547453015271,1298.0047604403355]
[374,"ImiNgsd207",1,0.9068728176833003,7998.8549944002998,0,"gsd",10,1.0900000000000001,1.0900000000000001,1.0900000000000001,1.0900000000000001,1.1200000000000001,1.1200000000000001,1.1200000000000001,1.1200000000000001,1.1200000000000001,1.1200000000000001,1.0900000000000001,1.0900000000000001,402.20803144905238,0,6141.6936704893951,0,0,0,1,0,null,null,null,9.4059672956806182,null,4719.5978897896985,1,null,null,7.4389999999999992,5.9600000000000009,6.2474711356919013,13.13,13.290000000000001,14.852837601175882,null,12592.547453015271,1298.0047604403355]
[375,"IprEgsd207",1,0.90687281768330041,7998.8549944003007,0,"gsd",10,1.0900000000000001,1.0900000000000001,1.0900000000000001,1.0900000000000001,1.1200000000000001,1.1200000000000001,1.1200000000000001,1.1200000000000001,1.1200000000000001,1.1200000000000001,1.0900000000000001,1.0900000000000001,402.2080314490525,0,767.93332083525661,0,0,0,1,0,null,null,null,1.1760853094557326,null,-654.16245986443982,0,null,null,7.4389999999999992,5.9600000000000009,6.2474711356919013,13.13,13.290000000000001,14.852837601175882,null,0,0]
[376,"IprNgsd207",1,0.90687281768330041,7998.8549944003007,0,"gsd",10,1.0900000000000001,1.0900000000000001,1.0900000000000001,1.0900000000000001,1.1200000000000001,1.1200000000000001,1.1200000000000001,1.1200000000000001,1.1200000000000001,1.1200000000000001,1.0900000000000001,1.0900000000000001,402.2080314490525,0,767.93332083525661,0,0,0,1,0,null,null,null,1.1760853094557326,null,-654.16245986443982,0,null,null,7.4389999999999992,5.9600000000000009,6.2474711356919013,13.13,13.290000000000001,14.852837601175882,null,0,0]
[377,"IstEgsd207",1,0.9068728176833003,7998.8549944002998,0,"gsd",10,1.0900000000000001,1.0900000000000001,1.0900000000000001,1.0900000000000001,1.1200000000000001,1.1200000000000001,1.1200000000000001,1.1200000000000001,1.1200000000000001,1.1200000000000001,1.0900000000000001,1.0900000000000001,402.20803144905244,0,4083.1837080676828,0,0,0,1,0,null,null,null,6.2533715422638743,null,2661.0879273679866,1,null,null,7.4389999999999992,5.9600000000000009,6.2474711356919013,13.13,13.290000000000001,14.852837601175882,null,0,0]
[378,"IstNgsd207",1,0.9068728176833003,7998.8549944002998,0,"gsd",10,1.0900000000000001,1.0900000000000001,1.0900000000000001,1.0900000000000001,1.1200000000000001,1.1200000000000001,1.1200000000000001,1.1200000000000001,1.1200000000000001,1.1200000000000001,1.0900000000000001,1.0900000000000001,402.20803144905244,0,4083.1837080676828,0,0,0,1,0,null,null,null,6.2533715422638743,null,2661.0879273679866,1,null,null,7.4389999999999992,5.9600000000000009,6.2474711356919013,13.13,13.290000000000001,14.852837601175882,null,0,0]
[379,"IteEgsd207",1,0.90687281768330041,7998.8549944002998,0,"gsd",10,1.0900000000000001,1.0900000000000001,1.0900000000000001,1.0900000000000001,1.1200000000000001,1.1200000000000001,1.1200000000000001,1.1200000000000001,1.1200000000000001,1.1200000000000001,1.0900000000000001,1.0900000000000001,402.20803144905244,0,2291.9093721415434,0,0,0,1,0,null,null,null,3.510045560007466,null,869.81359144184694,1,null,null,7.4389999999999992,5.9600000000000009,6.2474711356919013,13.13,13.290000000000001,14.852837601175882,null,0,0]
[380,"IteNgsd207",1,0.90687281768330041,7998.8549944002998,0,"gsd",10,1.0900000000000001,1.0900000000000001,1.0900000000000001,1.0900000000000001,1.1200000000000001,1.1200000000000001,1.1200000000000001,1.1200000000000001,1.1200000000000001,1.1200000000000001,1.0900000000000001,1.0900000000000001,402.20803144905244,0,2291.9093721415434,0,0,0,1,0,null,null,null,3.510045560007466,null,869.81359144184694,1,null,null,7.4389999999999992,5.9600000000000009,6.2474711356919013,13.13,13.290000000000001,14.852837601175882,null,0,0]
[381,"ItrEgsd207",1,0.9068728176833003,7998.8549944002989,0,"gsd",10,1.0900000000000001,1.0900000000000001,1.0900000000000001,1.0900000000000001,1.1200000000000001,1.1200000000000001,1.1200000000000001,1.1200000000000001,1.1200000000000001,1.1200000000000001,1.0900000000000001,1.0900000000000001,402.20803144905244,0,698.29359738003461,0,0,0,1,0,null,null,null,1.0694324875399395,null,-723.80218331966148,0,null,null,7.4389999999999992,5.9600000000000009,6.2474711356919013,13.13,13.290000000000001,14.852837601175882,null,0,0]
[382,"ItrNgsd207",1,0.9068728176833003,7998.8549944002989,0,"gsd",10,1.0900000000000001,1.0900000000000001,1.0900000000000001,1.0900000000000001,1.1200000000000001,1.1200000000000001,1.1200000000000001,1.1200000000000001,1.1200000000000001,1.1200000000000001,1.0900000000000001,1.0900000000000001,402.20803144905244,0,698.29359738003461,0,0,0,1,0,null,null,null,1.0694324875399395,null,-723.80218331966148,0,null,null,7.4389999999999992,5.9600000000000009,6.2474711356919013,13.13,13.290000000000001,14.852837601175882,null,0,0]
[383,"IwaEgsd207",1,0.90687281768330041,7998.8549944002998,0,"gsd",10,1.0900000000000001,1.0900000000000001,1.0900000000000001,1.0900000000000001,1.1200000000000001,1.1200000000000001,1.1200000000000001,1.1200000000000001,1.1200000000000001,1.1200000000000001,1.0900000000000001,1.0900000000000001,402.20803144905244,0,478.27392034660636,0,0,0,1,0,null,null,null,0.73247366191070018,null,-943.82186035308996,0,null,null,7.4389999999999992,5.9600000000000009,6.2474711356919013,13.13,13.290000000000001,14.852837601175882,null,0,0]
[384,"IwaNgsd207",1,0.90687281768330041,7998.8549944002998,0,"gsd",10,1.0900000000000001,1.0900000000000001,1.0900000000000001,1.0900000000000001,1.1200000000000001,1.1200000000000001,1.1200000000000001,1.1200000000000001,1.1200000000000001,1.1200000000000001,1.0900000000000001,1.0900000000000001,402.20803144905244,0,478.27392034660636,0,0,0,1,0,null,null,null,0.73247366191070018,null,-943.82186035308996,0,null,null,7.4389999999999992,5.9600000000000009,6.2474711356919013,13.13,13.290000000000001,14.852837601175882,null,0,0]
[385,"IagEgsd208",1,0.90687281768330041,7998.8549944002998,0,"gsd",10,1.0900000000000001,1.0900000000000001,1.0900000000000001,1.0900000000000001,1.1200000000000001,1.1200000000000001,1.1200000000000001,1.1200000000000001,1.1200000000000001,1.1200000000000001,1.0900000000000001,1.0900000000000001,402.20803144905244,0,405.1407823998623,0,0,0,1,0,null,null,null,0.62047069649696607,null,-1016.954998299834,0,null,null,7.4389999999999992,5.9600000000000009,6.2474711356919013,13.13,13.290000000000001,14.852837601175882,null,0,0]
[386,"IagNgsd208",1,0.90687281768330041,7998.8549944002998,0,"gsd",10,1.0900000000000001,1.0900000000000001,1.0900000000000001,1.0900000000000001,1.1200000000000001,1.1200000000000001,1.1200000000000001,1.1200000000000001,1.1200000000000001,1.1200000000000001,1.0900000000000001,1.0900000000000001,402.20803144905244,0,405.1407823998623,0,0,0,1,0,null,null,null,0.62047069649696607,null,-1016.954998299834,0,null,null,7.4389999999999992,5.9600000000000009,6.2474711356919013,13.13,13.290000000000001,14.852837601175882,null,0,0]
[387,"IchEgsd208",1,0.9068728176833003,7998.8549944002989,0,"gsd",10,1.0900000000000001,1.0900000000000001,1.0900000000000001,1.0900000000000001,1.1200000000000001,1.1200000000000001,1.1200000000000001,1.1200000000000001,1.1200000000000001,1.1200000000000001,1.0900000000000001,1.0900000000000001,402.20803144905238,0,267.42380330745743,0,0,0,1,0,null,null,null,0.40955796282754614,null,-1154.6719773922387,0,null,null,7.4389999999999992,5.9600000000000009,6.2474711356919013,13.13,13.290000000000001,14.852837601175882,null,0,0]
[388,"IchNgsd208",1,0.9068728176833003,7998.8549944002989,0,"gsd",10,1.0900000000000001,1.0900000000000001,1.0900000000000001,1.0900000000000001,1.1200000000000001,1.1200000000000001,1.1200000000000001,1.1200000000000001,1.1200000000000001,1.1200000000000001,1.0900000000000001,1.0900000000000001,402.20803144905238,0,267.42380330745743,0,0,0,1,0,null,null,null,0.40955796282754614,null,-1154.6719773922387,0,null,null,7.4389999999999992,5.9600000000000009,6.2474711356919013,13.13,13.290000000000001,14.852837601175882,null,0,0]
[389,"IcoEgsd208",1,0.90687281768330053,7998.8549944002998,0,"gsd",10,1.0900000000000001,1.0900000000000001,1.0900000000000001,1.0900000000000001,1.1200000000000001,1.1200000000000001,1.1200000000000001,1.1200000000000001,1.1200000000000001,1.1200000000000001,1.0900000000000001,1.0900000000000001,402.2080314490525,0,1025.3524991094298,0,0,0,1,0,null,null,null,1.5703212486009872,null,-396.74328159026652,0,null,null,7.4389999999999992,5.9600000000000009,6.2474711356919013,13.13,13.290000000000001,14.852837601175882,null,0,0]
[390,"IcoNgsd208",1,0.90687281768330053,7998.8549944002998,0,"gsd",10,1.0900000000000001,1.0900000000000001,1.0900000000000001,1.0900000000000001,1.1200000000000001,1.1200000000000001,1.1200000000000001,1.1200000000000001,1.1200000000000001,1.1200000000000001,1.0900000000000001,1.0900000000000001,402.2080314490525,0,1025.3524991094298,0,0,0,1,0,null,null,null,1.5703212486009872,null,-396.74328159026652,0,null,null,7.4389999999999992,5.9600000000000009,6.2474711356919013,13.13,13.290000000000001,14.852837601175882,null,0,0]
[391,"IelEgsd208",1,0.90687281768330041,7998.8549944002998,0,"gsd",10,1.0900000000000001,1.0900000000000001,1.0900000000000001,1.0900000000000001,1.1200000000000001,1.1200000000000001,1.1200000000000001,1.1200000000000001,1.1200000000000001,1.1200000000000001,1.0900000000000001,1.0900000000000001,402.20803144905244,0,382.46384283261335,0,0,0,1,0,null,null,null,0.58574109854248635,null,-1039.631937867083,0,null,null,7.4389999999999992,5.9600000000000009,6.2474711356919013,13.13,13.290000000000001,14.852837601175882,null,0,0]
[392,"IelNgsd208",1,0.90687281768330041,7998.8549944002998,0,"gsd",10,1.0900000000000001,1.0900000000000001,1.0900000000000001,1.0900000000000001,1.1200000000000001,1.1200000000000001,1.1200000000000001,1.1200000000000001,1.1200000000000001,1.1200000000000001,1.0900000000000001,1.0900000000000001,402.20803144905244,0,382.46384283261335,0,0,0,1,0,null,null,null,0.58574109854248635,null,-1039.631937867083,0,null,null,7.4389999999999992,5.9600000000000009,6.2474711356919013,13.13,13.290000000000001,14.852837601175882,null,0,0]
[393,"IluEgsd208",1,0.90687281768330041,7998.8549944002998,0,"gsd",10,1.0900000000000001,1.0900000000000001,1.0900000000000001,1.0900000000000001,1.1200000000000001,1.1200000000000001,1.1200000000000001,1.1200000000000001,1.1200000000000001,1.1200000000000001,1.0900000000000001,1.0900000000000001,402.20803144905244,0,193.83627392584577,0,0,0,1,0,null,null,null,0.29685909963624313,null,-1228.2595067738505,0,null,null,7.4389999999999992,5.9600000000000009,6.2474711356919013,13.13,13.290000000000001,14.852837601175882,null,0,0]
[394,"IluNgsd208",1,0.90687281768330041,7998.8549944002998,0,"gsd",10,1.0900000000000001,1.0900000000000001,1.0900000000000001,1.0900000000000001,1.1200000000000001,1.1200000000000001,1.1200000000000001,1.1200000000000001,1.1200000000000001,1.1200000000000001,1.0900000000000001,1.0900000000000001,402.20803144905244,0,193.83627392584577,0,0,0,1,0,null,null,null,0.29685909963624313,null,-1228.2595067738505,0,null,null,7.4389999999999992,5.9600000000000009,6.2474711356919013,13.13,13.290000000000001,14.852837601175882,null,0,0]
[395,"ImeEgsd208",1,0.9068728176833003,7998.8549944002998,0,"gsd",10,1.0900000000000001,1.0900000000000001,1.0900000000000001,1.0900000000000001,1.1200000000000001,1.1200000000000001,1.1200000000000001,1.1200000000000001,1.1200000000000001,1.1200000000000001,1.0900000000000001,1.0900000000000001,402.20803144905244,0,537.53603762612317,0,0,0,1,0,null,null,null,0.82323324174489065,null,-884.55974307357315,0,null,null,7.4389999999999992,5.9600000000000009,6.2474711356919013,13.13,13.290000000000001,14.852837601175882,null,0,0]
[396,"ImeNgsd208",1,0.9068728176833003,7998.8549944002998,0,"gsd",10,1.0900000000000001,1.0900000000000001,1.0900000000000001,1.0900000000000001,1.1200000000000001,1.1200000000000001,1.1200000000000001,1.1200000000000001,1.1200000000000001,1.1200000000000001,1.0900000000000001,1.0900000000000001,402.20803144905244,0,537.53603762612317,0,0,0,1,0,null,null,null,0.82323324174489065,null,-884.55974307357315,0,null,null,7.4389999999999992,5.9600000000000009,6.2474711356919013,13.13,13.290000000000001,14.852837601175882,null,0,0]
[397,"ImiEgsd208",1,0.90687281768330053,7998.8549944002998,0,"gsd",10,1.0900000000000001,1.0900000000000001,1.0900000000000001,1.0900000000000001,1.1200000000000001,1.1200000000000001,1.1200000000000001,1.1200000000000001,1.1200000000000001,1.1200000000000001,1.0900000000000001,1.0900000000000001,402.2080314490525,0,1025.3524991094298,0,0,0,1,0,null,null,null,1.5703212486009872,null,-396.74328159026652,0,null,null,7.4389999999999992,5.9600000000000009,6.2474711356919013,13.13,13.290000000000001,14.852837601175882,null,0,0]
[398,"ImiNgsd208",1,0.90687281768330053,7998.8549944002998,0,"gsd",10,1.0900000000000001,1.0900000000000001,1.0900000000000001,1.0900000000000001,1.1200000000000001,1.1200000000000001,1.1200000000000001,1.1200000000000001,1.1200000000000001,1.1200000000000001,1.0900000000000001,1.0900000000000001,402.2080314490525,0,1025.3524991094298,0,0,0,1,0,null,null,null,1.5703212486009872,null,-396.74328159026652,0,null,null,7.4389999999999992,5.9600000000000009,6.2474711356919013,13.13,13.290000000000001,14.852837601175882,null,0,0]
[399,"IprEgsd208",1,0.90687281768330041,7998.8549944003007,0,"gsd",10,1.0900000000000001,1.0900000000000001,1.0900000000000001,1.0900000000000001,1.1200000000000001,1.1200000000000001,1.1200000000000001,1.1200000000000001,1.1200000000000001,1.1200000000000001,1.0900000000000001,1.0900000000000001,402.20803144905244,0,146.5527133379349,0,0,0,1,0,null,null,null,0.2244446080685151,null,-1275.5430673617616,0,null,null,7.4389999999999992,5.9600000000000009,6.2474711356919013,13.13,13.290000000000001,14.852837601175882,null,0,0]
[400,"IprNgsd208",1,0.90687281768330041,7998.8549944003007,0,"gsd",10,1.0900000000000001,1.0900000000000001,1.0900000000000001,1.0900000000000001,1.1200000000000001,1.1200000000000001,1.1200000000000001,1.1200000000000001,1.1200000000000001,1.1200000000000001,1.0900000000000001,1.0900000000000001,402.20803144905244,0,146.5527133379349,0,0,0,1,0,null,null,null,0.2244446080685151,null,-1275.5430673617616,0,null,null,7.4389999999999992,5.9600000000000009,6.2474711356919013,13.13,13.290000000000001,14.852837601175882,null,0,0]
[401,"IstEgsd208",1,0.90687281768330019,7998.8549944002989,0,"gsd",10,1.0900000000000001,1.0900000000000001,1.0900000000000001,1.0900000000000001,1.1200000000000001,1.1200000000000001,1.1200000000000001,1.1200000000000001,1.1200000000000001,1.1200000000000001,1.0900000000000001,1.0900000000000001,402.20803144905238,0,595.88666952922915,0,0,0,1,0,null,null,null,0.91259688715105736,null,-826.20911117046694,0,null,null,7.4389999999999992,5.9600000000000009,6.2474711356919013,13.13,13.290000000000001,14.852837601175882,null,0,0]
[402,"IstNgsd208",1,0.90687281768330019,7998.8549944002989,0,"gsd",10,1.0900000000000001,1.0900000000000001,1.0900000000000001,1.0900000000000001,1.1200000000000001,1.1200000000000001,1.1200000000000001,1.1200000000000001,1.1200000000000001,1.1200000000000001,1.0900000000000001,1.0900000000000001,402.20803144905238,0,595.88666952922915,0,0,0,1,0,null,null,null,0.91259688715105736,null,-826.20911117046694,0,null,null,7.4389999999999992,5.9600000000000009,6.2474711356919013,13.13,13.290000000000001,14.852837601175882,null,0,0]
[403,"IteEgsd208",1,0.90687281768330041,7998.8549944003007,0,"gsd",10,1.0900000000000001,1.0900000000000001,1.0900000000000001,1.0900000000000001,1.1200000000000001,1.1200000000000001,1.1200000000000001,1.1200000000000001,1.1200000000000001,1.1200000000000001,1.0900000000000001,1.0900000000000001,402.20803144905244,0,509.2975909457183,0,0,0,1,0,null,null,null,0.77998622875351409,null,-912.79818975397802,0,null,null,7.4389999999999992,5.9600000000000009,6.2474711356919013,13.13,13.290000000000001,14.852837601175882,null,0,0]
[404,"IteNgsd208",1,0.90687281768330041,7998.8549944003007,0,"gsd",10,1.0900000000000001,1.0900000000000001,1.0900000000000001,1.0900000000000001,1.1200000000000001,1.1200000000000001,1.1200000000000001,1.1200000000000001,1.1200000000000001,1.1200000000000001,1.0900000000000001,1.0900000000000001,402.20803144905244,0,509.2975909457183,0,0,0,1,0,null,null,null,0.77998622875351409,null,-912.79818975397802,0,null,null,7.4389999999999992,5.9600000000000009,6.2474711356919013,13.13,13.290000000000001,14.852837601175882,null,0,0]
[405,"ItrEgsd208",1,0.9068728176833003,7998.8549944002989,0,"gsd",10,1.0900000000000001,1.0900000000000001,1.0900000000000001,1.0900000000000001,1.1200000000000001,1.1200000000000001,1.1200000000000001,1.1200000000000001,1.1200000000000001,1.1200000000000001,1.0900000000000001,1.0900000000000001,402.20803144905238,0,168.03555994895467,0,0,0,1,0,null,null,null,0.25734545976880413,null,-1254.0602207507416,0,null,null,7.4389999999999992,5.9600000000000009,6.2474711356919013,13.13,13.290000000000001,14.852837601175882,null,0,0]
[406,"ItrNgsd208",1,0.9068728176833003,7998.8549944002989,0,"gsd",10,1.0900000000000001,1.0900000000000001,1.0900000000000001,1.0900000000000001,1.1200000000000001,1.1200000000000001,1.1200000000000001,1.1200000000000001,1.1200000000000001,1.1200000000000001,1.0900000000000001,1.0900000000000001,402.20803144905238,0,168.03555994895467,0,0,0,1,0,null,null,null,0.25734545976880413,null,-1254.0602207507416,0,null,null,7.4389999999999992,5.9600000000000009,6.2474711356919013,13.13,13.290000000000001,14.852837601175882,null,0,0]
[407,"IwaEgsd208",1,0.90687281768330053,7998.8549944002998,0,"gsd",10,1.0900000000000001,1.0900000000000001,1.0900000000000001,1.0900000000000001,1.1200000000000001,1.1200000000000001,1.1200000000000001,1.1200000000000001,1.1200000000000001,1.1200000000000001,1.0900000000000001,1.0900000000000001,402.2080314490525,0,1025.3524991094298,0,0,0,1,0,null,null,null,1.5703212486009872,null,-396.74328159026652,0,null,null,7.4389999999999992,5.9600000000000009,6.2474711356919013,13.13,13.290000000000001,14.852837601175882,null,0,0]
[408,"IwaNgsd208",1,0.90687281768330053,7998.8549944002998,0,"gsd",10,1.0900000000000001,1.0900000000000001,1.0900000000000001,1.0900000000000001,1.1200000000000001,1.1200000000000001,1.1200000000000001,1.1200000000000001,1.1200000000000001,1.1200000000000001,1.0900000000000001,1.0900000000000001,402.2080314490525,0,1025.3524991094298,0,0,0,1,0,null,null,null,1.5703212486009872,null,-396.74328159026652,0,null,null,7.4389999999999992,5.9600000000000009,6.2474711356919013,13.13,13.290000000000001,14.852837601175882,null,0,0]
[409,"IagEgsd209",1,0.90687281768330041,7998.8549944002998,0,"gsd",10,1.0900000000000001,1.0900000000000001,1.0900000000000001,1.0900000000000001,1.1200000000000001,1.1200000000000001,1.1200000000000001,1.1200000000000001,1.1200000000000001,1.1200000000000001,1.0900000000000001,1.0900000000000001,402.20803144905244,0,6587.6476660820281,0,0,0,1,0,null,null,null,10.088943185226761,null,5165.5518853823314,1,null,null,7.4389999999999992,5.9600000000000009,6.2474711356919013,13.13,13.290000000000001,14.852837601175882,null,18832.005245886772,1941.1507122766732]
[410,"IagNgsd209",1,0.90687281768330041,7998.8549944002998,0,"gsd",10,1.0900000000000001,1.0900000000000001,1.0900000000000001,1.0900000000000001,1.1200000000000001,1.1200000000000001,1.1200000000000001,1.1200000000000001,1.1200000000000001,1.1200000000000001,1.0900000000000001,1.0900000000000001,402.20803144905244,0,6587.6476660820281,0,0,0,1,0,null,null,null,10.088943185226761,null,5165.5518853823314,1,null,null,7.4389999999999992,5.9600000000000009,6.2474711356919013,13.13,13.290000000000001,14.852837601175882,null,18832.005245886772,1941.1507122766732]
[411,"IchEgsd209",1,0.90687281768330041,7998.8549944002998,0,"gsd",10,1.0900000000000001,1.0900000000000001,1.0900000000000001,1.0900000000000001,1.1200000000000001,1.1200000000000001,1.1200000000000001,1.1200000000000001,1.1200000000000001,1.1200000000000001,1.0900000000000001,1.0900000000000001,402.20803144905238,0,6587.6487127452046,0,0,0,1,0,null,null,null,10.088944788185184,null,5165.552932045508,1,null,null,7.4389999999999992,5.9600000000000009,6.2474711356919013,13.13,13.290000000000001,14.852837601175882,null,18832.025740912417,1941.1528248469019]
[412,"IchNgsd209",1,0.90687281768330041,7998.8549944002998,0,"gsd",10,1.0900000000000001,1.0900000000000001,1.0900000000000001,1.0900000000000001,1.1200000000000001,1.1200000000000001,1.1200000000000001,1.1200000000000001,1.1200000000000001,1.1200000000000001,1.0900000000000001,1.0900000000000001,402.20803144905238,0,6587.6487127452046,0,0,0,1,0,null,null,null,10.088944788185184,null,5165.552932045508,1,null,null,7.4389999999999992,5.9600000000000009,6.2474711356919013,13.13,13.290000000000001,14.852837601175882,null,18832.025740912417,1941.1528248469019]
[413,"IcoEgsd209",1,0.90687281768330041,7998.8549944002998,0,"gsd",10,1.0900000000000001,1.0900000000000001,1.0900000000000001,1.0900000000000001,1.1200000000000001,1.1200000000000001,1.1200000000000001,1.1200000000000001,1.1200000000000001,1.1200000000000001,1.0900000000000001,1.0900000000000001,402.20803144905238,0,6587.6488076390897,0,0,0,1,0,null,null,null,10.088944933514606,null,5165.553026939393,1,null,null,7.4389999999999992,5.9600000000000009,6.2474711356919013,13.13,13.290000000000001,14.852837601175882,null,18832.025740912417,1941.1528248469019]
[414,"IcoNgsd209",1,0.90687281768330041,7998.8549944002998,0,"gsd",10,1.0900000000000001,1.0900000000000001,1.0900000000000001,1.0900000000000001,1.1200000000000001,1.1200000000000001,1.1200000000000001,1.1200000000000001,1.1200000000000001,1.1200000000000001,1.0900000000000001,1.0900000000000001,402.20803144905238,0,6587.6488076390897,0,0,0,1,0,null,null,null,10.088944933514606,null,5165.553026939393,1,null,null,7.4389999999999992,5.9600000000000009,6.2474711356919013,13.13,13.290000000000001,14.852837601175882,null,18832.025740912417,1941.1528248469019]
[415,"IelEgsd209",1,0.9068728176833003,7998.8549944002998,0,"gsd",10,1.0900000000000001,1.0900000000000001,1.0900000000000001,1.0900000000000001,1.1200000000000001,1.1200000000000001,1.1200000000000001,1.1200000000000001,1.1200000000000001,1.1200000000000001,1.0900000000000001,1.0900000000000001,402.20803144905244,0,6587.6480784800551,0,0,0,1,0,null,null,null,10.088943816811884,null,5165.5522977803585,1,null,null,7.4389999999999992,5.9600000000000009,6.2474711356919013,13.13,13.290000000000001,14.852837601175882,null,18832.012077561973,1941.1514164667481]
[416,"IelNgsd209",1,0.9068728176833003,7998.8549944002998,0,"gsd",10,1.0900000000000001,1.0900000000000001,1.0900000000000001,1.0900000000000001,1.1200000000000001,1.1200000000000001,1.1200000000000001,1.1200000000000001,1.1200000000000001,1.1200000000000001,1.0900000000000001,1.0900000000000001,402.20803144905244,0,6587.6480784800551,0,0,0,1,0,null,null,null,10.088943816811884,null,5165.5522977803585,1,null,null,7.4389999999999992,5.9600000000000009,6.2474711356919013,13.13,13.290000000000001,14.852837601175882,null,18832.012077561973,1941.1514164667481]
[417,"IluEgsd209",1,0.90687281768330041,7998.8549944002998,0,"gsd",10,1.0900000000000001,1.0900000000000001,1.0900000000000001,1.0900000000000001,1.1200000000000001,1.1200000000000001,1.1200000000000001,1.1200000000000001,1.1200000000000001,1.1200000000000001,1.0900000000000001,1.0900000000000001,402.20803144905244,0,6587.6478810256376,0,0,0,1,0,null,null,null,10.08894351441162,null,5165.552100325941,1,null,null,7.4389999999999992,5.9600000000000009,6.2474711356919013,13.13,13.290000000000001,14.852837601175882,null,18832.012077561973,1941.1514164667481]
[418,"IluNgsd209",1,0.90687281768330041,7998.8549944002998,0,"gsd",10,1.0900000000000001,1.0900000000000001,1.0900000000000001,1.0900000000000001,1.1200000000000001,1.1200000000000001,1.1200000000000001,1.1200000000000001,1.1200000000000001,1.1200000000000001,1.0900000000000001,1.0900000000000001,402.20803144905244,0,6587.6478810256376,0,0,0,1,0,null,null,null,10.08894351441162,null,5165.552100325941,1,null,null,7.4389999999999992,5.9600000000000009,6.2474711356919013,13.13,13.290000000000001,14.852837601175882,null,18832.012077561973,1941.1514164667481]
[419,"ImeEgsd209",1,0.90687281768330041,7998.8549944002998,0,"gsd",10,1.0900000000000001,1.0900000000000001,1.0900000000000001,1.0900000000000001,1.1200000000000001,1.1200000000000001,1.1200000000000001,1.1200000000000001,1.1200000000000001,1.1200000000000001,1.0900000000000001,1.0900000000000001,402.20803144905244,0,6587.6479531230589,0,0,0,1,0,null,null,null,10.08894362482839,null,5165.5521724233622,1,null,null,7.4389999999999992,5.9600000000000009,6.2474711356919013,13.13,13.290000000000001,14.852837601175882,null,18832.012077561973,1941.1514164667481]
[420,"ImeNgsd209",1,0.90687281768330041,7998.8549944002998,0,"gsd",10,1.0900000000000001,1.0900000000000001,1.0900000000000001,1.0900000000000001,1.1200000000000001,1.1200000000000001,1.1200000000000001,1.1200000000000001,1.1200000000000001,1.1200000000000001,1.0900000000000001,1.0900000000000001,402.20803144905244,0,6587.6479531230589,0,0,0,1,0,null,null,null,10.08894362482839,null,5165.5521724233622,1,null,null,7.4389999999999992,5.9600000000000009,6.2474711356919013,13.13,13.290000000000001,14.852837601175882,null,18832.012077561973,1941.1514164667481]
[421,"ImiEgsd209",1,0.90687281768330041,7998.8549944002998,0,"gsd",10,1.0900000000000001,1.0900000000000001,1.0900000000000001,1.0900000000000001,1.1200000000000001,1.1200000000000001,1.1200000000000001,1.1200000000000001,1.1200000000000001,1.1200000000000001,1.0900000000000001,1.0900000000000001,402.20803144905238,0,6587.6488076390897,0,0,0,1,0,null,null,null,10.088944933514606,null,5165.553026939393,1,null,null,7.4389999999999992,5.9600000000000009,6.2474711356919013,13.13,13.290000000000001,14.852837601175882,null,18832.025740912417,1941.1528248469019]
[422,"ImiNgsd209",1,0.90687281768330041,7998.8549944002998,0,"gsd",10,1.0900000000000001,1.0900000000000001,1.0900000000000001,1.0900000000000001,1.1200000000000001,1.1200000000000001,1.1200000000000001,1.1200000000000001,1.1200000000000001,1.1200000000000001,1.0900000000000001,1.0900000000000001,402.20803144905238,0,6587.6488076390897,0,0,0,1,0,null,null,null,10.088944933514606,null,5165.553026939393,1,null,null,7.4389999999999992,5.9600000000000009,6.2474711356919013,13.13,13.290000000000001,14.852837601175882,null,18832.025740912417,1941.1528248469019]
[423,"IprEgsd209",1,0.90687281768330041,7998.8549944002998,0,"gsd",10,1.0900000000000001,1.0900000000000001,1.0900000000000001,1.0900000000000001,1.1200000000000001,1.1200000000000001,1.1200000000000001,1.1200000000000001,1.1200000000000001,1.1200000000000001,1.0900000000000001,1.0900000000000001,402.20803144905244,0,6587.6483174674004,0,0,0,1,0,null,null,null,10.088944182819581,null,5165.5525367677037,1,null,null,7.4389999999999992,5.9600000000000009,6.2474711356919013,13.13,13.290000000000001,14.852837601175882,null,18832.018909237173,1941.1521206568227]
[424,"IprNgsd209",1,0.90687281768330041,7998.8549944002998,0,"gsd",10,1.0900000000000001,1.0900000000000001,1.0900000000000001,1.0900000000000001,1.1200000000000001,1.1200000000000001,1.1200000000000001,1.1200000000000001,1.1200000000000001,1.1200000000000001,1.0900000000000001,1.0900000000000001,402.20803144905244,0,6587.6483174674004,0,0,0,1,0,null,null,null,10.088944182819581,null,5165.5525367677037,1,null,null,7.4389999999999992,5.9600000000000009,6.2474711356919013,13.13,13.290000000000001,14.852837601175882,null,18832.018909237173,1941.1521206568227]
[425,"IstEgsd209",1,0.90687281768330041,7998.8549944002998,0,"gsd",10,1.0900000000000001,1.0900000000000001,1.0900000000000001,1.0900000000000001,1.1200000000000001,1.1200000000000001,1.1200000000000001,1.1200000000000001,1.1200000000000001,1.1200000000000001,1.0900000000000001,1.0900000000000001,402.20803144905244,0,6587.6492707059051,0,0,0,1,0,null,null,null,10.088945642698675,null,5165.5534900062084,1,null,null,7.4389999999999992,5.9600000000000009,6.2474711356919013,13.13,13.290000000000001,14.852837601175882,null,18832.032572587632,1941.1535290369782]
[426,"IstNgsd209",1,0.90687281768330041,7998.8549944002998,0,"gsd",10,1.0900000000000001,1.0900000000000001,1.0900000000000001,1.0900000000000001,1.1200000000000001,1.1200000000000001,1.1200000000000001,1.1200000000000001,1.1200000000000001,1.1200000000000001,1.0900000000000001,1.0900000000000001,402.20803144905244,0,6587.6492707059051,0,0,0,1,0,null,null,null,10.088945642698675,null,5165.5534900062084,1,null,null,7.4389999999999992,5.9600000000000009,6.2474711356919013,13.13,13.290000000000001,14.852837601175882,null,18832.032572587632,1941.1535290369782]
[427,"IteEgsd209",1,0.9068728176833003,7998.8549944002998,0,"gsd",10,1.0900000000000001,1.0900000000000001,1.0900000000000001,1.0900000000000001,1.1200000000000001,1.1200000000000001,1.1200000000000001,1.1200000000000001,1.1200000000000001,1.1200000000000001,1.0900000000000001,1.0900000000000001,402.20803144905244,0,6587.6484277278387,0,0,0,1,0,null,null,null,10.088944351682786,null,5165.552647028142,1,null,null,7.4389999999999992,5.9600000000000009,6.2474711356919013,13.13,13.290000000000001,14.852837601175882,null,18832.018909237173,1941.1521206568227]
[428,"IteNgsd209",1,0.9068728176833003,7998.8549944002998,0,"gsd",10,1.0900000000000001,1.0900000000000001,1.0900000000000001,1.0900000000000001,1.1200000000000001,1.1200000000000001,1.1200000000000001,1.1200000000000001,1.1200000000000001,1.1200000000000001,1.0900000000000001,1.0900000000000001,402.20803144905244,0,6587.6484277278387,0,0,0,1,0,null,null,null,10.088944351682786,null,5165.552647028142,1,null,null,7.4389999999999992,5.9600000000000009,6.2474711356919013,13.13,13.290000000000001,14.852837601175882,null,18832.018909237173,1941.1521206568227]
[429,"ItrEgsd209",1,0.9068728176833003,7998.8549944002998,0,"gsd",10,1.0900000000000001,1.0900000000000001,1.0900000000000001,1.0900000000000001,1.1200000000000001,1.1200000000000001,1.1200000000000001,1.1200000000000001,1.1200000000000001,1.1200000000000001,1.0900000000000001,1.0900000000000001,402.20803144905244,0,6587.6486377989841,0,0,0,1,0,null,null,null,10.088944673405495,null,5165.5528570992874,1,null,null,7.4389999999999992,5.9600000000000009,6.2474711356919013,13.13,13.290000000000001,14.852837601175882,null,18832.018909237173,1941.1521206568227]
[430,"ItrNgsd209",1,0.9068728176833003,7998.8549944002998,0,"gsd",10,1.0900000000000001,1.0900000000000001,1.0900000000000001,1.0900000000000001,1.1200000000000001,1.1200000000000001,1.1200000000000001,1.1200000000000001,1.1200000000000001,1.1200000000000001,1.0900000000000001,1.0900000000000001,402.20803144905244,0,6587.6486377989841,0,0,0,1,0,null,null,null,10.088944673405495,null,5165.5528570992874,1,null,null,7.4389999999999992,5.9600000000000009,6.2474711356919013,13.13,13.290000000000001,14.852837601175882,null,18832.018909237173,1941.1521206568227]
[431,"IwaEgsd209",1,0.90687281768330041,7998.8549944002998,0,"gsd",10,1.0900000000000001,1.0900000000000001,1.0900000000000001,1.0900000000000001,1.1200000000000001,1.1200000000000001,1.1200000000000001,1.1200000000000001,1.1200000000000001,1.1200000000000001,1.0900000000000001,1.0900000000000001,402.20803144905244,0,6587.6488076388887,0,0,0,1,0,null,null,null,10.088944933514297,null,5165.553026939192,1,null,null,7.4389999999999992,5.9600000000000009,6.2474711356919013,13.13,13.290000000000001,14.852837601175882,null,18832.025740912417,1941.1528248469019]
[432,"IwaNgsd209",1,0.90687281768330041,7998.8549944002998,0,"gsd",10,1.0900000000000001,1.0900000000000001,1.0900000000000001,1.0900000000000001,1.1200000000000001,1.1200000000000001,1.1200000000000001,1.1200000000000001,1.1200000000000001,1.1200000000000001,1.0900000000000001,1.0900000000000001,402.20803144905244,0,6587.6488076388887,0,0,0,1,0,null,null,null,10.088944933514297,null,5165.553026939192,1,null,null,7.4389999999999992,5.9600000000000009,6.2474711356919013,13.13,13.290000000000001,14.852837601175882,null,18832.025740912417,1941.1528248469019]
[433,"IagEgsd210",1,0.93046755565175376,8228.3728831277422,0,"gsd",10,1.0900000000000001,1.0900000000000001,1.0900000000000001,1.0900000000000001,1.1200000000000001,1.1200000000000001,1.1200000000000001,1.1200000000000001,1.1200000000000001,1.1200000000000001,1.0900000000000001,1.0900000000000001,413.748925523521,0,5386.0315903658648,0,0,0,1,0,null,null,null,8.0794139020878131,null,3933.1827077555781,1,null,null,7.4389999999999992,5.9600000000000009,6.2474711356919013,13.13,13.290000000000001,14.852837601175882,null,465.07732972390659,47.938877356381262]
[434,"IagNgsd210",1,0.93046755565175376,8228.3728831277422,0,"gsd",10,1.0900000000000001,1.0900000000000001,1.0900000000000001,1.0900000000000001,1.1200000000000001,1.1200000000000001,1.1200000000000001,1.1200000000000001,1.1200000000000001,1.1200000000000001,1.0900000000000001,1.0900000000000001,413.748925523521,0,5386.0315903658648,0,0,0,1,0,null,null,null,8.0794139020878131,null,3933.1827077555781,1,null,null,7.4389999999999992,5.9600000000000009,6.2474711356919013,13.13,13.290000000000001,14.852837601175882,null,465.07732972390659,47.938877356381262]
[435,"IchEgsd210",1,0.93046755565175376,8228.372883127744,0,"gsd",10,1.0900000000000001,1.0900000000000001,1.0900000000000001,1.0900000000000001,1.1200000000000001,1.1200000000000001,1.1200000000000001,1.1200000000000001,1.1200000000000001,1.1200000000000001,1.0900000000000001,1.0900000000000001,413.748925523521,0,5174.7887580247416,0,0,0,1,0,null,null,null,7.7625352786155473,null,3721.9398754144549,1,null,null,7.4389999999999992,5.9600000000000009,6.2474711356919013,13.13,13.290000000000001,14.852837601175882,null,0,0]
[436,"IchNgsd210",1,0.93046755565175376,8228.372883127744,0,"gsd",10,1.0900000000000001,1.0900000000000001,1.0900000000000001,1.0900000000000001,1.1200000000000001,1.1200000000000001,1.1200000000000001,1.1200000000000001,1.1200000000000001,1.1200000000000001,1.0900000000000001,1.0900000000000001,413.748925523521,0,5174.7887580247416,0,0,0,1,0,null,null,null,7.7625352786155473,null,3721.9398754144549,1,null,null,7.4389999999999992,5.9600000000000009,6.2474711356919013,13.13,13.290000000000001,14.852837601175882,null,0,0]
[437,"IcoEgsd210",1,0.93046755565175376,8228.372883127744,0,"gsd",10,1.0900000000000001,1.0900000000000001,1.0900000000000001,1.0900000000000001,1.1200000000000001,1.1200000000000001,1.1200000000000001,1.1200000000000001,1.1200000000000001,1.1200000000000001,1.0900000000000001,1.0900000000000001,413.748925523521,0,90936.687904975101,0,0,0,1,0,null,null,null,136.41122004993076,null,89483.839022364817,1,null,null,7.4389999999999992,5.9600000000000009,6.2474711356919013,13.13,13.290000000000001,14.852837601175882,null,1197427.4740467034,123427.49291943308]
[438,"IcoNgsd210",1,0.93046755565175376,8228.372883127744,0,"gsd",10,1.0900000000000001,1.0900000000000001,1.0900000000000001,1.0900000000000001,1.1200000000000001,1.1200000000000001,1.1200000000000001,1.1200000000000001,1.1200000000000001,1.1200000000000001,1.0900000000000001,1.0900000000000001,413.748925523521,0,90936.687904975101,0,0,0,1,0,null,null,null,136.41122004993076,null,89483.839022364817,1,null,null,7.4389999999999992,5.9600000000000009,6.2474711356919013,13.13,13.290000000000001,14.852837601175882,null,1197427.4740467034,123427.49291943308]
[439,"IelEgsd210",1,0.93046755565175376,8228.3728831277422,0,"gsd",10,1.0900000000000001,1.0900000000000001,1.0900000000000001,1.0900000000000001,1.1200000000000001,1.1200000000000001,1.1200000000000001,1.1200000000000001,1.1200000000000001,1.1200000000000001,1.0900000000000001,1.0900000000000001,413.748925523521,0,15138.151897108928,0,0,0,1,0,null,null,null,22.708257988719062,null,13685.303014498642,1,null,null,7.4389999999999992,5.9600000000000009,6.2474711356919013,13.13,13.290000000000001,14.852837601175882,null,136909.63814649999,14112.264633298517]
[440,"IelNgsd210",1,0.93046755565175376,8228.3728831277422,0,"gsd",10,1.0900000000000001,1.0900000000000001,1.0900000000000001,1.0900000000000001,1.1200000000000001,1.1200000000000001,1.1200000000000001,1.1200000000000001,1.1200000000000001,1.1200000000000001,1.0900000000000001,1.0900000000000001,413.748925523521,0,15138.151897108928,0,0,0,1,0,null,null,null,22.708257988719062,null,13685.303014498642,1,null,null,7.4389999999999992,5.9600000000000009,6.2474711356919013,13.13,13.290000000000001,14.852837601175882,null,136909.63814649999,14112.264633298517]
[441,"IluEgsd210",1,0.93046755565175376,8228.3728831277422,0,"gsd",10,1.0900000000000001,1.0900000000000001,1.0900000000000001,1.0900000000000001,1.1200000000000001,1.1200000000000001,1.1200000000000001,1.1200000000000001,1.1200000000000001,1.1200000000000001,1.0900000000000001,1.0900000000000001,413.74892552352094,0,33757.017962445498,0,0,0,1,0,null,null,null,50.637824090497695,null,32304.169079835214,1,null,null,7.4389999999999992,5.9600000000000009,6.2474711356919013,13.13,13.290000000000001,14.852837601175882,null,397411.25200879213,40964.046304741008]
[442,"IluNgsd210",1,0.93046755565175376,8228.3728831277422,0,"gsd",10,1.0900000000000001,1.0900000000000001,1.0900000000000001,1.0900000000000001,1.1200000000000001,1.1200000000000001,1.1200000000000001,1.1200000000000001,1.1200000000000001,1.1200000000000001,1.0900000000000001,1.0900000000000001,413.74892552352094,0,33757.017962445498,0,0,0,1,0,null,null,null,50.637824090497695,null,32304.169079835214,1,null,null,7.4389999999999992,5.9600000000000009,6.2474711356919013,13.13,13.290000000000001,14.852837601175882,null,397411.25200879213,40964.046304741008]
[443,"ImeEgsd210",1,0.93046755565175376,8228.3728831277422,0,"gsd",10,1.0900000000000001,1.0900000000000001,1.0900000000000001,1.0900000000000001,1.1200000000000001,1.1200000000000001,1.1200000000000001,1.1200000000000001,1.1200000000000001,1.1200000000000001,1.0900000000000001,1.0900000000000001,413.748925523521,0,125585.48546141207,0,0,0,1,0,null,null,null,188.38677421653512,null,124132.63657880179,1,null,null,7.4389999999999992,5.9600000000000009,6.2474711356919013,13.13,13.290000000000001,14.852837601175882,null,1682208.175978129,173397.33907045354]
[444,"ImeNgsd210",1,0.93046755565175376,8228.3728831277422,0,"gsd",10,1.0900000000000001,1.0900000000000001,1.0900000000000001,1.0900000000000001,1.1200000000000001,1.1200000000000001,1.1200000000000001,1.1200000000000001,1.1200000000000001,1.1200000000000001,1.0900000000000001,1.0900000000000001,413.748925523521,0,125585.48546141207,0,0,0,1,0,null,null,null,188.38677421653512,null,124132.63657880179,1,null,null,7.4389999999999992,5.9600000000000009,6.2474711356919013,13.13,13.290000000000001,14.852837601175882,null,1682208.175978129,173397.33907045354]
[445,"ImiEgsd210",1,0.93046755565175376,8228.372883127744,0,"gsd",10,1.0900000000000001,1.0900000000000001,1.0900000000000001,1.0900000000000001,1.1200000000000001,1.1200000000000001,1.1200000000000001,1.1200000000000001,1.1200000000000001,1.1200000000000001,1.0900000000000001,1.0900000000000001,413.748925523521,0,90936.687904975101,0,0,0,1,0,null,null,null,136.41122004993076,null,89483.839022364817,1,null,null,7.4389999999999992,5.9600000000000009,6.2474711356919013,13.13,13.290000000000001,14.852837601175882,null,1197427.4740467034,123427.49291943308]
[446,"ImiNgsd210",1,0.93046755565175376,8228.372883127744,0,"gsd",10,1.0900000000000001,1.0900000000000001,1.0900000000000001,1.0900000000000001,1.1200000000000001,1.1200000000000001,1.1200000000000001,1.1200000000000001,1.1200000000000001,1.1200000000000001,1.0900000000000001,1.0900000000000001,413.748925523521,0,90936.687904975101,0,0,0,1,0,null,null,null,136.41122004993076,null,89483.839022364817,1,null,null,7.4389999999999992,5.9600000000000009,6.2474711356919013,13.13,13.290000000000001,14.852837601175882,null,1197427.4740467034,123427.49291943308]
[447,"IprEgsd210",1,0.93046755565175376,8228.3728831277422,0,"gsd",10,1.0900000000000001,1.0900000000000001,1.0900000000000001,1.0900000000000001,1.1200000000000001,1.1200000000000001,1.1200000000000001,1.1200000000000001,1.1200000000000001,1.1200000000000001,1.0900000000000001,1.0900000000000001,413.748925523521,0,9816.4714181728741,0,0,0,1,0,null,null,null,14.725375132834321,null,8363.6225355625884,1,null,null,7.4389999999999992,5.9600000000000009,6.2474711356919013,13.13,13.290000000000001,14.852837601175882,null,62452.562563580082,6437.4364132186938]
[448,"IprNgsd210",1,0.93046755565175376,8228.3728831277422,0,"gsd",10,1.0900000000000001,1.0900000000000001,1.0900000000000001,1.0900000000000001,1.1200000000000001,1.1200000000000001,1.1200000000000001,1.1200000000000001,1.1200000000000001,1.1200000000000001,1.0900000000000001,1.0900000000000001,413.748925523521,0,9816.4714181728741,0,0,0,1,0,null,null,null,14.725375132834321,null,8363.6225355625884,1,null,null,7.4389999999999992,5.9600000000000009,6.2474711356919013,13.13,13.290000000000001,14.852837601175882,null,62452.562563580082,6437.4364132186938]
[449,"IstEgsd210",1,0.93046755565175365,8228.3728831277422,0,"gsd",10,1.0900000000000001,1.0900000000000001,1.0900000000000001,1.0900000000000001,1.1200000000000001,1.1200000000000001,1.1200000000000001,1.1200000000000001,1.1200000000000001,1.1200000000000001,1.0900000000000001,1.0900000000000001,413.74892552352094,0,37305.484775597026,0,0,0,1,0,null,null,null,55.960765781473967,null,35852.635892986735,1,null,null,7.4389999999999992,5.9600000000000009,6.2474711356919013,13.13,13.290000000000001,14.852837601175882,null,447058.78476261487,46081.575867287836]
[450,"IstNgsd210",1,0.93046755565175365,8228.3728831277422,0,"gsd",10,1.0900000000000001,1.0900000000000001,1.0900000000000001,1.0900000000000001,1.1200000000000001,1.1200000000000001,1.1200000000000001,1.1200000000000001,1.1200000000000001,1.1200000000000001,1.0900000000000001,1.0900000000000001,413.74892552352094,0,37305.484775597026,0,0,0,1,0,null,null,null,55.960765781473967,null,35852.635892986735,1,null,null,7.4389999999999992,5.9600000000000009,6.2474711356919013,13.13,13.290000000000001,14.852837601175882,null,447058.78476261487,46081.575867287836]
[451,"IteEgsd210",1,0.93046755565175365,8228.372883127744,0,"gsd",10,1.0900000000000001,1.0900000000000001,1.0900000000000001,1.0900000000000001,1.1200000000000001,1.1200000000000001,1.1200000000000001,1.1200000000000001,1.1200000000000001,1.1200000000000001,1.0900000000000001,1.0900000000000001,413.748925523521,0,23854.851392583365,0,0,0,1,0,null,null,null,35.783900398620723,null,22402.002509973077,1,null,null,7.4389999999999992,5.9600000000000009,6.2474711356919013,13.13,13.290000000000001,14.852837601175882,null,258867.33789103798,26683.325050693114]
[452,"IteNgsd210",1,0.93046755565175365,8228.372883127744,0,"gsd",10,1.0900000000000001,1.0900000000000001,1.0900000000000001,1.0900000000000001,1.1200000000000001,1.1200000000000001,1.1200000000000001,1.1200000000000001,1.1200000000000001,1.1200000000000001,1.0900000000000001,1.0900000000000001,413.748925523521,0,23854.851392583365,0,0,0,1,0,null,null,null,35.783900398620723,null,22402.002509973077,1,null,null,7.4389999999999992,5.9600000000000009,6.2474711356919013,13.13,13.290000000000001,14.852837601175882,null,258867.33789103798,26683.325050693114]
[453,"ItrEgsd210",1,0.93046755565175376,8228.3728831277422,0,"gsd",10,1.0900000000000001,1.0900000000000001,1.0900000000000001,1.0900000000000001,1.1200000000000001,1.1200000000000001,1.1200000000000001,1.1200000000000001,1.1200000000000001,1.1200000000000001,1.0900000000000001,1.0900000000000001,413.748925523521,0,14370.775101416508,0,0,0,1,0,null,null,null,21.557140575604187,null,12917.926218806222,1,null,null,7.4389999999999992,5.9600000000000009,6.2474711356919013,13.13,13.290000000000001,14.852837601175882,null,126173.05934626039,13005.567958495296]
[454,"ItrNgsd210",1,0.93046755565175376,8228.3728831277422,0,"gsd",10,1.0900000000000001,1.0900000000000001,1.0900000000000001,1.0900000000000001,1.1200000000000001,1.1200000000000001,1.1200000000000001,1.1200000000000001,1.1200000000000001,1.1200000000000001,1.0900000000000001,1.0900000000000001,413.748925523521,0,14370.775101416508,0,0,0,1,0,null,null,null,21.557140575604187,null,12917.926218806222,1,null,null,7.4389999999999992,5.9600000000000009,6.2474711356919013,13.13,13.290000000000001,14.852837601175882,null,126173.05934626039,13005.567958495296]
[455,"IwaEgsd210",1,0.93046755565175376,8228.3728831277422,0,"gsd",10,1.0900000000000001,1.0900000000000001,1.0900000000000001,1.0900000000000001,1.1200000000000001,1.1200000000000001,1.1200000000000001,1.1200000000000001,1.1200000000000001,1.1200000000000001,1.0900000000000001,1.0900000000000001,413.748925523521,0,7086.0958993521517,0,0,0,1,0,null,null,null,10.629626054024726,null,5633.2470167418651,1,null,null,7.4389999999999992,5.9600000000000009,6.2474711356919013,13.13,13.290000000000001,14.852837601175882,null,24251.132735299252,2499.7392984968656]
[456,"IwaNgsd210",1,0.93046755565175376,8228.3728831277422,0,"gsd",10,1.0900000000000001,1.0900000000000001,1.0900000000000001,1.0900000000000001,1.1200000000000001,1.1200000000000001,1.1200000000000001,1.1200000000000001,1.1200000000000001,1.1200000000000001,1.0900000000000001,1.0900000000000001,413.748925523521,0,7086.0958993521517,0,0,0,1,0,null,null,null,10.629626054024726,null,5633.2470167418651,1,null,null,7.4389999999999992,5.9600000000000009,6.2474711356919013,13.13,13.290000000000001,14.852837601175882,null,24251.132735299252,2499.7392984968656]
[457,"IagEgsd211",1,0.90687281768330053,7998.8549944003007,0,"gsd",15,1.0900000000000001,1.0900000000000001,1.0900000000000001,1.0900000000000001,1.1200000000000001,1.1200000000000001,1.1200000000000001,1.1200000000000001,1.1200000000000001,1.1200000000000001,1.0900000000000001,1.0900000000000001,402.2080314490525,0,10429.34543540163,0,0,0,1,0,null,null,null,15.972480449831163,null,9007.2496547019346,1,null,null,7.4389999999999992,5.9600000000000009,6.2474711356919013,13.13,13.290000000000001,14.852837601175882,null,36156.704598337805,4746.902293485763]
[458,"IagNgsd211",1,0.90687281768330053,7998.8549944003007,0,"gsd",15,1.0900000000000001,1.0900000000000001,1.0900000000000001,1.0900000000000001,1.1200000000000001,1.1200000000000001,1.1200000000000001,1.1200000000000001,1.1200000000000001,1.1200000000000001,1.0900000000000001,1.0900000000000001,402.2080314490525,0,10429.34543540163,0,0,0,1,0,null,null,null,15.972480449831163,null,9007.2496547019346,1,null,null,7.4389999999999992,5.9600000000000009,6.2474711356919013,13.13,13.290000000000001,14.852837601175882,null,36156.704598337805,4746.902293485763]
[459,"IchEgsd211",1,0.90687281768330041,7998.8549944002998,0,"gsd",15,1.0900000000000001,1.0900000000000001,1.0900000000000001,1.0900000000000001,1.1200000000000001,1.1200000000000001,1.1200000000000001,1.1200000000000001,1.1200000000000001,1.1200000000000001,1.0900000000000001,1.0900000000000001,402.20803144905244,0,6544.7763885244649,0,0,0,1,0,null,null,null,10.023286078854284,null,5122.6806078247682,1,null,null,7.4389999999999992,5.9600000000000009,6.2474711356919013,13.13,13.290000000000001,14.852837601175882,null,0,0]
[460,"IchNgsd211",1,0.90687281768330041,7998.8549944002998,0,"gsd",15,1.0900000000000001,1.0900000000000001,1.0900000000000001,1.0900000000000001,1.1200000000000001,1.1200000000000001,1.1200000000000001,1.1200000000000001,1.1200000000000001,1.1200000000000001,1.0900000000000001,1.0900000000000001,402.20803144905244,0,6544.7763885244649,0,0,0,1,0,null,null,null,10.023286078854284,null,5122.6806078247682,1,null,null,7.4389999999999992,5.9600000000000009,6.2474711356919013,13.13,13.290000000000001,14.852837601175882,null,0,0]
[461,"IcoEgsd211",1,0.90687281768330041,7998.8549944002998,0,"gsd",15,1.0900000000000001,1.0900000000000001,1.0900000000000001,1.0900000000000001,1.1200000000000001,1.1200000000000001,1.1200000000000001,1.1200000000000001,1.1200000000000001,1.1200000000000001,1.0900000000000001,1.0900000000000001,402.20803144905244,0,10573.199130529132,0,0,0,1,0,null,null,null,16.192791527577295,null,9151.1033498294364,1,null,null,7.4389999999999992,5.9600000000000009,6.2474711356919013,13.13,13.290000000000001,14.852837601175882,null,37666.975193194376,4945.181064467517]
[462,"IcoNgsd211",1,0.90687281768330041,7998.8549944002998,0,"gsd",15,1.0900000000000001,1.0900000000000001,1.0900000000000001,1.0900000000000001,1.1200000000000001,1.1200000000000001,1.1200000000000001,1.1200000000000001,1.1200000000000001,1.1200000000000001,1.0900000000000001,1.0900000000000001,402.20803144905244,0,10573.199130529132,0,0,0,1,0,null,null,null,16.192791527577295,null,9151.1033498294364,1,null,null,7.4389999999999992,5.9600000000000009,6.2474711356919013,13.13,13.290000000000001,14.852837601175882,null,37666.975193194376,4945.181064467517]
[463,"IelEgsd211",1,0.9068728176833003,7998.8549944002998,0,"gsd",15,1.0900000000000001,1.0900000000000001,1.0900000000000001,1.0900000000000001,1.1200000000000001,1.1200000000000001,1.1200000000000001,1.1200000000000001,1.1200000000000001,1.1200000000000001,1.0900000000000001,1.0900000000000001,402.20803144905244,0,5834.8768514817593,0,0,0,1,0,null,null,null,8.9360791638095574,null,4412.7810707820627,1,null,null,7.4389999999999992,5.9600000000000009,6.2474711356919013,13.13,13.290000000000001,14.852837601175882,null,0,0]
[464,"IelNgsd211",1,0.9068728176833003,7998.8549944002998,0,"gsd",15,1.0900000000000001,1.0900000000000001,1.0900000000000001,1.0900000000000001,1.1200000000000001,1.1200000000000001,1.1200000000000001,1.1200000000000001,1.1200000000000001,1.1200000000000001,1.0900000000000001,1.0900000000000001,402.20803144905244,0,5834.8768514817593,0,0,0,1,0,null,null,null,8.9360791638095574,null,4412.7810707820627,1,null,null,7.4389999999999992,5.9600000000000009,6.2474711356919013,13.13,13.290000000000001,14.852837601175882,null,0,0]
[465,"IluEgsd211",1,0.90687281768330041,7998.8549944003007,0,"gsd",15,1.0900000000000001,1.0900000000000001,1.0900000000000001,1.0900000000000001,1.1200000000000001,1.1200000000000001,1.1200000000000001,1.1200000000000001,1.1200000000000001,1.1200000000000001,1.0900000000000001,1.0900000000000001,402.20803144905244,0,19406.504198399325,0,0,0,1,0,null,null,null,29.720945655547055,null,17984.408417699629,1,null,null,7.4389999999999992,5.9600000000000009,6.2474711356919013,13.13,13.290000000000001,14.852837601175882,null,130404.92648328593,17120.460824126374]
[466,"IluNgsd211",1,0.90687281768330041,7998.8549944003007,0,"gsd",15,1.0900000000000001,1.0900000000000001,1.0900000000000001,1.0900000000000001,1.1200000000000001,1.1200000000000001,1.1200000000000001,1.1200000000000001,1.1200000000000001,1.1200000000000001,1.0900000000000001,1.0900000000000001,402.20803144905244,0,19406.504198399325,0,0,0,1,0,null,null,null,29.720945655547055,null,17984.408417699629,1,null,null,7.4389999999999992,5.9600000000000009,6.2474711356919013,13.13,13.290000000000001,14.852837601175882,null,130404.92648328593,17120.460824126374]
[467,"ImeEgsd211",1,0.90687281768330041,7998.8549944002998,0,"gsd",15,1.0900000000000001,1.0900000000000001,1.0900000000000001,1.0900000000000001,1.1200000000000001,1.1200000000000001,1.1200000000000001,1.1200000000000001,1.1200000000000001,1.1200000000000001,1.0900000000000001,1.0900000000000001,402.2080314490525,0,18089.838898178732,0,0,0,1,0,null,null,null,27.704480586190133,null,16667.743117479036,1,null,null,7.4389999999999992,5.9600000000000009,6.2474711356919013,13.13,13.290000000000001,14.852837601175882,null,116581.70493559845,15305.652677282811]
[468,"ImeNgsd211",1,0.90687281768330041,7998.8549944002998,0,"gsd",15,1.0900000000000001,1.0900000000000001,1.0900000000000001,1.0900000000000001,1.1200000000000001,1.1200000000000001,1.1200000000000001,1.1200000000000001,1.1200000000000001,1.1200000000000001,1.0900000000000001,1.0900000000000001,402.2080314490525,0,18089.838898178732,0,0,0,1,0,null,null,null,27.704480586190133,null,16667.743117479036,1,null,null,7.4389999999999992,5.9600000000000009,6.2474711356919013,13.13,13.290000000000001,14.852837601175882,null,116581.70493559845,15305.652677282811]
[469,"ImiEgsd211",1,0.90687281768330041,7998.8549944002998,0,"gsd",15,1.0900000000000001,1.0900000000000001,1.0900000000000001,1.0900000000000001,1.1200000000000001,1.1200000000000001,1.1200000000000001,1.1200000000000001,1.1200000000000001,1.1200000000000001,1.0900000000000001,1.0900000000000001,402.20803144905244,0,10573.199130529132,0,0,0,1,0,null,null,null,16.192791527577295,null,9151.1033498294364,1,null,null,7.4389999999999992,5.9600000000000009,6.2474711356919013,13.13,13.290000000000001,14.852837601175882,null,37666.975193194376,4945.181064467517]
[470,"ImiNgsd211",1,0.90687281768330041,7998.8549944002998,0,"gsd",15,1.0900000000000001,1.0900000000000001,1.0900000000000001,1.0900000000000001,1.1200000000000001,1.1200000000000001,1.1200000000000001,1.1200000000000001,1.1200000000000001,1.1200000000000001,1.0900000000000001,1.0900000000000001,402.20803144905244,0,10573.199130529132,0,0,0,1,0,null,null,null,16.192791527577295,null,9151.1033498294364,1,null,null,7.4389999999999992,5.9600000000000009,6.2474711356919013,13.13,13.290000000000001,14.852837601175882,null,37666.975193194376,4945.181064467517]
[471,"IprEgsd211",1,0.90687281768330041,7998.8549944002998,0,"gsd",15,1.0900000000000001,1.0900000000000001,1.0900000000000001,1.0900000000000001,1.1200000000000001,1.1200000000000001,1.1200000000000001,1.1200000000000001,1.1200000000000001,1.1200000000000001,1.0900000000000001,1.0900000000000001,402.20803144905244,0,9249.5559841878749,0,0,0,1,0,null,null,null,14.165639928424746,null,7827.4602034881782,1,null,null,7.4389999999999992,5.9600000000000009,6.2474711356919013,13.13,13.290000000000001,14.852837601175882,null,23770.478259973053,3120.7528181289745]
[472,"IprNgsd211",1,0.90687281768330041,7998.8549944002998,0,"gsd",15,1.0900000000000001,1.0900000000000001,1.0900000000000001,1.0900000000000001,1.1200000000000001,1.1200000000000001,1.1200000000000001,1.1200000000000001,1.1200000000000001,1.1200000000000001,1.0900000000000001,1.0900000000000001,402.20803144905244,0,9249.5559841878749,0,0,0,1,0,null,null,null,14.165639928424746,null,7827.4602034881782,1,null,null,7.4389999999999992,5.9600000000000009,6.2474711356919013,13.13,13.290000000000001,14.852837601175882,null,23770.478259973053,3120.7528181289745]
[473,"IstEgsd211",1,0.90687281768330041,7998.8549944002998,0,"gsd",15,1.0900000000000001,1.0900000000000001,1.0900000000000001,1.0900000000000001,1.1200000000000001,1.1200000000000001,1.1200000000000001,1.1200000000000001,1.1200000000000001,1.1200000000000001,1.0900000000000001,1.0900000000000001,402.20803144905244,0,12095.573129519267,0,0,0,1,0,null,null,null,18.52429824454364,null,10673.477348819571,1,null,null,7.4389999999999992,5.9600000000000009,6.2474711356919013,13.13,13.290000000000001,14.852837601175882,null,53649.877745014412,7043.5270731157116]
[474,"IstNgsd211",1,0.90687281768330041,7998.8549944002998,0,"gsd",15,1.0900000000000001,1.0900000000000001,1.0900000000000001,1.0900000000000001,1.1200000000000001,1.1200000000000001,1.1200000000000001,1.1200000000000001,1.1200000000000001,1.1200000000000001,1.0900000000000001,1.0900000000000001,402.20803144905244,0,12095.573129519267,0,0,0,1,0,null,null,null,18.52429824454364,null,10673.477348819571,1,null,null,7.4389999999999992,5.9600000000000009,6.2474711356919013,13.13,13.290000000000001,14.852837601175882,null,53649.877745014412,7043.5270731157116]
[475,"IteEgsd211",1,0.9068728176833003,7998.8549944002998,0,"gsd",15,1.0900000000000001,1.0900000000000001,1.0900000000000001,1.0900000000000001,1.1200000000000001,1.1200000000000001,1.1200000000000001,1.1200000000000001,1.1200000000000001,1.1200000000000001,1.0900000000000001,1.0900000000000001,402.20803144905244,0,7943.5956726034537,0,0,0,1,0,null,null,null,12.165569485438763,null,6521.4998919037571,1,null,null,7.4389999999999992,5.9600000000000009,6.2474711356919013,13.13,13.290000000000001,14.852837601175882,null,10059.63554268096,1320.6985415196939]
[476,"IteNgsd211",1,0.9068728176833003,7998.8549944002998,0,"gsd",15,1.0900000000000001,1.0900000000000001,1.0900000000000001,1.0900000000000001,1.1200000000000001,1.1200000000000001,1.1200000000000001,1.1200000000000001,1.1200000000000001,1.1200000000000001,1.0900000000000001,1.0900000000000001,402.20803144905244,0,7943.5956726034537,0,0,0,1,0,null,null,null,12.165569485438763,null,6521.4998919037571,1,null,null,7.4389999999999992,5.9600000000000009,6.2474711356919013,13.13,13.290000000000001,14.852837601175882,null,10059.63554268096,1320.6985415196939]
[477,"ItrEgsd211",1,0.90687281768330041,7998.8549944002998,0,"gsd",15,1.0900000000000001,1.0900000000000001,1.0900000000000001,1.0900000000000001,1.1200000000000001,1.1200000000000001,1.1200000000000001,1.1200000000000001,1.1200000000000001,1.1200000000000001,1.0900000000000001,1.0900000000000001,402.20803144905244,0,7335.4729484970276,0,0,0,1,0,null,null,null,11.234233153542309,null,5913.3771677973309,1,null,null,7.4389999999999992,5.9600000000000009,6.2474711356919013,13.13,13.290000000000001,14.852837601175882,null,3675.1574552128441,482.5000936029208]
[478,"ItrNgsd211",1,0.90687281768330041,7998.8549944002998,0,"gsd",15,1.0900000000000001,1.0900000000000001,1.0900000000000001,1.0900000000000001,1.1200000000000001,1.1200000000000001,1.1200000000000001,1.1200000000000001,1.1200000000000001,1.1200000000000001,1.0900000000000001,1.0900000000000001,402.20803144905244,0,7335.4729484970276,0,0,0,1,0,null,null,null,11.234233153542309,null,5913.3771677973309,1,null,null,7.4389999999999992,5.9600000000000009,6.2474711356919013,13.13,13.290000000000001,14.852837601175882,null,3675.1574552128441,482.5000936029208]
[479,"IwaEgsd211",1,0.90687281768330041,7998.8549944002998,0,"gsd",15,1.0900000000000001,1.0900000000000001,1.0900000000000001,1.0900000000000001,1.1200000000000001,1.1200000000000001,1.1200000000000001,1.1200000000000001,1.1200000000000001,1.1200000000000001,1.0900000000000001,1.0900000000000001,402.20803144905244,0,823.3694376437644,0,0,0,1,0,null,null,null,1.2609853923442376,null,-598.72634305593192,0,null,null,7.4389999999999992,5.9600000000000009,6.2474711356919013,13.13,13.290000000000001,14.852837601175882,null,0,0]
[480,"IwaNgsd211",1,0.90687281768330041,7998.8549944002998,0,"gsd",15,1.0900000000000001,1.0900000000000001,1.0900000000000001,1.0900000000000001,1.1200000000000001,1.1200000000000001,1.1200000000000001,1.1200000000000001,1.1200000000000001,1.1200000000000001,1.0900000000000001,1.0900000000000001,402.20803144905244,0,823.3694376437644,0,0,0,1,0,null,null,null,1.2609853923442376,null,-598.72634305593192,0,null,null,7.4389999999999992,5.9600000000000009,6.2474711356919013,13.13,13.290000000000001,14.852837601175882,null,0,0]
[481,"IagEgsd212",1,0.9068728176833003,7998.8549944002989,0,"gsd",15,1.0900000000000001,1.0900000000000001,1.0900000000000001,1.0900000000000001,1.1200000000000001,1.1200000000000001,1.1200000000000001,1.1200000000000001,1.1200000000000001,1.1200000000000001,1.0900000000000001,1.0900000000000001,402.20803144905244,0,272.34478616321996,0,0,0,1,0,null,null,null,0.41709441877719938,null,-1149.7509945364761,0,null,null,7.4389999999999992,5.9600000000000009,6.2474711356919013,13.13,13.290000000000001,14.852837601175882,null,0,0]
[482,"IagNgsd212",1,0.9068728176833003,7998.8549944002989,0,"gsd",15,1.0900000000000001,1.0900000000000001,1.0900000000000001,1.0900000000000001,1.1200000000000001,1.1200000000000001,1.1200000000000001,1.1200000000000001,1.1200000000000001,1.1200000000000001,1.0900000000000001,1.0900000000000001,402.20803144905244,0,272.34478616321996,0,0,0,1,0,null,null,null,0.41709441877719938,null,-1149.7509945364761,0,null,null,7.4389999999999992,5.9600000000000009,6.2474711356919013,13.13,13.290000000000001,14.852837601175882,null,0,0]
[483,"IchEgsd212",1,0.90687281768330041,7998.8549944002998,0,"gsd",15,1.0900000000000001,1.0900000000000001,1.0900000000000001,1.0900000000000001,1.1200000000000001,1.1200000000000001,1.1200000000000001,1.1200000000000001,1.1200000000000001,1.1200000000000001,1.0900000000000001,1.0900000000000001,402.20803144905244,0,272.34415005129239,0,0,0,1,0,null,null,null,0.41709344457556896,null,-1149.751630648404,0,null,null,7.4389999999999992,5.9600000000000009,6.2474711356919013,13.13,13.290000000000001,14.852837601175882,null,0,0]
[484,"IchNgsd212",1,0.90687281768330041,7998.8549944002998,0,"gsd",15,1.0900000000000001,1.0900000000000001,1.0900000000000001,1.0900000000000001,1.1200000000000001,1.1200000000000001,1.1200000000000001,1.1200000000000001,1.1200000000000001,1.1200000000000001,1.0900000000000001,1.0900000000000001,402.20803144905244,0,272.34415005129239,0,0,0,1,0,null,null,null,0.41709344457556896,null,-1149.751630648404,0,null,null,7.4389999999999992,5.9600000000000009,6.2474711356919013,13.13,13.290000000000001,14.852837601175882,null,0,0]
[485,"IcoEgsd212",1,0.90687281768330053,7998.8549944003007,0,"gsd",15,1.0900000000000001,1.0900000000000001,1.0900000000000001,1.0900000000000001,1.1200000000000001,1.1200000000000001,1.1200000000000001,1.1200000000000001,1.1200000000000001,1.1200000000000001,1.0900000000000001,1.0900000000000001,402.20803144905244,0,272.34406884515448,0,0,0,1,0,null,null,null,0.41709332020885209,null,-1149.751711854542,0,null,null,7.4389999999999992,5.9600000000000009,6.2474711356919013,13.13,13.290000000000001,14.852837601175882,null,0,0]
[486,"IcoNgsd212",1,0.90687281768330053,7998.8549944003007,0,"gsd",15,1.0900000000000001,1.0900000000000001,1.0900000000000001,1.0900000000000001,1.1200000000000001,1.1200000000000001,1.1200000000000001,1.1200000000000001,1.1200000000000001,1.1200000000000001,1.0900000000000001,1.0900000000000001,402.20803144905244,0,272.34406884515448,0,0,0,1,0,null,null,null,0.41709332020885209,null,-1149.751711854542,0,null,null,7.4389999999999992,5.9600000000000009,6.2474711356919013,13.13,13.290000000000001,14.852837601175882,null,0,0]
[487,"IelEgsd212",1,0.90687281768330053,7998.8549944003007,0,"gsd",15,1.0900000000000001,1.0900000000000001,1.0900000000000001,1.0900000000000001,1.1200000000000001,1.1200000000000001,1.1200000000000001,1.1200000000000001,1.1200000000000001,1.1200000000000001,1.0900000000000001,1.0900000000000001,402.20803144905244,0,272.3439289498474,0,0,0,1,0,null,null,null,0.41709310596002208,null,-1149.751851749849,0,null,null,7.4389999999999992,5.9600000000000009,6.2474711356919013,13.13,13.290000000000001,14.852837601175882,null,0,0]
[488,"IelNgsd212",1,0.90687281768330053,7998.8549944003007,0,"gsd",15,1.0900000000000001,1.0900000000000001,1.0900000000000001,1.0900000000000001,1.1200000000000001,1.1200000000000001,1.1200000000000001,1.1200000000000001,1.1200000000000001,1.1200000000000001,1.0900000000000001,1.0900000000000001,402.20803144905244,0,272.3439289498474,0,0,0,1,0,null,null,null,0.41709310596002208,null,-1149.751851749849,0,null,null,7.4389999999999992,5.9600000000000009,6.2474711356919013,13.13,13.290000000000001,14.852837601175882,null,0,0]
[489,"IluEgsd212",1,0.90687281768330041,7998.8549944003007,0,"gsd",15,1.0900000000000001,1.0900000000000001,1.0900000000000001,1.0900000000000001,1.1200000000000001,1.1200000000000001,1.1200000000000001,1.1200000000000001,1.1200000000000001,1.1200000000000001,1.0900000000000001,1.0900000000000001,402.20803144905244,0,272.34397731698238,0,0,0,1,0,null,null,null,0.41709318003400137,null,-1149.7518033827141,0,null,null,7.4389999999999992,5.9600000000000009,6.2474711356919013,13.13,13.290000000000001,14.852837601175882,null,0,0]
[490,"IluNgsd212",1,0.90687281768330041,7998.8549944003007,0,"gsd",15,1.0900000000000001,1.0900000000000001,1.0900000000000001,1.0900000000000001,1.1200000000000001,1.1200000000000001,1.1200000000000001,1.1200000000000001,1.1200000000000001,1.1200000000000001,1.0900000000000001,1.0900000000000001,402.20803144905244,0,272.34397731698238,0,0,0,1,0,null,null,null,0.41709318003400137,null,-1149.7518033827141,0,null,null,7.4389999999999992,5.9600000000000009,6.2474711356919013,13.13,13.290000000000001,14.852837601175882,null,0,0]
[497,"IstEgsd212",1,0.9068728176833003,7998.8549944002998,0,"gsd",15,1.0900000000000001,1.0900000000000001,1.0900000000000001,1.0900000000000001,1.1200000000000001,1.1200000000000001,1.1200000000000001,1.1200000000000001,1.1200000000000001,1.1200000000000001,1.0900000000000001,1.0900000000000001,402.20803144905238,0,272.34447715527591,0,0,0,1,0,null,null,null,0.41709394553337253,null,-1149.7513035444204,0,null,null,7.4389999999999992,5.9600000000000009,6.2474711356919013,13.13,13.290000000000001,14.852837601175882,null,0,0]
[504,"IwaNgsd212",1,0.90687281768330041,7998.8549944002998,0,"gsd",15,1.0900000000000001,1.0900000000000001,1.0900000000000001,1.0900000000000001,1.1200000000000001,1.1200000000000001,1.1200000000000001,1.1200000000000001,1.1200000000000001,1.1200000000000001,1.0900000000000001,1.0900000000000001,402.20803144905244,0,272.3443632091504,0,0,0,1,0,null,null,null,0.41709377102555961,null,-1149.7514174905459,0,null,null,7.4389999999999992,5.9600000000000009,6.2474711356919013,13.13,13.290000000000001,14.852837601175882,null,0,0]
[516,"ImeNgsd213",1,0.90687281768330041,7998.8549944002998,0,"gsd",11,1.0900000000000001,1.0900000000000001,1.0900000000000001,1.0900000000000001,1.1200000000000001,1.1200000000000001,1.1200000000000001,1.1200000000000001,1.1200000000000001,1.1200000000000001,1.0900000000000001,1.0900000000000001,479.93129966401801,0,171.37950374434271,0,0,0,1,0,null,null,null,0.26246668978539461,null,-1250.7162769553536,0,null,null,7.4389999999999992,5.9600000000000009,6.2474711356919013,13.13,13.290000000000001,14.852837601175882,null,0,0]
[523,"IteEgsd213",1,0.9068728176833003,7998.8549944002998,0,"gsd",11,1.0900000000000001,1.0900000000000001,1.0900000000000001,1.0900000000000001,1.1200000000000001,1.1200000000000001,1.1200000000000001,1.1200000000000001,1.1200000000000001,1.1200000000000001,1.0900000000000001,1.0900000000000001,479.93129966401796,0,74.471623015285132,0,0,0,1,0,null,null,null,0.11405284732838379,null,-1347.6241576844113,0,null,null,7.4389999999999992,5.9600000000000009,6.2474711356919013,13.13,13.290000000000001,14.852837601175882,null,0,0]
[535,"IelEgsd214",1,0.90687281768330053,7998.8549944003007,0,"gsd",11,1.0900000000000001,1.0900000000000001,1.0900000000000001,1.0900000000000001,1.1200000000000001,1.1200000000000001,1.1200000000000001,1.1200000000000001,1.1200000000000001,1.1200000000000001,1.0900000000000001,1.0900000000000001,479.93129966401807,0,1094.6567479958139,0,0,0,1,0,null,null,null,1.6764602932116399,null,-327.43903270388245,0,null,null,7.4389999999999992,5.9600000000000009,6.2474711356919013,13.13,13.290000000000001,14.852837601175882,null,0,0]
[538,"IluNgsd214",1,0.90687281768330041,7998.8549944003007,0,"gsd",11,1.0900000000000001,1.0900000000000001,1.0900000000000001,1.0900000000000001,1.1200000000000001,1.1200000000000001,1.1200000000000001,1.1200000000000001,1.1200000000000001,1.1200000000000001,1.0900000000000001,1.0900000000000001,479.93129966401807,0,3660.5951091240172,0,0,0,1,0,null,null,null,5.6061796185945703,null,2238.499328424321,1,null,null,7.4389999999999992,5.9600000000000009,6.2474711356919013,13.13,13.290000000000001,14.852837601175882,null,0,0]
[545,"IstEgsd214",1,0.9068728176833003,7998.8549944002998,0,"gsd",11,1.0900000000000001,1.0900000000000001,1.0900000000000001,1.0900000000000001,1.1200000000000001,1.1200000000000001,1.1200000000000001,1.1200000000000001,1.1200000000000001,1.1200000000000001,1.0900000000000001,1.0900000000000001,479.93129966401801,0,2280.9420197259292,0,0,0,1,0,null,null,null,3.4932491250701223,null,858.84623902623275,1,null,null,7.4389999999999992,5.9600000000000009,6.2474711356919013,13.13,13.290000000000001,14.852837601175882,null,0,0]
[557,"IcoEgsd215",1,0.90687281768330053,7998.8549944002998,0,"gsd",10,1.0900000000000001,1.0900000000000001,1.0900000000000001,1.0900000000000001,1.1200000000000001,1.1200000000000001,1.1200000000000001,1.1200000000000001,1.1200000000000001,1.1200000000000001,1.0900000000000001,1.0900000000000001,402.20803144905244,0,9829.3563730385977,0,0,0,1,0,null,null,null,15.053600772476129,null,8407.2605923389019,1,null,null,7.4389999999999992,5.9600000000000009,6.2474711356919013,13.13,13.290000000000001,14.852837601175882,null,64187.633684362605,6616.2827175809616]
[564,"ImeNgsd215",1,0.90687281768330041,7998.8549944002998,0,"gsd",10,1.0900000000000001,1.0900000000000001,1.0900000000000001,1.0900000000000001,1.1200000000000001,1.1200000000000001,1.1200000000000001,1.1200000000000001,1.1200000000000001,1.1200000000000001,1.0900000000000001,1.0900000000000001,402.20803144905238,0,6077.5353745971533,0,0,0,1,0,null,null,null,9.3077092474473311,null,4655.4395938974567,1,null,null,7.4389999999999992,5.9600000000000009,6.2474711356919013,13.13,13.290000000000001,14.852837601175882,null,11694.885823749151,1205.4762968868349]
[576,"IwaNgsd215",1,0.90687281768330041,7998.8549944003007,0,"gsd",10,1.0900000000000001,1.0900000000000001,1.0900000000000001,1.0900000000000001,1.1200000000000001,1.1200000000000001,1.1200000000000001,1.1200000000000001,1.1200000000000001,1.1200000000000001,1.0900000000000001,1.0900000000000001,402.2080314490525,0,715.51386894791187,0,0,0,1,0,null,null,null,1.0958052309361896,null,-706.58191175178445,0,null,null,7.4389999999999992,5.9600000000000009,6.2474711356919013,13.13,13.290000000000001,14.852837601175882,null,0,0]
[588,"ImeNgsd216",1,0.93223348493392488,8258.5220679651866,0,"gsd",15,1.0900000000000001,1.0900000000000001,1.0900000000000001,1.0900000000000001,1.1200000000000001,1.1200000000000001,1.1200000000000001,1.1200000000000001,1.1200000000000001,1.1200000000000001,1.0900000000000001,1.0900000000000001,415.264923037134,0,4930.243549084913,0,0,0,1,0,null,null,null,7.3758196017438316,null,3473.354977198258,1,null,null,7.4389999999999992,5.9600000000000009,6.2474711356919013,13.13,13.290000000000001,14.852837601175882,null,0,0]
[595,"IteEgsd216",1,0.93223348493392488,8258.5220679651866,0,"gsd",15,1.0900000000000001,1.0900000000000001,1.0900000000000001,1.0900000000000001,1.1200000000000001,1.1200000000000001,1.1200000000000001,1.1200000000000001,1.1200000000000001,1.1200000000000001,1.0900000000000001,1.0900000000000001,415.264923037134,0,4930.243549084913,0,0,0,1,0,null,null,null,7.3758196017438316,null,3473.354977198258,1,null,null,7.4389999999999992,5.9600000000000009,6.2474711356919013,13.13,13.290000000000001,14.852837601175882,null,0,0]
[607,"IelEgsd217",1,0.90687281768330053,7998.8549944003007,0,"gsd",10,1.0900000000000001,1.0900000000000001,1.0900000000000001,1.0900000000000001,1.1200000000000001,1.1200000000000001,1.1200000000000001,1.1200000000000001,1.1200000000000001,1.1200000000000001,1.0900000000000001,1.0900000000000001,402.20803144905244,0,6280.2588996165841,0,0,0,1,0,null,null,null,9.61817911922879,null,4858.1631189168875,1,null,null,7.4389999999999992,5.9600000000000009,6.2474711356919013,13.13,13.290000000000001,14.852837601175882,null,14531.247079450972,1497.8405246942857]
[610,"IluNgsd217",1,0.90687281768330053,7998.8549944003007,0,"gsd",10,1.0900000000000001,1.0900000000000001,1.0900000000000001,1.0900000000000001,1.1200000000000001,1.1200000000000001,1.1200000000000001,1.1200000000000001,1.1200000000000001,1.1200000000000001,1.0900000000000001,1.0900000000000001,402.20803144905244,0,6280.2588996165841,0,0,0,1,0,null,null,null,9.61817911922879,null,4858.1631189168875,1,null,null,7.4389999999999992,5.9600000000000009,6.2474711356919013,13.13,13.290000000000001,14.852837601175882,null,14531.247079450972,1497.8405246942857]
[617,"IstEgsd217",1,0.90687281768330053,7998.8549944003007,0,"gsd",10,1.0900000000000001,1.0900000000000001,1.0900000000000001,1.0900000000000001,1.1200000000000001,1.1200000000000001,1.1200000000000001,1.1200000000000001,1.1200000000000001,1.1200000000000001,1.0900000000000001,1.0900000000000001,402.20803144905244,0,6280.2588996165841,0,0,0,1,0,null,null,null,9.61817911922879,null,4858.1631189168875,1,null,null,7.4389999999999992,5.9600000000000009,6.2474711356919013,13.13,13.290000000000001,14.852837601175882,null,14531.247079450972,1497.8405246942857]
[629,"IcoEgsd218",1,0.90687281768330041,7998.8549944003007,0,"gsd",15,1.0900000000000001,1.0900000000000001,1.0900000000000001,1.0900000000000001,1.1200000000000001,1.1200000000000001,1.1200000000000001,1.1200000000000001,1.1200000000000001,1.1200000000000001,1.0900000000000001,1.0900000000000001,479.93129966401807,0,365413.8986094321,0,0,0,1,0,null,null,null,559.62921046070198,null,363991.80282873241,1,null,null,7.4389999999999992,5.9600000000000009,6.2474711356919013,13.13,13.290000000000001,14.852837601175882,null,3763022.4756066063,494035.62128603546]
[636,"ImeNgsd218",1,0.90687281768330041,7998.8549944003007,0,"gsd",15,1.0900000000000001,1.0900000000000001,1.0900000000000001,1.0900000000000001,1.1200000000000001,1.1200000000000001,1.1200000000000001,1.1200000000000001,1.1200000000000001,1.1200000000000001,1.0900000000000001,1.0900000000000001,479.93129966401807,0,365413.8986094321,0,0,0,1,0,null,null,null,559.62921046070198,null,363991.80282873241,1,null,null,7.4389999999999992,5.9600000000000009,6.2474711356919013,13.13,13.290000000000001,14.852837601175882,null,3763022.4756066063,494035.62128603546]
[648,"IwaNgsd218",1,0.90687281768330041,7998.8549944002998,0,"gsd",15,1.0900000000000001,1.0900000000000001,1.0900000000000001,1.0900000000000001,1.1200000000000001,1.1200000000000001,1.1200000000000001,1.1200000000000001,1.1200000000000001,1.1200000000000001,1.0900000000000001,1.0900000000000001,479.93129966401807,0,365413.89860916982,0,0,0,1,0,null,null,null,559.62921046030044,null,363991.80282847013,1,null,null,7.4389999999999992,5.9600000000000009,6.2474711356919013,13.13,13.290000000000001,14.852837601175882,null,3763022.4756066063,494035.62128603546]
[660,"ImeNgsd219",1,0.90687281768330041,7998.8549944003007,0,"gsd",15,1.0900000000000001,1.0900000000000001,1.0900000000000001,1.0900000000000001,1.1200000000000001,1.1200000000000001,1.1200000000000001,1.1200000000000001,1.1200000000000001,1.1200000000000001,1.0900000000000001,1.0900000000000001,479.93129966401801,0,3039.5613077179246,0,0,0,1,0,null,null,null,4.6550700486715808,null,1617.4655270182279,1,null,null,7.4389999999999992,5.9600000000000009,6.2474711356919013,13.13,13.290000000000001,14.852837601175882,null,0,0]
[667,"IteTgsd219",1,0.90687281768330041,7998.8549944003007,0,"gsd",15,1.0900000000000001,1.0900000000000001,1.0900000000000001,1.0900000000000001,1.1200000000000001,1.1200000000000001,1.1200000000000001,1.1200000000000001,1.1200000000000001,1.1200000000000001,1.0900000000000001,1.0900000000000001,479.93129966401801,0,3039.5645422323046,0,0,0,1,0,null,null,null,4.6550750023110989,null,1617.4687615326079,1,null,null,7.4389999999999992,5.9600000000000009,6.2474711356919013,13.13,13.290000000000001,14.852837601175882,null,0,0]
[679,"IelTgsd220",1,0.90687281768330041,7998.8549944003007,0,"gsd",15,1.0900000000000001,1.0900000000000001,1.0900000000000001,1.0900000000000001,1.1200000000000001,1.1200000000000001,1.1200000000000001,1.1200000000000001,1.1200000000000001,1.1200000000000001,1.0900000000000001,1.0900000000000001,479.93129966401807,0,24267.288216548448,0,0,0,1,0,null,null,null,37.165207443750909,null,22845.192435848752,1,null,null,7.4389999999999992,5.9600000000000009,6.2474711356919013,13.13,13.290000000000001,14.852837601175882,null,181436.7059813723,23820.265848704366]
[686,"ImiNgsd220",1,0.9068728176833003,7998.8549944002998,0,"gsd",15,1.0900000000000001,1.0900000000000001,1.0900000000000001,1.0900000000000001,1.1200000000000001,1.1200000000000001,1.1200000000000001,1.1200000000000001,1.1200000000000001,1.1200000000000001,1.0900000000000001,1.0900000000000001,479.93129966401801,0,43974.000855914943,0,0,0,1,0,null,null,null,67.345920539538852,null,42551.905075215247,1,null,null,7.4389999999999992,5.9600000000000009,6.2474711356919013,13.13,13.290000000000001,14.852837601175882,null,388330.96171738982,50982.774931666558]
[689,"IstTgsd220",1,0.90687281768330041,7998.8549944002998,0,"gsd",15,1.0900000000000001,1.0900000000000001,1.0900000000000001,1.0900000000000001,1.1200000000000001,1.1200000000000001,1.1200000000000001,1.1200000000000001,1.1200000000000001,1.1200000000000001,1.0900000000000001,1.0900000000000001,479.93129966401801,0,50305.559978463592,0,0,0,1,0,null,null,null,77.042665644804785,null,48883.464197763897,1,null,null,7.4389999999999992,5.9600000000000009,6.2474711356919013,13.13,13.290000000000001,14.852837601175882,null,454803.90624159051,59709.802915051587]
[701,"IcoTgsd221",1,0.9068728176833003,7998.8549944002989,0,"gsd",20,1.0900000000000001,1.0900000000000001,1.0900000000000001,1.0900000000000001,1.1200000000000001,1.1200000000000001,1.1200000000000001,1.1200000000000001,1.1200000000000001,1.1200000000000001,1.0900000000000001,1.0900000000000001,479.93129966401801,0,697.74573478125023,0,0,0,1,0,null,null,null,1.0685934392312533,null,-724.35004591844586,0,null,null,7.4389999999999992,5.9600000000000009,6.2474711356919013,13.13,13.290000000000001,14.852837601175882,null,0,0]
[708,"ImeNgsd221",1,0.9068728176833003,7998.8549944002998,0,"gsd",20,1.0900000000000001,1.0900000000000001,1.0900000000000001,1.0900000000000001,1.1200000000000001,1.1200000000000001,1.1200000000000001,1.1200000000000001,1.1200000000000001,1.1200000000000001,1.0900000000000001,1.0900000000000001,479.93129966401801,0,625.83498866926197,0,0,0,1,0,null,null,null,0.95846255963571392,null,-796.26079203043435,0,null,null,7.4389999999999992,5.9600000000000009,6.2474711356919013,13.13,13.290000000000001,14.852837601175882,null,0,0]
[720,"IwaNgsd221",1,0.9068728176833003,7998.8549944002998,0,"gsd",20,1.0900000000000001,1.0900000000000001,1.0900000000000001,1.0900000000000001,1.1200000000000001,1.1200000000000001,1.1200000000000001,1.1200000000000001,1.1200000000000001,1.1200000000000001,1.0900000000000001,1.0900000000000001,479.93129966401801,0,54.335722410088557,0,0,0,1,0,null,null,null,8.321483541782515E-2,null,-1367.7600582896077,0,null,null,7.4389999999999992,5.9600000000000009,6.2474711356919013,13.13,13.290000000000001,14.852837601175882,null,0,0]
[732,"ImeNgsd222",1,0.90687281768330041,7998.8549944002998,0,"gsd",15,1.0900000000000001,1.0900000000000001,1.0900000000000001,1.0900000000000001,1.1200000000000001,1.1200000000000001,1.1200000000000001,1.1200000000000001,1.1200000000000001,1.1200000000000001,1.0900000000000001,1.0900000000000001,402.20803144905244,0,19868.455777596628,0,0,0,1,0,null,null,null,30.428421749152296,null,18446.359996896932,1,null,null,7.4389999999999992,5.9600000000000009,6.2474711356919013,13.13,13.290000000000001,14.852837601175882,null,135254.79941208547,17757.185691189934]
[739,"IteEgsd222",1,0.90687281768330041,7998.8549944002998,0,"gsd",15,1.0900000000000001,1.0900000000000001,1.0900000000000001,1.0900000000000001,1.1200000000000001,1.1200000000000001,1.1200000000000001,1.1200000000000001,1.1200000000000001,1.1200000000000001,1.0900000000000001,1.0900000000000001,402.20803144905244,0,19868.455777596628,0,0,0,1,0,null,null,null,30.428421749152296,null,18446.359996896932,1,null,null,7.4389999999999992,5.9600000000000009,6.2474711356919013,13.13,13.290000000000001,14.852837601175882,null,135254.79941208547,17757.185691189934]
[751,"IelTgsd223",1,0.9068728176833003,7998.8549944002998,0,"gsd",12,1.0900000000000001,1.0900000000000001,1.0900000000000001,1.0900000000000001,1.1200000000000001,1.1200000000000001,1.1200000000000001,1.1200000000000001,1.1200000000000001,1.1200000000000001,1.0900000000000001,1.0900000000000001,479.93129966401807,0,685.64946677409705,0,0,0,1,0,null,null,null,1.0500680767857498,null,-736.44631392559927,0,null,null,7.4389999999999992,5.9600000000000009,6.2474711356919013,13.13,13.290000000000001,14.852837601175882,null,0,0]
[758,"ImiNgsd223",1,0.9068728176833003,7998.8549944002998,0,"gsd",12,1.0900000000000001,1.0900000000000001,1.0900000000000001,1.0900000000000001,1.1200000000000001,1.1200000000000001,1.1200000000000001,1.1200000000000001,1.1200000000000001,1.1200000000000001,1.0900000000000001,1.0900000000000001,479.93129966401807,0,685.64946677409705,0,0,0,1,0,null,null,null,1.0500680767857498,null,-736.44631392559927,0,null,null,7.4389999999999992,5.9600000000000009,6.2474711356919013,13.13,13.290000000000001,14.852837601175882,null,0,0]
[761,"IstTgsd223",1,0.9068728176833003,7998.8549944002998,0,"gsd",12,1.0900000000000001,1.0900000000000001,1.0900000000000001,1.0900000000000001,1.1200000000000001,1.1200000000000001,1.1200000000000001,1.1200000000000001,1.1200000000000001,1.1200000000000001,1.0900000000000001,1.0900000000000001,479.93129966401807,0,685.64946677409705,0,0,0,1,0,null,null,null,1.0500680767857498,null,-736.44631392559927,0,null,null,7.4389999999999992,5.9600000000000009,6.2474711356919013,13.13,13.290000000000001,14.852837601175882,null,0,0]
[773,"IcoTgsd224",1,0.9068728176833003,7998.8549944002998,0,"gsd",23,1.0900000000000001,1.0900000000000001,1.0900000000000001,1.0900000000000001,1.1200000000000001,1.1200000000000001,1.1200000000000001,1.1200000000000001,1.1200000000000001,1.1200000000000001,1.0900000000000001,1.0900000000000001,479.93129966401801,0,19691.909070919872,0,0,0,1,0,null,null,null,30.158041518835574,null,18269.813290220176,1,null,null,7.4389999999999992,5.9600000000000009,6.2474711356919013,13.13,13.290000000000001,14.852837601175882,null,90301.955499489064,14269.050660030918]
[780,"ImeNgsd224",1,0.9068728176833003,7998.8549944002998,0,"gsd",23,1.0900000000000001,1.0900000000000001,1.0900000000000001,1.0900000000000001,1.1200000000000001,1.1200000000000001,1.1200000000000001,1.1200000000000001,1.1200000000000001,1.1200000000000001,1.0900000000000001,1.0900000000000001,479.93129966401801,0,19691.909070919872,0,0,0,1,0,null,null,null,30.158041518835574,null,18269.813290220176,1,null,null,7.4389999999999992,5.9600000000000009,6.2474711356919013,13.13,13.290000000000001,14.852837601175882,null,90301.955499489064,14269.050660030918]
[792,"IwaNgsd224",1,0.9068728176833003,7998.8549944002998,0,"gsd",23,1.0900000000000001,1.0900000000000001,1.0900000000000001,1.0900000000000001,1.1200000000000001,1.1200000000000001,1.1200000000000001,1.1200000000000001,1.1200000000000001,1.1200000000000001,1.0900000000000001,1.0900000000000001,479.93129966401801,0,19691.909070919872,0,0,0,1,0,null,null,null,30.158041518835574,null,18269.813290220176,1,null,null,7.4389999999999992,5.9600000000000009,6.2474711356919013,13.13,13.290000000000001,14.852837601175882,null,90301.955499489064,14269.050660030918]
[804,"ImeNgsd225",1,0.9068728176833003,7998.8549944002998,0,"gsd",15,1.0900000000000001,1.0900000000000001,1.0900000000000001,1.0900000000000001,1.1200000000000001,1.1200000000000001,1.1200000000000001,1.1200000000000001,1.1200000000000001,1.1200000000000001,1.0900000000000001,1.0900000000000001,479.93129966401807,0,6018.5226708693681,0,0,0,1,0,null,null,null,9.2173316429828915,null,4596.4268901696714,1,null,null,7.4389999999999992,5.9600000000000009,6.2474711356919013,13.13,13.290000000000001,14.852837601175882,null,0,0]
[811,"IteTgsd225",1,0.9068728176833003,7998.8549944002998,0,"gsd",15,1.0900000000000001,1.0900000000000001,1.0900000000000001,1.0900000000000001,1.1200000000000001,1.1200000000000001,1.1200000000000001,1.1200000000000001,1.1200000000000001,1.1200000000000001,1.0900000000000001,1.0900000000000001,479.93129966401807,0,6018.5226708693681,0,0,0,1,0,null,null,null,9.2173316429828915,null,4596.4268901696714,1,null,null,7.4389999999999992,5.9600000000000009,6.2474711356919013,13.13,13.290000000000001,14.852837601175882,null,0,0]
[823,"IelTgsd226",1,0.90687281768330041,7998.8549944002998,0,"gsd",15,1.0900000000000001,1.0900000000000001,1.0900000000000001,1.0900000000000001,1.1200000000000001,1.1200000000000001,1.1200000000000001,1.1200000000000001,1.1200000000000001,1.1200000000000001,1.0900000000000001,1.0900000000000001,479.93129966401807,0,15612.366589517347,0,0,0,1,0,null,null,null,23.910246493533659,null,14190.270808817651,1,null,null,7.4389999999999992,5.9600000000000009,6.2474711356919013,13.13,13.290000000000001,14.852837601175882,null,90571.52672818533,11890.856556941169]
[830,"ImiNgsd226",1,0.90687281768330041,7998.8549944002998,0,"gsd",15,1.0900000000000001,1.0900000000000001,1.0900000000000001,1.0900000000000001,1.1200000000000001,1.1200000000000001,1.1200000000000001,1.1200000000000001,1.1200000000000001,1.1200000000000001,1.0900000000000001,1.0900000000000001,479.93129966401807,0,15612.366589517347,0,0,0,1,0,null,null,null,23.910246493533659,null,14190.270808817651,1,null,null,7.4389999999999992,5.9600000000000009,6.2474711356919013,13.13,13.290000000000001,14.852837601175882,null,90571.52672818533,11890.856556941169]
[838,"ItrNgsd226",1,0.90687281768330041,7998.8549944002998,0,"gsd",15,1.0900000000000001,1.0900000000000001,1.0900000000000001,1.0900000000000001,1.1200000000000001,1.1200000000000001,1.1200000000000001,1.1200000000000001,1.1200000000000001,1.1200000000000001,1.0900000000000001,1.0900000000000001,479.93129966401807,0,15612.366589517347,0,0,0,1,0,null,null,null,23.910246493533659,null,14190.270808817651,1,null,null,7.4389999999999992,5.9600000000000009,6.2474711356919013,13.13,13.290000000000001,14.852837601175882,null,90571.52672818533,11890.856556941169]
[846,"IcoNgsd227",1,0.9068728176833003,7998.8549944002998,0,"gsd",15,1.0900000000000001,1.0900000000000001,1.0900000000000001,1.0900000000000001,1.1200000000000001,1.1200000000000001,1.1200000000000001,1.1200000000000001,1.1200000000000001,1.1200000000000001,1.0900000000000001,1.0900000000000001,479.93129966401801,0,16149.258244283819,0,0,0,1,0,null,null,null,24.732492866764918,null,14727.162463584124,1,null,null,7.4389999999999992,5.9600000000000009,6.2474711356919013,13.13,13.290000000000001,14.852837601175882,null,96208.174501042202,12630.874668043467]
[853,"ImiTgsd227",1,0.9068728176833003,7998.8549944002998,0,"gsd",15,1.0900000000000001,1.0900000000000001,1.0900000000000001,1.0900000000000001,1.1200000000000001,1.1200000000000001,1.1200000000000001,1.1200000000000001,1.1200000000000001,1.1200000000000001,1.0900000000000001,1.0900000000000001,479.93129966401801,0,16149.258244283819,0,0,0,1,0,null,null,null,24.732492866764918,null,14727.162463584124,1,null,null,7.4389999999999992,5.9600000000000009,6.2474711356919013,13.13,13.290000000000001,14.852837601175882,null,96208.174501042202,12630.874668043467]
[865,"IagTgsd228",1,0.90687281768330041,7998.8549944002998,0,"gsd",15,1.0900000000000001,1.0900000000000001,1.0900000000000001,1.0900000000000001,1.1200000000000001,1.1200000000000001,1.1200000000000001,1.1200000000000001,1.1200000000000001,1.1200000000000001,1.0900000000000001,1.0900000000000001,479.93129966401807,0,10497.956254923547,0,0,0,1,0,null,null,null,16.077557511498028,null,9075.8604742238513,1,null,null,7.4389999999999992,5.9600000000000009,6.2474711356919013,13.13,13.290000000000001,14.852837601175882,null,36877.02204082378,4841.470550127483]
[872,"IelNgsd228",1,0.90687281768330041,7998.8549944002998,0,"gsd",15,1.0900000000000001,1.0900000000000001,1.0900000000000001,1.0900000000000001,1.1200000000000001,1.1200000000000001,1.1200000000000001,1.1200000000000001,1.1200000000000001,1.1200000000000001,1.0900000000000001,1.0900000000000001,479.93129966401807,0,10497.956254923547,0,0,0,1,0,null,null,null,16.077557511498028,null,9075.8604742238513,1,null,null,7.4389999999999992,5.9600000000000009,6.2474711356919013,13.13,13.290000000000001,14.852837601175882,null,36877.02204082378,4841.470550127483]
[884,"IteNgsd228",1,0.90687281768330041,7998.8549944002998,0,"gsd",15,1.0900000000000001,1.0900000000000001,1.0900000000000001,1.0900000000000001,1.1200000000000001,1.1200000000000001,1.1200000000000001,1.1200000000000001,1.1200000000000001,1.1200000000000001,1.0900000000000001,1.0900000000000001,479.93129966401807,0,10497.956254923547,0,0,0,1,0,null,null,null,16.077557511498028,null,9075.8604742238513,1,null,null,7.4389999999999992,5.9600000000000009,6.2474711356919013,13.13,13.290000000000001,14.852837601175882,null,36877.02204082378,4841.470550127483]
[896,"IelNgsd229",1,0.9068728176833003,7998.8549944002998,0,"gsd",15,1.0900000000000001,1.0900000000000001,1.0900000000000001,1.0900000000000001,1.1200000000000001,1.1200000000000001,1.1200000000000001,1.1200000000000001,1.1200000000000001,1.1200000000000001,1.0900000000000001,1.0900000000000001,479.93129966401801,0,10723.569347485598,0,0,0,1,0,null,null,null,16.423082619712506,null,9301.4735667859022,1,null,null,7.4389999999999992,5.9600000000000009,6.2474711356919013,13.13,13.290000000000001,14.852837601175882,null,39245.661437647534,5152.4419151932116]
[903,"IprTgsd229",1,0.9068728176833003,7998.8549944002998,0,"gsd",15,1.0900000000000001,1.0900000000000001,1.0900000000000001,1.0900000000000001,1.1200000000000001,1.1200000000000001,1.1200000000000001,1.1200000000000001,1.1200000000000001,1.1200000000000001,1.0900000000000001,1.0900000000000001,479.93129966401801,0,10723.569347485598,0,0,0,1,0,null,null,null,16.423082619712506,null,9301.4735667859022,1,null,null,7.4389999999999992,5.9600000000000009,6.2474711356919013,13.13,13.290000000000001,14.852837601175882,null,39245.661437647534,5152.4419151932116]
[906,"IstNgsd229",1,0.9068728176833003,7998.8549944002998,0,"gsd",15,1.0900000000000001,1.0900000000000001,1.0900000000000001,1.0900000000000001,1.1200000000000001,1.1200000000000001,1.1200000000000001,1.1200000000000001,1.1200000000000001,1.1200000000000001,1.0900000000000001,1.0900000000000001,479.93129966401801,0,10723.569347485598,0,0,0,1,0,null,null,null,16.423082619712506,null,9301.4735667859022,1,null,null,7.4389999999999992,5.9600000000000009,6.2474711356919013,13.13,13.290000000000001,14.852837601175882,null,39245.661437647534,5152.4419151932116]
[918,"IcoNgsd230",1,0.9068728176833003,7998.8549944002998,0,"gsd",15,1.0900000000000001,1.0900000000000001,1.0900000000000001,1.0900000000000001,1.1200000000000001,1.1200000000000001,1.1200000000000001,1.1200000000000001,1.1200000000000001,1.1200000000000001,1.0900000000000001,1.0900000000000001,479.93129966401796,0,7274.3113702824103,0,0,0,1,0,null,null,null,11.140564560593248,null,5852.2155895827136,1,null,null,7.4389999999999992,5.9600000000000009,6.2474711356919013,13.13,13.290000000000001,14.852837601175882,null,3033.0417761463759,398.19870542320518]
[925,"ImiTgsd230",1,0.9068728176833003,7998.8549944002998,0,"gsd",15,1.0900000000000001,1.0900000000000001,1.0900000000000001,1.0900000000000001,1.1200000000000001,1.1200000000000001,1.1200000000000001,1.1200000000000001,1.1200000000000001,1.1200000000000001,1.0900000000000001,1.0900000000000001,479.93129966401796,0,7274.3113702824103,0,0,0,1,0,null,null,null,11.140564560593248,null,5852.2155895827136,1,null,null,7.4389999999999992,5.9600000000000009,6.2474711356919013,13.13,13.290000000000001,14.852837601175882,null,3033.0417761463759,398.19870542320518]
[937,"IagTgsd231",1,0.90687281768330041,7998.8549944003007,0,"gsd",15,1.0900000000000001,1.0900000000000001,1.0900000000000001,1.0900000000000001,1.1200000000000001,1.1200000000000001,1.1200000000000001,1.1200000000000001,1.1200000000000001,1.1200000000000001,1.0900000000000001,1.0900000000000001,479.93129966401801,0,8021.3883601754496,0,0,0,1,0,null,null,null,12.284708523365897,null,6599.292579475753,1,null,null,7.4389999999999992,5.9600000000000009,6.2474711356919013,13.13,13.290000000000001,14.852837601175882,null,10876.353126832124,1427.9228756066984]
[944,"IelNgsd231",1,0.90687281768330041,7998.8549944003007,0,"gsd",15,1.0900000000000001,1.0900000000000001,1.0900000000000001,1.0900000000000001,1.1200000000000001,1.1200000000000001,1.1200000000000001,1.1200000000000001,1.1200000000000001,1.1200000000000001,1.0900000000000001,1.0900000000000001,479.93129966401801,0,8021.3883601754496,0,0,0,1,0,null,null,null,12.284708523365897,null,6599.292579475753,1,null,null,7.4389999999999992,5.9600000000000009,6.2474711356919013,13.13,13.290000000000001,14.852837601175882,null,10876.353126832124,1427.9228756066984]
[956,"IteNgsd231",1,0.90687281768330041,7998.8549944003007,0,"gsd",15,1.0900000000000001,1.0900000000000001,1.0900000000000001,1.0900000000000001,1.1200000000000001,1.1200000000000001,1.1200000000000001,1.1200000000000001,1.1200000000000001,1.1200000000000001,1.0900000000000001,1.0900000000000001,479.93129966401801,0,8021.3883601754496,0,0,0,1,0,null,null,null,12.284708523365897,null,6599.292579475753,1,null,null,7.4389999999999992,5.9600000000000009,6.2474711356919013,13.13,13.290000000000001,14.852837601175882,null,10876.353126832124,1427.9228756066984]
[968,"IelNgsd232",1,0.90687281768330041,7998.8549944002998,0,"gsd",23,1.0900000000000001,1.0900000000000001,1.0900000000000001,1.0900000000000001,1.1200000000000001,1.1200000000000001,1.1200000000000001,1.1200000000000001,1.1200000000000001,1.1200000000000001,1.0900000000000001,1.0900000000000001,479.93129966401807,0,7236.4418832826259,0,0,0,1,0,null,null,null,11.082567666685025,null,5814.3461025829292,1,null,null,7.4389999999999992,5.9600000000000009,6.2474711356919013,13.13,13.290000000000001,14.852837601175882,null,0,0]
[975,"IprTgsd232",1,0.90687281768330041,7998.8549944002998,0,"gsd",23,1.0900000000000001,1.0900000000000001,1.0900000000000001,1.0900000000000001,1.1200000000000001,1.1200000000000001,1.1200000000000001,1.1200000000000001,1.1200000000000001,1.1200000000000001,1.0900000000000001,1.0900000000000001,479.93129966401807,0,7236.4418832826259,0,0,0,1,0,null,null,null,11.082567666685025,null,5814.3461025829292,1,null,null,7.4389999999999992,5.9600000000000009,6.2474711356919013,13.13,13.290000000000001,14.852837601175882,null,0,0]
[978,"IstNgsd232",1,0.90687281768330041,7998.8549944002998,0,"gsd",23,1.0900000000000001,1.0900000000000001,1.0900000000000001,1.0900000000000001,1.1200000000000001,1.1200000000000001,1.1200000000000001,1.1200000000000001,1.1200000000000001,1.1200000000000001,1.0900000000000001,1.0900000000000001,479.93129966401807,0,7236.4418832826259,0,0,0,1,0,null,null,null,11.082567666685025,null,5814.3461025829292,1,null,null,7.4389999999999992,5.9600000000000009,6.2474711356919013,13.13,13.290000000000001,14.852837601175882,null,0,0]
[994,"IluNgsd233",1,0.9068728176833003,7998.8549944002998,0,"gsd",23,1.0900000000000001,1.0900000000000001,1.0900000000000001,1.0900000000000001,1.1200000000000001,1.1200000000000001,1.1200000000000001,1.1200000000000001,1.1200000000000001,1.1200000000000001,1.0900000000000001,1.0900000000000001,479.93129966401801,0,5790.3991966042522,0,0,0,1,0,null,null,null,8.8679619001341354,null,4368.3034159045555,1,null,null,7.4389999999999992,5.9600000000000009,6.2474711356919013,13.13,13.290000000000001,14.852837601175882,null,0,0]
[997,"ImiTgsd233",1,0.9068728176833003,7998.8549944002998,0,"gsd",23,1.0900000000000001,1.0900000000000001,1.0900000000000001,1.0900000000000001,1.1200000000000001,1.1200000000000001,1.1200000000000001,1.1200000000000001,1.1200000000000001,1.1200000000000001,1.0900000000000001,1.0900000000000001,479.93129966401801,0,5790.3991966042522,0,0,0,1,0,null,null,null,8.8679619001341354,null,4368.3034159045555,1,null,null,7.4389999999999992,5.9600000000000009,6.2474711356919013,13.13,13.290000000000001,14.852837601175882,null,0,0]
[1009,"IagTgsd234",1,0.90687281768330053,7998.8549944003007,0,"gsd",23,1.0900000000000001,1.0900000000000001,1.0900000000000001,1.0900000000000001,1.1200000000000001,1.1200000000000001,1.1200000000000001,1.1200000000000001,1.1200000000000001,1.1200000000000001,1.0900000000000001,1.0900000000000001,479.93129966401807,0,13761.605684288319,0,0,0,1,0,null,null,null,21.075817184505393,null,12339.509903588623,1,null,null,7.4389999999999992,5.9600000000000009,6.2474711356919013,13.13,13.290000000000001,14.852837601175882,null,41021.214156215632,6481.9613229121069]
[1016,"IelNgsd234",1,0.90687281768330053,7998.8549944003007,0,"gsd",23,1.0900000000000001,1.0900000000000001,1.0900000000000001,1.0900000000000001,1.1200000000000001,1.1200000000000001,1.1200000000000001,1.1200000000000001,1.1200000000000001,1.1200000000000001,1.0900000000000001,1.0900000000000001,479.93129966401807,0,13761.605684288319,0,0,0,1,0,null,null,null,21.075817184505393,null,12339.509903588623,1,null,null,7.4389999999999992,5.9600000000000009,6.2474711356919013,13.13,13.290000000000001,14.852837601175882,null,41021.214156215632,6481.9613229121069]
[1028,"IteNgsd234",1,0.90687281768330053,7998.8549944003007,0,"gsd",23,1.0900000000000001,1.0900000000000001,1.0900000000000001,1.0900000000000001,1.1200000000000001,1.1200000000000001,1.1200000000000001,1.1200000000000001,1.1200000000000001,1.1200000000000001,1.0900000000000001,1.0900000000000001,479.93129966401807,0,13761.605684288319,0,0,0,1,0,null,null,null,21.075817184505393,null,12339.509903588623,1,null,null,7.4389999999999992,5.9600000000000009,6.2474711356919013,13.13,13.290000000000001,14.852837601175882,null,41021.214156215632,6481.9613229121069]
[1040,"IelNgsd235",1,0.9068728176833003,7998.8549944002989,0,"gsd",23,1.0900000000000001,1.0900000000000001,1.0900000000000001,1.0900000000000001,1.1200000000000001,1.1200000000000001,1.1200000000000001,1.1200000000000001,1.1200000000000001,1.1200000000000001,1.0900000000000001,1.0900000000000001,479.93129966401796,0,27875.152078438859,0,0,0,1,0,null,null,null,42.690629471109219,null,26453.056297739164,1,null,null,7.4389999999999992,5.9600000000000009,6.2474711356919013,13.13,13.290000000000001,14.852837601175882,null,158304.61167172913,25014.480707155955]
[1047,"IprTgsd235",1,0.9068728176833003,7998.8549944002989,0,"gsd",23,1.0900000000000001,1.0900000000000001,1.0900000000000001,1.0900000000000001,1.1200000000000001,1.1200000000000001,1.1200000000000001,1.1200000000000001,1.1200000000000001,1.1200000000000001,1.0900000000000001,1.0900000000000001,479.93129966401796,0,27875.152078438859,0,0,0,1,0,null,null,null,42.690629471109219,null,26453.056297739164,1,null,null,7.4389999999999992,5.9600000000000009,6.2474711356919013,13.13,13.290000000000001,14.852837601175882,null,158304.61167172913,25014.480707155955]
[1050,"IstNgsd235",1,0.9068728176833003,7998.8549944002989,0,"gsd",23,1.0900000000000001,1.0900000000000001,1.0900000000000001,1.0900000000000001,1.1200000000000001,1.1200000000000001,1.1200000000000001,1.1200000000000001,1.1200000000000001,1.1200000000000001,1.0900000000000001,1.0900000000000001,479.93129966401796,0,27875.152078438859,0,0,0,1,0,null,null,null,42.690629471109219,null,26453.056297739164,1,null,null,7.4389999999999992,5.9600000000000009,6.2474711356919013,13.13,13.290000000000001,14.852837601175882,null,158304.61167172913,25014.480707155955]
[1066,"IluNgsd236",1,0.90687281768330041,7998.8549944002998,0,"gsd",7,1.0900000000000001,1.0900000000000001,1.0900000000000001,1.0900000000000001,1.1200000000000001,1.1200000000000001,1.1200000000000001,1.1200000000000001,1.1200000000000001,1.1200000000000001,1.0900000000000001,1.0900000000000001,479.93129966401807,0,2427.3700080340536,0,0,0,1,0,null,null,null,3.717502717497954,null,1005.2742273343572,1,null,null,7.4389999999999992,5.9600000000000009,6.2474711356919013,13.13,13.290000000000001,14.852837601175882,null,0,0]
[1069,"ImiTgsd236",1,0.90687281768330041,7998.8549944002998,0,"gsd",7,1.0900000000000001,1.0900000000000001,1.0900000000000001,1.0900000000000001,1.1200000000000001,1.1200000000000001,1.1200000000000001,1.1200000000000001,1.1200000000000001,1.1200000000000001,1.0900000000000001,1.0900000000000001,479.93129966401807,0,2427.3700080340536,0,0,0,1,0,null,null,null,3.717502717497954,null,1005.2742273343572,1,null,null,7.4389999999999992,5.9600000000000009,6.2474711356919013,13.13,13.290000000000001,14.852837601175882,null,0,0]
[1081,"IagTgsd237",1,0.9068728176833003,7998.8549944002998,0,"gsd",8,1.0900000000000001,1.0900000000000001,1.0900000000000001,1.0900000000000001,1.1200000000000001,1.1200000000000001,1.1200000000000001,1.1200000000000001,1.1200000000000001,1.1200000000000001,1.0900000000000001,1.0900000000000001,479.93129966401801,0,2072.3913623491239,0,0,0,1,0,null,null,null,3.1738550347714742,null,650.2955816494275,1,null,null,7.4389999999999992,5.9600000000000009,6.2474711356919013,13.13,13.290000000000001,14.852837601175882,null,0,0]
[1088,"IelNgsd237",1,0.9068728176833003,7998.8549944002998,0,"gsd",8,1.0900000000000001,1.0900000000000001,1.0900000000000001,1.0900000000000001,1.1200000000000001,1.1200000000000001,1.1200000000000001,1.1200000000000001,1.1200000000000001,1.1200000000000001,1.0900000000000001,1.0900000000000001,479.93129966401801,0,2072.3913623491239,0,0,0,1,0,null,null,null,3.1738550347714742,null,650.2955816494275,1,null,null,7.4389999999999992,5.9600000000000009,6.2474711356919013,13.13,13.290000000000001,14.852837601175882,null,0,0]
[1100,"IteNgsd237",1,0.9068728176833003,7998.8549944002998,0,"gsd",8,1.0900000000000001,1.0900000000000001,1.0900000000000001,1.0900000000000001,1.1200000000000001,1.1200000000000001,1.1200000000000001,1.1200000000000001,1.1200000000000001,1.1200000000000001,1.0900000000000001,1.0900000000000001,479.93129966401801,0,2072.3913623491239,0,0,0,1,0,null,null,null,3.1738550347714742,null,650.2955816494275,1,null,null,7.4389999999999992,5.9600000000000009,6.2474711356919013,13.13,13.290000000000001,14.852837601175882,null,0,0]
[1112,"IelNgsd238",1,0,-309.19999999995298,0,"gsd",30,1.0900000000000001,1.0900000000000001,1.0900000000000001,1.0900000000000001,1.1200000000000001,1.1200000000000001,1.1200000000000001,1.1200000000000001,1.1200000000000001,1.1200000000000001,1.0900000000000001,1.0900000000000001,15.547565671722991,0,2781.66,0,0,0,1,0,null,null,null,17.628082851722922,null,2472.7605079999939,1,null,null,7.4389999999999992,5.9600000000000009,6.2474711356919013,13.13,13.290000000000001,14.852837601175882,null,3075.9250168336439,529.45337223102467]
[1119,"IprEgsd238",1,0,-309.19999999995298,0,"gsd",30,1.0900000000000001,1.0900000000000001,1.0900000000000001,1.0900000000000001,1.1200000000000001,1.1200000000000001,1.1200000000000001,1.1200000000000001,1.1200000000000001,1.1200000000000001,1.0900000000000001,1.0900000000000001,15.547565671722991,0,2781.66,0,0,0,1,0,null,null,null,17.628082851722922,null,2472.7605079999939,1,null,null,7.4389999999999992,5.9600000000000009,6.2474711356919013,13.13,13.290000000000001,14.852837601175882,null,3075.9250168336439,529.45337223102467]
[1122,"IstNgsd238",1,0,-309.19999999998203,0,"gsd",30,1.0900000000000001,1.0900000000000001,1.0900000000000001,1.0900000000000001,1.1200000000000001,1.1200000000000001,1.1200000000000001,1.1200000000000001,1.1200000000000001,1.1200000000000001,1.0900000000000001,1.0900000000000001,15.547565671724453,0,2781.66,0,0,0,1,0,null,null,null,17.628082851723114,null,2472.7605079999976,1,null,null,7.4389999999999992,5.9600000000000009,6.2474711356919013,13.13,13.290000000000001,14.852837601175882,null,3075.9250168336439,529.45337223102467]
[1138,"IluNgsd239",1,0.9068728176833003,7998.8549944002989,0,"gsd",10,1.0900000000000001,1.0900000000000001,1.0900000000000001,1.0900000000000001,1.1200000000000001,1.1200000000000001,1.1200000000000001,1.1200000000000001,1.1200000000000001,1.1200000000000001,1.0900000000000001,1.0900000000000001,402.20803144905238,0,3049.287263058683,0,0,0,1,0,null,null,null,4.6699652913786531,null,1627.1914823589871,1,null,null,7.4389999999999992,5.9600000000000009,6.2474711356919013,13.13,13.290000000000001,14.852837601175882,null,0,0]
[1141,"ImiEgsd239",1,0.9068728176833003,7998.8549944002998,0,"gsd",10,1.0900000000000001,1.0900000000000001,1.0900000000000001,1.0900000000000001,1.1200000000000001,1.1200000000000001,1.1200000000000001,1.1200000000000001,1.1200000000000001,1.1200000000000001,1.0900000000000001,1.0900000000000001,402.20803144905244,0,3049.2872630587067,0,0,0,1,0,null,null,null,4.6699652913786887,null,1627.1914823590103,1,null,null,7.4389999999999992,5.9600000000000009,6.2474711356919013,13.13,13.290000000000001,14.852837601175882,null,0,0]
[1153,"IagTgsd240",1,0.9068728176833003,7998.8549944002998,0,"gsd",15,1.0900000000000001,1.0900000000000001,1.0900000000000001,1.0900000000000001,1.1200000000000001,1.1200000000000001,1.1200000000000001,1.1200000000000001,1.1200000000000001,1.1200000000000001,1.0900000000000001,1.0900000000000001,479.93129966401801,0,3006.1421895470326,0,0,0,1,0,null,null,null,4.603888868132362,null,1584.0464088473361,1,null,null,7.4389999999999992,5.9600000000000009,6.2474711356919013,13.13,13.290000000000001,14.852837601175882,null,0,0]
[1160,"IelNgsd240",1,0.9068728176833003,7998.8549944002998,0,"gsd",15,1.0900000000000001,1.0900000000000001,1.0900000000000001,1.0900000000000001,1.1200000000000001,1.1200000000000001,1.1200000000000001,1.1200000000000001,1.1200000000000001,1.1200000000000001,1.0900000000000001,1.0900000000000001,479.93129966401801,0,3006.1421895470326,0,0,0,1,0,null,null,null,4.603888868132362,null,1584.0464088473361,1,null,null,7.4389999999999992,5.9600000000000009,6.2474711356919013,13.13,13.290000000000001,14.852837601175882,null,0,0]
[1172,"IteNgsd240",1,0.9068728176833003,7998.8549944002998,0,"gsd",15,1.0900000000000001,1.0900000000000001,1.0900000000000001,1.0900000000000001,1.1200000000000001,1.1200000000000001,1.1200000000000001,1.1200000000000001,1.1200000000000001,1.1200000000000001,1.0900000000000001,1.0900000000000001,479.93129966401801,0,3006.1421895470326,0,0,0,1,0,null,null,null,4.603888868132362,null,1584.0464088473361,1,null,null,7.4389999999999992,5.9600000000000009,6.2474711356919013,13.13,13.290000000000001,14.852837601175882,null,0,0]
[1181,"IcoEgsd241",1,0.90687281768330041,7998.8549944002998,0,"gsd",3,1.0900000000000001,1.0900000000000001,1.0900000000000001,1.0900000000000001,1.1200000000000001,1.1200000000000001,1.1200000000000001,1.1200000000000001,1.1200000000000001,1.1200000000000001,1.0900000000000001,1.0900000000000001,402.20803144905244,0,3717.9272882339042,0,0,0,1,0,null,null,null,5.6939835096106357,null,2295.831507534208,1,null,null,7.4389999999999992,5.9600000000000009,6.2474711356919013,13.13,13.290000000000001,14.852837601175882,null,70529.433023278107,6240.3362745891272]
[1192,"IprNgsd241",1,0.90687281768330041,7998.8549944002998,0,"gsd",3,1.0900000000000001,1.0900000000000001,1.0900000000000001,1.0900000000000001,1.1200000000000001,1.1200000000000001,1.1200000000000001,1.1200000000000001,1.1200000000000001,1.1200000000000001,1.0900000000000001,1.0900000000000001,402.20803144905244,0,3717.9272882339042,0,0,0,1,0,null,null,null,5.6939835096106357,null,2295.831507534208,1,null,null,7.4389999999999992,5.9600000000000009,6.2474711356919013,13.13,13.290000000000001,14.852837601175882,null,70529.433023278107,6240.3362745891272]
[1195,"IteEgsd241",1,0.90687281768330041,7998.8549944002998,0,"gsd",3,1.0900000000000001,1.0900000000000001,1.0900000000000001,1.0900000000000001,1.1200000000000001,1.1200000000000001,1.1200000000000001,1.1200000000000001,1.1200000000000001,1.1200000000000001,1.0900000000000001,1.0900000000000001,402.20803144905244,0,3717.9272882339042,0,0,0,1,0,null,null,null,5.6939835096106357,null,2295.831507534208,1,null,null,7.4389999999999992,5.9600000000000009,6.2474711356919013,13.13,13.290000000000001,14.852837601175882,null,70529.433023278107,6240.3362745891272]
[1211,"ImeEgsd242",1,0.90687281768330041,7998.8549944002998,0,"gsd",10,1.0900000000000001,1.0900000000000001,1.0900000000000001,1.0900000000000001,1.1200000000000001,1.1200000000000001,1.1200000000000001,1.1200000000000001,1.1200000000000001,1.1200000000000001,1.0900000000000001,1.0900000000000001,402.20803144905244,0,25512.569434938268,0,0,0,1,0,null,null,null,39.072348216723825,null,24090.473654238573,1,null,null,7.4389999999999992,5.9600000000000009,6.2474711356919013,13.13,13.290000000000001,14.852837601175882,null,283615.72680125607,29234.320132391211]
[1214,"ImiNgsd242",1,0.90687281768330041,7998.8549944002998,0,"gsd",10,1.0900000000000001,1.0900000000000001,1.0900000000000001,1.0900000000000001,1.1200000000000001,1.1200000000000001,1.1200000000000001,1.1200000000000001,1.1200000000000001,1.1200000000000001,1.0900000000000001,1.0900000000000001,402.20803144905244,0,14911.65633557175,0,0,0,1,0,null,null,null,22.837112910849591,null,13489.560554872054,1,null,null,7.4389999999999992,5.9600000000000009,6.2474711356919013,13.13,13.290000000000001,14.852837601175882,null,135295.4668258951,13945.880344009243]
[1226,"IchEgsd243",1,0.90687281768330041,7998.8549944003007,0,"gsd",5,1.0900000000000001,1.0900000000000001,1.0900000000000001,1.0900000000000001,1.1200000000000001,1.1200000000000001,1.1200000000000001,1.1200000000000001,1.1200000000000001,1.1200000000000001,1.0900000000000001,1.0900000000000001,402.2080314490525,0,2400.9370673248841,0,0,0,1,0,null,null,null,3.6770208261535902,null,978.84128662518742,1,null,null,7.4389999999999992,5.9600000000000009,6.2474711356919013,13.13,13.290000000000001,14.852837601175882,null,0,0]
[1233,"IstEgsd243",1,0.9068728176833003,7998.8549944002998,0,"gsd",5,1.0900000000000001,1.0900000000000001,1.0900000000000001,1.0900000000000001,1.1200000000000001,1.1200000000000001,1.1200000000000001,1.1200000000000001,1.1200000000000001,1.1200000000000001,1.0900000000000001,1.0900000000000001,402.20803144905244,0,4437.2347810642359,0,0,0,1,0,null,null,null,6.7955986529398205,null,3015.1390003645392,1,null,null,7.4389999999999992,5.9600000000000009,6.2474711356919013,13.13,13.290000000000001,14.852837601175882,null,35514.259257281898,3142.2472974542893]
[1245,"IluEgsd301",1,0.90220510041481305,7979.8295151838056,0,"gsd",8,1,1,1,1,1,1,1,1,1,1,1,1,478.78977091102837,0,5125.2136451669458,0,0,0,1,0,null,null,null,8.0702133338334576,null,3738.9562884274674,1,null,null,7.4389999999999992,5.9600000000000009,6.2474711356919013,13.13,13.290000000000001,14.852837601175882,null,13555.781215335781,1199.3947721164029]
[1252,"IprNgsd301",1,0.90220510041481305,7979.8295151838056,0,"gsd",8,1,1,1,1,1,1,1,1,1,1,1,1,478.78977091102837,0,5125.2136451669458,0,0,0,1,0,null,null,null,8.0702133338334576,null,3738.9562884274674,1,null,null,7.4389999999999992,5.9600000000000009,6.2474711356919013,13.13,13.290000000000001,14.852837601175882,null,13555.781215335781,1199.3947721164029]
[1264,"IchNgsd302",1,0.90220510041481317,7979.8295151838065,0,"gsd",10,1,1,1,1,1,1,1,1,1,1,1,1,478.78977091102837,0,1042.6253439113173,0,0,0,1,0,null,null,null,1.6417284302987776,null,-343.63201282816107,0,null,null,7.4389999999999992,5.9600000000000009,6.2474711356919013,13.13,13.290000000000001,14.852837601175882,null,0,0]
[1267,"IelEgsd302",1,0.90220510041481317,7979.8295151838065,0,"gsd",10,1,1,1,1,1,1,1,1,1,1,1,1,478.78977091102837,0,1042.6253439113173,0,0,0,1,0,null,null,null,1.6417284302987776,null,-343.63201282816107,0,null,null,7.4389999999999992,5.9600000000000009,6.2474711356919013,13.13,13.290000000000001,14.852837601175882,null,0,0]
[1283,"IwaEgsd302",1,0.90687281768330041,7998.8549944002998,0,"gsd",10,1,1,1,1,1,1,1,1,1,1,1,1,479.93129966401801,0,1045.1111672955674,0,0,0,1,0,null,null,null,1.6427096084002408,null,-343.69541340412889,0,null,null,7.4389999999999992,5.9600000000000009,6.2474711356919013,13.13,13.290000000000001,14.852837601175882,null,0,0]
[1286,"IagNgsd303",1,0.90220510041481317,7979.8295151838056,0,"gsd",10,1,1,1,1,1,1,1,1,1,1,1,1,478.78977091102843,0,1390.2142012515342,0,0,0,1,0,null,null,null,2.1890453668023255,null,3.9568445120560227,1,null,null,7.4389999999999992,5.9600000000000009,6.2474711356919013,13.13,13.290000000000001,14.852837601175882,null,0,0]
[1298,"ImiNgsd303",1,0.90220510041481317,7979.8295151838056,0,"gsd",10,1,1,1,1,1,1,1,1,1,1,1,1,478.78977091102843,0,1390.2142012515342,0,0,0,1,0,null,null,null,2.1890453668023255,null,3.9568445120560227,1,null,null,7.4389999999999992,5.9600000000000009,6.2474711356919013,13.13,13.290000000000001,14.852837601175882,null,0,0]
[1305,"ItrEgsd303",1,0.90220510041481317,7979.8295151838056,0,"gsd",10,1,1,1,1,1,1,1,1,1,1,1,1,478.78977091102843,0,1390.2142012515342,0,0,0,1,0,null,null,null,2.1890453668023255,null,3.9568445120560227,1,null,null,7.4389999999999992,5.9600000000000009,6.2474711356919013,13.13,13.290000000000001,14.852837601175882,null,0,0]
[1317,"IluTgsd304",1,0.90220510041481317,7979.8295151838056,0,"gsd",13,1,1,1,1,1,1,1,1,1,1,1,1,478.78977091102837,0,3847.7867208917737,0,0,0,1,0,null,null,null,6.0587639561075557,null,2461.5293641522958,1,null,null,7.4389999999999992,5.9600000000000009,6.2474711356919013,13.13,13.290000000000001,14.852837601175882,null,0,0]
[1324,"IprNgsd304",1,0.90220510041481317,7979.8295151838056,0,"gsd",13,1,1,1,1,1,1,1,1,1,1,1,1,478.78977091102837,0,3847.7867208917737,0,0,0,1,0,null,null,null,6.0587639561075557,null,2461.5293641522958,1,null,null,7.4389999999999992,5.9600000000000009,6.2474711356919013,13.13,13.290000000000001,14.852837601175882,null,0,0]
[1336,"IchNgsd305",1,0.90220510041481317,7979.8295151838056,0,"gsd",11,1,1,1,1,1,1,1,1,1,1,1,1,478.78977091102837,0,4806.1690957553164,0,0,0,1,0,null,null,null,7.5678425538023459,null,3419.9117390158381,1,null,null,7.4389999999999992,5.9600000000000009,6.2474711356919013,13.13,13.290000000000001,14.852837601175882,null,0,0]
[1339,"IelTgsd305",1,0.90220510041481317,7979.8295151838056,0,"gsd",11,1,1,1,1,1,1,1,1,1,1,1,1,478.78977091102837,0,4806.1690957553164,0,0,0,1,0,null,null,null,7.5678425538023459,null,3419.9117390158381,1,null,null,7.4389999999999992,5.9600000000000009,6.2474711356919013,13.13,13.290000000000001,14.852837601175882,null,0,0]
[1355,"IwaTgsd305",1,0.9068728176833003,7998.8549944002998,0,"gsd",11,1,1,1,1,1,1,1,1,1,1,1,1,479.93129966401801,0,4817.6279458558429,0,0,0,1,0,null,null,null,7.5723654707794008,null,3428.8213651561464,1,null,null,7.4389999999999992,5.9600000000000009,6.2474711356919013,13.13,13.290000000000001,14.852837601175882,null,0,0]
[1358,"IagNgsd306",1,0.90220510041481317,7979.8295151838056,0,"gsd",15,1,1,1,1,1,1,1,1,1,1,1,1,478.78977091102843,0,2397.4102041990741,0,0,0,1,0,null,null,null,3.7749863978529898,null,1011.1528474595962,1,null,null,7.4389999999999992,5.9600000000000009,6.2474711356919013,13.13,13.290000000000001,14.852837601175882,null,0,0]
[1374,"IstNgsd306",1,0.90220510041481317,7979.8295151838056,0,"gsd",15,1,1,1,1,1,1,1,1,1,1,1,1,478.78977091102843,0,2397.4102041990741,0,0,0,1,0,null,null,null,3.7749863978529898,null,1011.1528474595962,1,null,null,7.4389999999999992,5.9600000000000009,6.2474711356919013,13.13,13.290000000000001,14.852837601175882,null,0,0]
[1377,"ItrTgsd306",1,0.90220510041481317,7979.8295151838056,0,"gsd",15,1,1,1,1,1,1,1,1,1,1,1,1,478.78977091102843,0,2397.4102041990741,0,0,0,1,0,null,null,null,3.7749863978529898,null,1011.1528474595962,1,null,null,7.4389999999999992,5.9600000000000009,6.2474711356919013,13.13,13.290000000000001,14.852837601175882,null,0,0]
[1389,"IluTgsd307",1,0.90220510041481328,7979.8295151838065,0,"gsd",15,1,1,1,1,1,1,1,1,1,1,1,1,478.78977091102837,0,3331.7885292790288,0,0,0,1,0,null,null,null,5.2462679755519028,null,1945.5311725395504,1,null,null,7.4389999999999992,5.9600000000000009,6.2474711356919013,13.13,13.290000000000001,14.852837601175882,null,0,0]
[1396,"IprNgsd307",1,0.90220510041481328,7979.8295151838065,0,"gsd",15,1,1,1,1,1,1,1,1,1,1,1,1,478.78977091102837,0,3331.7885292790288,0,0,0,1,0,null,null,null,5.2462679755519028,null,1945.5311725395504,1,null,null,7.4389999999999992,5.9600000000000009,6.2474711356919013,13.13,13.290000000000001,14.852837601175882,null,0,0]
[1408,"IchNgsd401",1,0.90220510041481328,7979.8295151838065,0,"gsd",10,1.0900000000000001,1.0900000000000001,1.0900000000000001,1.0900000000000001,1.1200000000000001,1.1200000000000001,1.1200000000000001,1.1200000000000001,1.1200000000000001,1.1200000000000001,1.0900000000000001,1.0900000000000001,478.78977091102843,0,3952.0757346010423,0,0,0,1,0,null,null,null,6.0631095939871651,null,2532.5291778615638,1,null,null,7.4389999999999992,5.9600000000000009,6.2474711356919013,13.13,13.290000000000001,14.852837601175882,null,0,0]
[1411,"IelEgsd401",1,0.90220510041481328,7979.8295151838065,0,"gsd",10,1.0900000000000001,1.0900000000000001,1.0900000000000001,1.0900000000000001,1.1200000000000001,1.1200000000000001,1.1200000000000001,1.1200000000000001,1.1200000000000001,1.1200000000000001,1.0900000000000001,1.0900000000000001,478.78977091102843,0,3952.0757346010423,0,0,0,1,0,null,null,null,6.0631095939871651,null,2532.5291778615638,1,null,null,7.4389999999999992,5.9600000000000009,6.2474711356919013,13.13,13.290000000000001,14.852837601175882,null,0,0]
[1427,"IwaEgsd401",1,0.93223348493392499,8258.5220679651884,0,"gsd",10,1.0900000000000001,1.0900000000000001,1.0900000000000001,1.0900000000000001,1.1200000000000001,1.1200000000000001,1.1200000000000001,1.1200000000000001,1.1200000000000001,1.1200000000000001,1.0900000000000001,1.0900000000000001,495.5113240779113,0,4090.1004973062572,0,0,0,1,0,null,null,null,6.1189357322384277,null,2633.2119254196014,1,null,null,7.4389999999999992,5.9600000000000009,6.2474711356919013,13.13,13.290000000000001,14.852837601175882,null,0,0]
[1430,"IagNgsd402",1,0.90220510041481317,7979.8295151838056,0,"gsd",8,1.0900000000000001,1.0900000000000001,1.0900000000000001,1.0900000000000001,1.1200000000000001,1.1200000000000001,1.1200000000000001,1.1200000000000001,1.1200000000000001,1.1200000000000001,1.0900000000000001,1.0900000000000001,401.25136945825523,0,7193.434177090965,0,0,0,1,0,null,null,null,11.035866390662235,null,5773.8876203514865,1,null,null,7.4389999999999992,5.9600000000000009,6.2474711356919013,13.13,13.290000000000001,14.852837601175882,null,46012.708957259863,4071.134056945169]
[1446,"IstNgsd402",1,0.90220510041481317,7979.8295151838056,0,"gsd",8,1.0900000000000001,1.0900000000000001,1.0900000000000001,1.0900000000000001,1.1200000000000001,1.1200000000000001,1.1200000000000001,1.1200000000000001,1.1200000000000001,1.1200000000000001,1.0900000000000001,1.0900000000000001,401.25136945825523,0,7193.434177090965,0,0,0,1,0,null,null,null,11.035866390662235,null,5773.8876203514865,1,null,null,7.4389999999999992,5.9600000000000009,6.2474711356919013,13.13,13.290000000000001,14.852837601175882,null,46012.708957259863,4071.134056945169]
[1449,"ItrEgsd402",1,0.90220510041481328,7979.8295151838065,0,"gsd",8,1.0900000000000001,1.0900000000000001,1.0900000000000001,1.0900000000000001,1.1200000000000001,1.1200000000000001,1.1200000000000001,1.1200000000000001,1.1200000000000001,1.1200000000000001,1.0900000000000001,1.0900000000000001,401.25136945825528,0,7421.7955650794293,0,0,0,1,0,null,null,null,11.386208898091144,null,6002.2490083399507,1,null,null,7.4389999999999992,5.9600000000000009,6.2474711356919013,13.13,13.290000000000001,14.852837601175882,null,49797.487208826671,4406.0054432887]
[1461,"IluEgsd403",1,0.90220510041481317,7979.8295151838056,0,"gsd",10,1.0900000000000001,1.0900000000000001,1.0900000000000001,1.0900000000000001,1.1200000000000001,1.1200000000000001,1.1200000000000001,1.1200000000000001,1.1200000000000001,1.1200000000000001,1.0900000000000001,1.0900000000000001,401.25136945825528,0,628.54821523708051,0,0,0,1,0,null,null,null,0.96429243010753307,null,-790.99834150239769,0,null,null,7.4389999999999992,5.9600000000000009,6.2474711356919013,13.13,13.290000000000001,14.852837601175882,null,0,0]
[1468,"IprNgsd403",1,0.90220510041481317,7979.8295151838056,0,"gsd",10,1.0900000000000001,1.0900000000000001,1.0900000000000001,1.0900000000000001,1.1200000000000001,1.1200000000000001,1.1200000000000001,1.1200000000000001,1.1200000000000001,1.1200000000000001,1.0900000000000001,1.0900000000000001,401.25136945825528,0,604.37328388180822,0,0,0,1,0,null,null,null,0.92720425971878195,null,-815.17327285766999,0,null,null,7.4389999999999992,5.9600000000000009,6.2474711356919013,13.13,13.290000000000001,14.852837601175882,null,0,0]
[1480,"IchNgsd404",1,0.90220510041481317,7979.8295151838056,0,"gsd",10,1.0900000000000001,1.0900000000000001,1.0900000000000001,1.0900000000000001,1.1200000000000001,1.1200000000000001,1.1200000000000001,1.1200000000000001,1.1200000000000001,1.1200000000000001,1.0900000000000001,1.0900000000000001,478.78977091102831,0,612.6318008044168,0,0,0,1,0,null,null,null,0.93987413159071564,null,-806.91475593506141,0,null,null,7.4389999999999992,5.9600000000000009,6.2474711356919013,13.13,13.290000000000001,14.852837601175882,null,0,0]
[1487,"ImeEgsd404",1,0.90220510041481317,7979.8295151838056,0,"gsd",10,1.0900000000000001,1.0900000000000001,1.0900000000000001,1.0900000000000001,1.1200000000000001,1.1200000000000001,1.1200000000000001,1.1200000000000001,1.1200000000000001,1.1200000000000001,1.0900000000000001,1.0900000000000001,478.78977091102831,0,612.6318008044168,0,0,0,1,0,null,null,null,0.93987413159071564,null,-806.91475593506141,0,null,null,7.4389999999999992,5.9600000000000009,6.2474711356919013,13.13,13.290000000000001,14.852837601175882,null,0,0]
[1499,"IwaEgsd404",1,0.93223348493392488,8258.5220679651884,0,"gsd",10,1.0900000000000001,1.0900000000000001,1.0900000000000001,1.0900000000000001,1.1200000000000001,1.1200000000000001,1.1200000000000001,1.1200000000000001,1.1200000000000001,1.1200000000000001,1.0900000000000001,1.0900000000000001,495.51132407791124,0,634.02773666449582,0,0,0,1,0,null,null,null,0.94852803144121522,null,-822.86083522215995,0,null,null,7.4389999999999992,5.9600000000000009,6.2474711356919013,13.13,13.290000000000001,14.852837601175882,null,0,0]
[1502,"IagNgsd405",1,0.90220510041481328,7979.8295151838065,0,"gsd",15,1.0900000000000001,1.0900000000000001,1.0900000000000001,1.0900000000000001,1.1200000000000001,1.1200000000000001,1.1200000000000001,1.1200000000000001,1.1200000000000001,1.1200000000000001,1.0900000000000001,1.0900000000000001,401.25136945825528,0,326704.53742629947,0,0,0,1,0,null,null,null,501.21646149792201,null,325284.99086956005,1,null,null,7.4389999999999992,5.9600000000000009,6.2474711356919013,13.13,13.290000000000001,14.852837601175882,null,3356754.4027814451,440697.93832826789]
[1518,"IstNgsd405",1,0.90220510041481328,7979.8295151838065,0,"gsd",15,1.0900000000000001,1.0900000000000001,1.0900000000000001,1.0900000000000001,1.1200000000000001,1.1200000000000001,1.1200000000000001,1.1200000000000001,1.1200000000000001,1.1200000000000001,1.0900000000000001,1.0900000000000001,401.25136945825528,0,222125.00912471523,0,0,0,1,0,null,null,null,340.77491534319046,null,220705.46256797574,1,null,null,7.4389999999999992,5.9600000000000009,6.2474711356919013,13.13,13.290000000000001,14.852837601175882,null,2258808.5751347505,296552.01504025847]
[1521,"ItrEgsd405",1,0.90220510041481317,7979.8295151838047,0,"gsd",15,1.0900000000000001,1.0900000000000001,1.0900000000000001,1.0900000000000001,1.1200000000000001,1.1200000000000001,1.1200000000000001,1.1200000000000001,1.1200000000000001,1.1200000000000001,1.0900000000000001,1.0900000000000001,401.25136945825523,0,812704.63818855491,0,0,0,1,0,null,null,null,1246.8175257214102,null,811285.09163181542,1,null,null,7.4389999999999992,5.9600000000000009,6.2474711356919013,13.13,13.290000000000001,14.852837601175882,null,8459109.0272004139,1110570.3489335626]
[1532,"IelNgsd406",1,0.90220510041481328,7979.8295151838065,0,"gsd",10,1.0900000000000001,1.0900000000000001,1.0900000000000001,1.0900000000000001,1.1200000000000001,1.1200000000000001,1.1200000000000001,1.1200000000000001,1.1200000000000001,1.1200000000000001,1.0900000000000001,1.0900000000000001,478.78977091102843,0,1807.8644317855831,0,0,0,1,0,null,null,null,2.7735501334196604,null,388.31787504610475,1,null,null,7.4389999999999992,5.9600000000000009,6.2474711356919013,13.13,13.290000000000001,14.852837601175882,null,0,0]
[1541,"IstEgsd406",1,0.90220510041481328,7979.8295151838065,0,"gsd",10,1.0900000000000001,1.0900000000000001,1.0900000000000001,1.0900000000000001,1.1200000000000001,1.1200000000000001,1.1200000000000001,1.1200000000000001,1.1200000000000001,1.1200000000000001,1.0900000000000001,1.0900000000000001,478.78977091102843,0,1807.8644317855831,0,0,0,1,0,null,null,null,2.7735501334196604,null,388.31787504610475,1,null,null,7.4389999999999992,5.9600000000000009,6.2474711356919013,13.13,13.290000000000001,14.852837601175882,null,0,0]
[1553,"IcoEgsd407",1,0.90220510041481328,7979.8295151838065,0,"gsd",10,1.0900000000000001,1.0900000000000001,1.0900000000000001,1.0900000000000001,1.1200000000000001,1.1200000000000001,1.1200000000000001,1.1200000000000001,1.1200000000000001,1.1200000000000001,1.0900000000000001,1.0900000000000001,478.78977091102843,0,793.0778929825284,0,0,0,1,0,null,null,null,1.2167069926373535,null,-626.46866375695004,0,null,null,7.4389999999999992,5.9600000000000009,6.2474711356919013,13.13,13.290000000000001,14.852837601175882,null,0,0]
[1560,"ImeNgsd407",1,0.90220510041481328,7979.8295151838065,0,"gsd",10,1.0900000000000001,1.0900000000000001,1.0900000000000001,1.0900000000000001,1.1200000000000001,1.1200000000000001,1.1200000000000001,1.1200000000000001,1.1200000000000001,1.1200000000000001,1.0900000000000001,1.0900000000000001,478.78977091102843,0,793.0778929825284,0,0,0,1,0,null,null,null,1.2167069926373535,null,-626.46866375695004,0,null,null,7.4389999999999992,5.9600000000000009,6.2474711356919013,13.13,13.290000000000001,14.852837601175882,null,0,0]
[1572,"IwaNgsd407",1,0.93223348493392499,8258.5220679651884,0,"gsd",10,1.0900000000000001,1.0900000000000001,1.0900000000000001,1.0900000000000001,1.1200000000000001,1.1200000000000001,1.1200000000000001,1.1200000000000001,1.1200000000000001,1.1200000000000001,1.0900000000000001,1.0900000000000001,495.5113240779113,0,820.77584093106782,0,0,0,1,0,null,null,null,1.2279098336431655,null,-636.11273095558795,0,null,null,7.4389999999999992,5.9600000000000009,6.2474711356919013,13.13,13.290000000000001,14.852837601175882,null,0,0]
[1575,"IchEgsd408",1,0.90220510041481328,7979.8295151838065,0,"gsd",8,1.0900000000000001,1.0900000000000001,1.0900000000000001,1.0900000000000001,1.1200000000000001,1.1200000000000001,1.1200000000000001,1.1200000000000001,1.1200000000000001,1.1200000000000001,1.0900000000000001,1.0900000000000001,478.78977091102843,0,364.09548788984068,0,0,0,1,0,null,null,null,0.55858009663754093,null,-1055.4510688496377,0,null,null,7.4389999999999992,5.9600000000000009,6.2474711356919013,13.13,13.290000000000001,14.852837601175882,null,0,0]
[1591,"IteEgsd408",1,0.90220510041481328,7979.8295151838065,0,"gsd",8,1.0900000000000001,1.0900000000000001,1.0900000000000001,1.0900000000000001,1.1200000000000001,1.1200000000000001,1.1200000000000001,1.1200000000000001,1.1200000000000001,1.1200000000000001,1.0900000000000001,1.0900000000000001,478.78977091102843,0,364.09548788984068,0,0,0,1,0,null,null,null,0.55858009663754093,null,-1055.4510688496377,0,null,null,7.4389999999999992,5.9600000000000009,6.2474711356919013,13.13,13.290000000000001,14.852837601175882,null,0,0]
[1594,"ItrNgsd408",1,0.90220510041481317,7979.8295151838056,0,"gsd",8,1.0900000000000001,1.0900000000000001,1.0900000000000001,1.0900000000000001,1.1200000000000001,1.1200000000000001,1.1200000000000001,1.1200000000000001,1.1200000000000001,1.1200000000000001,1.0900000000000001,1.0900000000000001,478.78977091102831,0,375.65407480697843,0,0,0,1,0,null,null,null,0.57631279811809777,null,-1043.8924819324998,0,null,null,7.4389999999999992,5.9600000000000009,6.2474711356919013,13.13,13.290000000000001,14.852837601175882,null,0,0]
[1606,"IteNgsd409",1,0.90220510041481317,7979.8295151838056,0,"gsd",15,1.0900000000000001,1.0900000000000001,1.0900000000000001,1.0900000000000001,1.1200000000000001,1.1200000000000001,1.1200000000000001,1.1200000000000001,1.1200000000000001,1.1200000000000001,1.0900000000000001,1.0900000000000001,478.78977091102843,0,8020.5782950228204,0,0,0,1,0,null,null,null,12.304836363361645,null,6601.0317382833418,1,null,null,7.4389999999999992,5.9600000000000009,6.2474711356919013,13.13,13.290000000000001,14.852837601175882,null,10996.731401442084,1443.7269682135825]
[1613,"IcoTgsd410",1,0.90220510041481328,7979.8295151838056,0,"gsd",5,1.0900000000000001,1.0900000000000001,1.0900000000000001,1.0900000000000001,1.1200000000000001,1.1200000000000001,1.1200000000000001,1.1200000000000001,1.1200000000000001,1.1200000000000001,1.0900000000000001,1.0900000000000001,478.78977091102843,0,68.725417578461276,0,0,0,1,0,null,null,null,0.10543566638224031,null,-1350.8211391610171,0,null,null,7.4389999999999992,5.9600000000000009,6.2474711356919013,13.13,13.290000000000001,14.852837601175882,null,0,0]
[1625,"IstTgsd410",1,0.90220510041481328,7979.8295151838056,0,"gsd",5,1.0900000000000001,1.0900000000000001,1.0900000000000001,1.0900000000000001,1.1200000000000001,1.1200000000000001,1.1200000000000001,1.1200000000000001,1.1200000000000001,1.1200000000000001,1.0900000000000001,1.0900000000000001,478.78977091102843,0,68.725417578461276,0,0,0,1,0,null,null,null,0.10543566638224031,null,-1350.8211391610171,0,null,null,7.4389999999999992,5.9600000000000009,6.2474711356919013,13.13,13.290000000000001,14.852837601175882,null,0,0]
[1632,"IwaNgsd410",1,0.90220510041481328,7979.8295151838056,0,"gsd",5,1.0900000000000001,1.0900000000000001,1.0900000000000001,1.0900000000000001,1.1200000000000001,1.1200000000000001,1.1200000000000001,1.1200000000000001,1.1200000000000001,1.1200000000000001,1.0900000000000001,1.0900000000000001,478.78977091102843,0,68.725417578461276,0,0,0,1,0,null,null,null,0.10543566638224031,null,-1350.8211391610171,0,null,null,7.4389999999999992,5.9600000000000009,6.2474711356919013,13.13,13.290000000000001,14.852837601175882,null,0,0]
[1644,"IluNgsd412",1,0.90220510041481328,7979.8295151838065,0,"gsd",10,1.0900000000000001,1.0900000000000001,1.0900000000000001,1.0900000000000001,1.1200000000000001,1.1200000000000001,1.1200000000000001,1.1200000000000001,1.1200000000000001,1.1200000000000001,1.0900000000000001,1.0900000000000001,478.78977091102848,0,169.03948571244001,0,0,0,1,0,null,null,null,0.25933332162958017,null,-1250.5070710270384,0,null,null,7.4389999999999992,5.9600000000000009,6.2474711356919013,13.13,13.290000000000001,14.852837601175882,null,0,0]
[1647,"ImiTgsd412",1,0.90220510041481317,7979.8295151838056,0,"gsd",10,1.0900000000000001,1.0900000000000001,1.0900000000000001,1.0900000000000001,1.1200000000000001,1.1200000000000001,1.1200000000000001,1.1200000000000001,1.1200000000000001,1.1200000000000001,1.0900000000000001,1.0900000000000001,478.78977091102837,0,165.09992100380288,0,0,0,1,0,null,null,null,0.25328940592929511,null,-1254.4466357356753,0,null,null,7.4389999999999992,5.9600000000000009,6.2474711356919013,13.13,13.290000000000001,14.852837601175882,null,0,0]
[1663,"IcoTgsd413",1,0.90220510041481317,7979.8295151838056,0,"gsd",11,1.0900000000000001,1.0900000000000001,1.0900000000000001,1.0900000000000001,1.1200000000000001,1.1200000000000001,1.1200000000000001,1.1200000000000001,1.1200000000000001,1.1200000000000001,1.0900000000000001,1.0900000000000001,478.78977091102843,0,6138.330396295235,0,0,0,1,0,null,null,null,9.4171702204481509,null,4718.7838395557565,1,null,null,7.4389999999999992,5.9600000000000009,6.2474711356919013,13.13,13.290000000000001,14.852837601175882,null,6570.9758803280129,721.01846191211041]
[1666,"IelNgsd413",1,0.90220510041481317,7979.8295151838056,0,"gsd",11,1.0900000000000001,1.0900000000000001,1.0900000000000001,1.0900000000000001,1.1200000000000001,1.1200000000000001,1.1200000000000001,1.1200000000000001,1.1200000000000001,1.1200000000000001,1.0900000000000001,1.0900000000000001,478.78977091102843,0,6138.330396295235,0,0,0,1,0,null,null,null,9.4171702204481509,null,4718.7838395557565,1,null,null,7.4389999999999992,5.9600000000000009,6.2474711356919013,13.13,13.290000000000001,14.852837601175882,null,6570.9758803280129,721.01846191211041]
[1673,"IprTgsd413",1,0.90220510041481317,7979.8295151838056,0,"gsd",11,1.0900000000000001,1.0900000000000001,1.0900000000000001,1.0900000000000001,1.1200000000000001,1.1200000000000001,1.1200000000000001,1.1200000000000001,1.1200000000000001,1.1200000000000001,1.0900000000000001,1.0900000000000001,478.78977091102843,0,6138.330396295235,0,0,0,1,0,null,null,null,9.4171702204481509,null,4718.7838395557565,1,null,null,7.4389999999999992,5.9600000000000009,6.2474711356919013,13.13,13.290000000000001,14.852837601175882,null,6570.9758803280129,721.01846191211041]
[1685,"IchTgsd414",1,0.90220510041481317,7979.8295151838056,0,"gsd",15,1.0900000000000001,1.0900000000000001,1.0900000000000001,1.0900000000000001,1.1200000000000001,1.1200000000000001,1.1200000000000001,1.1200000000000001,1.1200000000000001,1.1200000000000001,1.0900000000000001,1.0900000000000001,478.78977091102843,0,7615.4537382347735,0,0,0,1,0,null,null,null,11.683311182172432,null,6195.9071814952949,1,null,null,7.4389999999999992,5.9600000000000009,6.2474711356919013,13.13,13.290000000000001,14.852837601175882,null,6743.4628271833935,885.3284478216641]
[1697,"IprTgsd414",1,0.90220510041481317,7979.8295151838056,0,"gsd",15,1.0900000000000001,1.0900000000000001,1.0900000000000001,1.0900000000000001,1.1200000000000001,1.1200000000000001,1.1200000000000001,1.1200000000000001,1.1200000000000001,1.1200000000000001,1.0900000000000001,1.0900000000000001,478.78977091102843,0,7615.4537382347735,0,0,0,1,0,null,null,null,11.683311182172432,null,6195.9071814952949,1,null,null,7.4389999999999992,5.9600000000000009,6.2474711356919013,13.13,13.290000000000001,14.852837601175882,null,6743.4628271833935,885.3284478216641]
[1704,"ItrNgsd414",1,0.90220510041481317,7979.8295151838056,0,"gsd",15,1.0900000000000001,1.0900000000000001,1.0900000000000001,1.0900000000000001,1.1200000000000001,1.1200000000000001,1.1200000000000001,1.1200000000000001,1.1200000000000001,1.1200000000000001,1.0900000000000001,1.0900000000000001,478.78977091102843,0,7615.4537382347735,0,0,0,1,0,null,null,null,11.683311182172432,null,6195.9071814952949,1,null,null,7.4389999999999992,5.9600000000000009,6.2474711356919013,13.13,13.290000000000001,14.852837601175882,null,6743.4628271833935,885.3284478216641]
[1716,"IluNgsd415",1,0.90220510041481317,7979.8295151838047,0,"gsd",15,1.0900000000000001,1.0900000000000001,1.0900000000000001,1.0900000000000001,1.1200000000000001,1.1200000000000001,1.1200000000000001,1.1200000000000001,1.1200000000000001,1.1200000000000001,1.0900000000000001,1.0900000000000001,478.78977091102831,0,1213.3272314443841,0,0,0,1,0,null,null,null,1.8614359824151918,null,-206.21932529509394,0,null,null,7.4389999999999992,5.9600000000000009,6.2474711356919013,13.13,13.290000000000001,14.852837601175882,null,0,0]
[1719,"ImiTgsd415",1,0.90220510041481328,7979.8295151838065,0,"gsd",15,1.0900000000000001,1.0900000000000001,1.0900000000000001,1.0900000000000001,1.1200000000000001,1.1200000000000001,1.1200000000000001,1.1200000000000001,1.1200000000000001,1.1200000000000001,1.0900000000000001,1.0900000000000001,478.78977091102843,0,1185.0117665946848,0,0,0,1,0,null,null,null,1.8179955784053861,null,-234.53479014479359,0,null,null,7.4389999999999992,5.9600000000000009,6.2474711356919013,13.13,13.290000000000001,14.852837601175882,null,0,0]
[1735,"IcoTgsd416",1,0.90220510041481317,7979.8295151838056,0,"gsd",15,1.0900000000000001,1.0900000000000001,1.0900000000000001,1.0900000000000001,1.1200000000000001,1.1200000000000001,1.1200000000000001,1.1200000000000001,1.1200000000000001,1.1200000000000001,1.0900000000000001,1.0900000000000001,478.78977091102831,0,1954.7431790372657,0,0,0,1,0,null,null,null,2.9988853753072742,null,535.1966222977876,1,null,null,7.4389999999999992,5.9600000000000009,6.2474711356919013,13.13,13.290000000000001,14.852837601175882,null,0,0]
[1738,"IelNgsd416",1,0.90220510041481317,7979.8295151838056,0,"gsd",15,1.0900000000000001,1.0900000000000001,1.0900000000000001,1.0900000000000001,1.1200000000000001,1.1200000000000001,1.1200000000000001,1.1200000000000001,1.1200000000000001,1.1200000000000001,1.0900000000000001,1.0900000000000001,478.78977091102831,0,1954.7431790372657,0,0,0,1,0,null,null,null,2.9988853753072742,null,535.1966222977876,1,null,null,7.4389999999999992,5.9600000000000009,6.2474711356919013,13.13,13.290000000000001,14.852837601175882,null,0,0]
[1745,"IprTgsd416",1,0.90220510041481317,7979.8295151838056,0,"gsd",15,1.0900000000000001,1.0900000000000001,1.0900000000000001,1.0900000000000001,1.1200000000000001,1.1200000000000001,1.1200000000000001,1.1200000000000001,1.1200000000000001,1.1200000000000001,1.0900000000000001,1.0900000000000001,478.78977091102831,0,1954.7431790372657,0,0,0,1,0,null,null,null,2.9988853753072742,null,535.1966222977876,1,null,null,7.4389999999999992,5.9600000000000009,6.2474711356919013,13.13,13.290000000000001,14.852837601175882,null,0,0]
[1757,"IchTgsd417",1,0.90220510041481328,7979.8295151838065,0,"gsd",15,1.0900000000000001,1.0900000000000001,1.0900000000000001,1.0900000000000001,1.1200000000000001,1.1200000000000001,1.1200000000000001,1.1200000000000001,1.1200000000000001,1.1200000000000001,1.0900000000000001,1.0900000000000001,478.78977091102837,0,3157.3136621431668,0,0,0,1,0,null,null,null,4.8438188035127476,null,1737.7671054036882,1,null,null,7.4389999999999992,5.9600000000000009,6.2474711356919013,13.13,13.290000000000001,14.852837601175882,null,0,0]
[1769,"IprTgsd417",1,0.90220510041481328,7979.8295151838065,0,"gsd",15,1.0900000000000001,1.0900000000000001,1.0900000000000001,1.0900000000000001,1.1200000000000001,1.1200000000000001,1.1200000000000001,1.1200000000000001,1.1200000000000001,1.1200000000000001,1.0900000000000001,1.0900000000000001,478.78977091102837,0,3157.3136621431668,0,0,0,1,0,null,null,null,4.8438188035127476,null,1737.7671054036882,1,null,null,7.4389999999999992,5.9600000000000009,6.2474711356919013,13.13,13.290000000000001,14.852837601175882,null,0,0]
[1776,"ItrNgsd417",1,0.90220510041481317,7979.8295151838056,0,"gsd",15,1.0900000000000001,1.0900000000000001,1.0900000000000001,1.0900000000000001,1.1200000000000001,1.1200000000000001,1.1200000000000001,1.1200000000000001,1.1200000000000001,1.1200000000000001,1.0900000000000001,1.0900000000000001,478.78977091102837,0,3257.6339951955447,0,0,0,1,0,null,null,null,4.9977260701363386,null,1838.0874384560666,1,null,null,7.4389999999999992,5.9600000000000009,6.2474711356919013,13.13,13.290000000000001,14.852837601175882,null,0,0]
[1788,"IluNgsd418",1,0.90220510041481328,7979.8295151838056,0,"gsd",12,1.0900000000000001,1.0900000000000001,1.0900000000000001,1.0900000000000001,1.1200000000000001,1.1200000000000001,1.1200000000000001,1.1200000000000001,1.1200000000000001,1.1200000000000001,1.0900000000000001,1.0900000000000001,478.78977091102843,0,914.45770786956689,0,0,0,1,0,null,null,null,1.4029228370643032,null,-505.08884886991132,0,null,null,7.4389999999999992,5.9600000000000009,6.2474711356919013,13.13,13.290000000000001,14.852837601175882,null,0,0]
[1795,"IstTgsd418",1,0.90220510041481317,7979.8295151838056,0,"gsd",12,1.0900000000000001,1.0900000000000001,1.0900000000000001,1.0900000000000001,1.1200000000000001,1.1200000000000001,1.1200000000000001,1.1200000000000001,1.1200000000000001,1.1200000000000001,1.0900000000000001,1.0900000000000001,478.78977091102837,0,879.48042172471526,0,0,0,1,0,null,null,null,1.349262144952619,null,-540.06613501476295,0,null,null,7.4389999999999992,5.9600000000000009,6.2474711356919013,13.13,13.290000000000001,14.852837601175882,null,0,0]
[1807,"IcoTgsd419",1,0.90220510041481305,7979.8295151838056,0,"gsd",10,1.0900000000000001,1.0900000000000001,1.0900000000000001,1.0900000000000001,1.1200000000000001,1.1200000000000001,1.1200000000000001,1.1200000000000001,1.1200000000000001,1.1200000000000001,1.0900000000000001,1.0900000000000001,478.78977091102837,0,16645.307716081908,0,0,0,1,0,null,null,null,25.536536161150469,null,15225.76115934243,1,null,null,7.4389999999999992,5.9600000000000009,6.2474711356919013,13.13,13.290000000000001,14.852837601175882,null,159680.34915087995,16459.406178134948]
[1810,"IelNgsd419",1,0.90220510041481305,7979.8295151838056,0,"gsd",10,1.0900000000000001,1.0900000000000001,1.0900000000000001,1.0900000000000001,1.1200000000000001,1.1200000000000001,1.1200000000000001,1.1200000000000001,1.1200000000000001,1.1200000000000001,1.0900000000000001,1.0900000000000001,478.78977091102837,0,16645.307716081908,0,0,0,1,0,null,null,null,25.536536161150469,null,15225.76115934243,1,null,null,7.4389999999999992,5.9600000000000009,6.2474711356919013,13.13,13.290000000000001,14.852837601175882,null,159680.34915087995,16459.406178134948]
[1817,"IprTgsd419",1,0.90220510041481305,7979.8295151838056,0,"gsd",10,1.0900000000000001,1.0900000000000001,1.0900000000000001,1.0900000000000001,1.1200000000000001,1.1200000000000001,1.1200000000000001,1.1200000000000001,1.1200000000000001,1.1200000000000001,1.0900000000000001,1.0900000000000001,478.78977091102837,0,16645.307716081908,0,0,0,1,0,null,null,null,25.536536161150469,null,15225.76115934243,1,null,null,7.4389999999999992,5.9600000000000009,6.2474711356919013,13.13,13.290000000000001,14.852837601175882,null,159680.34915087995,16459.406178134948]
[1829,"IchEgsd501",1,0.93223348493392499,8258.5220679651866,0,"gsd",15,1.05,1.05,1.05,1.05,1.08,1.08,1.08,1.08,1.08,1.08,1.05,1.05,415.264923037134,0,2133.8800130808991,0,0,0,1,0,null,null,null,3.2231202313013063,null,689.67304119424364,1,null,null,7.4389999999999992,5.9600000000000009,6.2474711356919013,13.13,13.290000000000001,14.852837601175882,null,0,0]
[1841,"IprEgsd501",1,0.93223348493392499,8258.5220679651866,0,"gsd",15,1.05,1.05,1.05,1.05,1.08,1.08,1.08,1.08,1.08,1.08,1.05,1.05,415.264923037134,0,2133.8800130808991,0,0,0,1,0,null,null,null,3.2231202313013063,null,689.67304119424364,1,null,null,7.4389999999999992,5.9600000000000009,6.2474711356919013,13.13,13.290000000000001,14.852837601175882,null,0,0]
[1848,"ItrNgsd501",1,0.93223348493392499,8258.5220679651866,0,"gsd",15,1.05,1.05,1.05,1.05,1.08,1.08,1.08,1.08,1.08,1.08,1.05,1.05,415.264923037134,0,2133.8800130808991,0,0,0,1,0,null,null,null,3.2231202313013063,null,689.67304119424364,1,null,null,7.4389999999999992,5.9600000000000009,6.2474711356919013,13.13,13.290000000000001,14.852837601175882,null,0,0]
[1860,"IluNgsd502",1,0.93223348493392488,8258.5220679651866,0,"gsd",10,1.05,1.05,1.05,1.05,1.08,1.08,1.08,1.08,1.08,1.08,1.05,1.05,495.5113240779113,0,1674.6774157275827,0,0,0,1,0,null,null,null,2.5295174173086576,null,230.47044384092729,1,null,null,7.4389999999999992,5.9600000000000009,6.2474711356919013,13.13,13.290000000000001,14.852837601175882,null,0,0]
[1867,"IstTgsd502",1,0.93223348493392488,8258.5220679651884,0,"gsd",10,1.05,1.05,1.05,1.05,1.08,1.08,1.08,1.08,1.08,1.08,1.05,1.05,495.5113240779113,0,1610.2673047526366,0,0,0,1,0,null,null,null,2.4322291300052039,null,166.06033286598088,1,null,null,7.4389999999999992,5.9600000000000009,6.2474711356919013,13.13,13.290000000000001,14.852837601175882,null,0,0]
[1875,"IagTgsd601",1,0.93223348493392488,8258.5220679651866,0,"gsd",10,1.05,1.05,1.05,1.05,1.08,1.08,1.08,1.08,1.08,1.08,1.05,1.05,495.51132407791124,0,2546.15766176843,0,0,0,1,0,null,null,null,3.8458452309509163,null,1101.9506898817747,1,null,null,7.4389999999999992,5.9600000000000009,6.2474711356919013,13.13,13.290000000000001,14.852837601175882,null,0,0]
[1883,"IluTgsd601",1,0.93223348493392488,8258.5220679651866,0,"gsd",10,1.05,1.05,1.05,1.05,1.08,1.08,1.08,1.08,1.08,1.08,1.05,1.05,495.51132407791124,0,2546.15766176843,0,0,0,1,0,null,null,null,3.8458452309509163,null,1101.9506898817747,1,null,null,7.4389999999999992,5.9600000000000009,6.2474711356919013,13.13,13.290000000000001,14.852837601175882,null,0,0]
[1890,"IprNgsd601",1,0.93223348493392488,8258.5220679651866,0,"gsd",10,1.05,1.05,1.05,1.05,1.08,1.08,1.08,1.08,1.08,1.08,1.05,1.05,495.51132407791124,0,2546.15766176843,0,0,0,1,0,null,null,null,3.8458452309509163,null,1101.9506898817747,1,null,null,7.4389999999999992,5.9600000000000009,6.2474711356919013,13.13,13.290000000000001,14.852837601175882,null,0,0]
[1902,"IchNgsd602",1,0.93223348493392499,8258.5220679651866,0,"gsd",15,1.05,1.05,1.05,1.05,1.08,1.08,1.08,1.08,1.08,1.08,1.05,1.05,415.26492303713405,0,2097.8583885703711,0,0,0,1,0,null,null,null,3.1687113488840639,null,653.65141668371564,1,null,null,7.4389999999999992,5.9600000000000009,6.2474711356919013,13.13,13.290000000000001,14.852837601175882,null,0,0]
[1914,"IprNgsd602",1,0.93223348493392499,8258.5220679651866,0,"gsd",15,1.05,1.05,1.05,1.05,1.08,1.08,1.08,1.08,1.08,1.08,1.05,1.05,415.26492303713405,0,2097.8583885703711,0,0,0,1,0,null,null,null,3.1687113488840639,null,653.65141668371564,1,null,null,7.4389999999999992,5.9600000000000009,6.2474711356919013,13.13,13.290000000000001,14.852837601175882,null,0,0]
[1921,"IwaEgsd602",1,0.93046755565175376,8228.3728831277422,0,"gsd",15,1.05,1.05,1.05,1.05,1.08,1.08,1.08,1.08,1.08,1.08,1.05,1.05,413.748925523521,0,2090.1997881816733,0,0,0,1,0,null,null,null,3.1657355841454247,null,650.03250557138688,1,null,null,7.4389999999999992,5.9600000000000009,6.2474711356919013,13.13,13.290000000000001,14.852837601175882,null,0,0]
[1933,"ImeTgsd603",1,0.93223348493392488,8258.5220679651866,0,"gsd",15,1.05,1.05,1.05,1.05,1.08,1.08,1.08,1.08,1.08,1.08,1.05,1.05,495.51132407791124,0,234164.30714851565,0,0,0,1,0,null,null,null,353.69360563499521,null,232720.100176629,1,null,null,7.4389999999999992,5.9600000000000009,6.2474711356919013,13.13,13.290000000000001,14.852837601175882,null,2384010.4852445279,312989.38788303192]
[1940,"IstNgsd603",1,0.93223348493392488,8258.5220679651866,0,"gsd",15,1.05,1.05,1.05,1.05,1.08,1.08,1.08,1.08,1.08,1.08,1.05,1.05,495.51132407791124,0,234164.30714851565,0,0,0,1,0,null,null,null,353.69360563499521,null,232720.100176629,1,null,null,7.4389999999999992,5.9600000000000009,6.2474711356919013,13.13,13.290000000000001,14.852837601175882,null,2384010.4852445279,312989.38788303192]
[1952,"IcoNgsd604",1,0.93223348493392488,8258.5220679651866,0,"gsd",15,1.05,1.05,1.05,1.05,1.08,1.08,1.08,1.08,1.08,1.08,1.05,1.05,495.5113240779113,0,54890.639226458603,0,0,0,1,0,null,null,null,82.909596001334535,null,53446.432254571948,1,null,null,7.4389999999999992,5.9600000000000009,6.2474711356919013,13.13,13.290000000000001,14.852837601175882,null,501875.35710089165,65889.668600377103]
[1955,"IluTgsd604",1,0.93223348493392488,8258.5220679651866,0,"gsd",15,1.05,1.05,1.05,1.05,1.08,1.08,1.08,1.08,1.08,1.08,1.05,1.05,495.5113240779113,0,54890.639226458603,0,0,0,1,0,null,null,null,82.909596001334535,null,53446.432254571948,1,null,null,7.4389999999999992,5.9600000000000009,6.2474711356919013,13.13,13.290000000000001,14.852837601175882,null,501875.35710089165,65889.668600377103]
[1962,"IprNgsd604",1,0.93223348493392488,8258.5220679651866,0,"gsd",15,1.05,1.05,1.05,1.05,1.08,1.08,1.08,1.08,1.08,1.08,1.05,1.05,495.5113240779113,0,54890.639226458603,0,0,0,1,0,null,null,null,82.909596001334535,null,53446.432254571948,1,null,null,7.4389999999999992,5.9600000000000009,6.2474711356919013,13.13,13.290000000000001,14.852837601175882,null,501875.35710089165,65889.668600377103]
[1974,"IchNgsd605",1,0.93223348493392488,8258.5220679651866,0,"gsd",15,1.05,1.05,1.05,1.05,1.08,1.08,1.08,1.08,1.08,1.08,1.05,1.05,495.5113240779113,0,78123.709387356575,0,0,0,1,0,null,null,null,118.00199951596177,null,76679.50241546992,1,null,null,7.4389999999999992,5.9600000000000009,6.2474711356919013,13.13,13.290000000000001,14.852837601175882,null,745791.69636278215,97912.692908686106]
[1981,"ImeTgsd605",1,0.93223348493392488,8258.5220679651866,0,"gsd",15,1.05,1.05,1.05,1.05,1.08,1.08,1.08,1.08,1.08,1.08,1.05,1.05,495.5113240779113,0,78123.709387356575,0,0,0,1,0,null,null,null,118.00199951596177,null,76679.50241546992,1,null,null,7.4389999999999992,5.9600000000000009,6.2474711356919013,13.13,13.290000000000001,14.852837601175882,null,745791.69636278215,97912.692908686106]
[1993,"IwaTgsd605",1,0.93046755565175365,8228.3728831277422,0,"gsd",15,1.05,1.05,1.05,1.05,1.08,1.08,1.08,1.08,1.08,1.08,1.05,1.05,493.7023729876646,0,77838.505069305204,0,0,0,1,0,null,null,null,117.89118279882143,null,76398.337786694916,1,null,null,7.4389999999999992,5.9600000000000009,6.2474711356919013,13.13,13.290000000000001,14.852837601175882,null,743001.6772336025,97546.39989746458]
[2005,"ImeTgsd606",1,0.93223348493392488,8258.5220679651866,0,"gsd",14,1.05,1.05,1.05,1.05,1.08,1.08,1.08,1.08,1.08,1.08,1.05,1.05,495.5113240779113,0,441.24974939129709,0,0,0,1,0,null,null,null,0.66648592498241965,null,-1002.9572224953585,0,null,null,7.4389999999999992,5.9600000000000009,6.2474711356919013,13.13,13.290000000000001,14.852837601175882,null,0,0]
[2012,"IstNgsd606",1,0.93223348493392488,8258.5220679651866,0,"gsd",14,1.05,1.05,1.05,1.05,1.08,1.08,1.08,1.08,1.08,1.08,1.05,1.05,495.5113240779113,0,441.24974939129709,0,0,0,1,0,null,null,null,0.66648592498241965,null,-1002.9572224953585,0,null,null,7.4389999999999992,5.9600000000000009,6.2474711356919013,13.13,13.290000000000001,14.852837601175882,null,0,0]
[2024,"IcoNgsd607",1,0.93223348493392499,8258.5220679651866,0,"gsd",14,1.05,1.05,1.05,1.05,1.08,1.08,1.08,1.08,1.08,1.08,1.05,1.05,495.51132407791124,0,372.2593327164177,0,0,0,1,0,null,null,null,0.56227931243270057,null,-1071.9476391702376,0,null,null,7.4389999999999992,5.9600000000000009,6.2474711356919013,13.13,13.290000000000001,14.852837601175882,null,0,0]
[2027,"IluTgsd607",1,0.93223348493392499,8258.5220679651866,0,"gsd",14,1.05,1.05,1.05,1.05,1.08,1.08,1.08,1.08,1.08,1.08,1.05,1.05,495.51132407791124,0,372.2593327164177,0,0,0,1,0,null,null,null,0.56227931243270057,null,-1071.9476391702376,0,null,null,7.4389999999999992,5.9600000000000009,6.2474711356919013,13.13,13.290000000000001,14.852837601175882,null,0,0]
[2034,"IprNgsd607",1,0.93223348493392499,8258.5220679651866,0,"gsd",14,1.05,1.05,1.05,1.05,1.08,1.08,1.08,1.08,1.08,1.08,1.05,1.05,495.51132407791124,0,372.2593327164177,0,0,0,1,0,null,null,null,0.56227931243270057,null,-1071.9476391702376,0,null,null,7.4389999999999992,5.9600000000000009,6.2474711356919013,13.13,13.290000000000001,14.852837601175882,null,0,0]
[2046,"IchNgsd608",1,0.93223348493392488,8258.5220679651866,0,"gsd",5,1.05,1.05,1.05,1.05,1.08,1.08,1.08,1.08,1.08,1.08,1.05,1.05,415.264923037134,0,3641.07253735411,0,0,0,1,0,null,null,null,5.4996600028310478,null,2196.8655654674549,1,null,null,7.4389999999999992,5.9600000000000009,6.2474711356919013,13.13,13.290000000000001,14.852837601175882,null,14917.428218714776,1319.8712147040965]
[2053,"ImeEgsd608",1,0.93223348493392488,8258.5220679651866,0,"gsd",5,1.05,1.05,1.05,1.05,1.08,1.08,1.08,1.08,1.08,1.08,1.05,1.05,415.264923037134,0,3641.07253735411,0,0,0,1,0,null,null,null,5.4996600028310478,null,2196.8655654674549,1,null,null,7.4389999999999992,5.9600000000000009,6.2474711356919013,13.13,13.290000000000001,14.852837601175882,null,14917.428218714776,1319.8712147040965]
[2065,"IwaEgsd608",1,0.93046755565175376,8228.3728831277422,0,"gsd",5,1.05,1.05,1.05,1.05,1.08,1.08,1.08,1.08,1.08,1.08,1.05,1.05,413.74892552352094,0,3627.7801627582908,0,0,0,1,0,null,null,null,5.4944952236798326,null,2187.6128801480049,1,null,null,7.4389999999999992,5.9600000000000009,6.2474711356919013,13.13,13.290000000000001,14.852837601175882,null,14795.584736607751,1309.0906899129247]
[2077,"ImeTgsd609",1,0.93223348493392499,8258.5220679651866,0,"gsd",14,1.05,1.05,1.05,1.05,1.08,1.08,1.08,1.08,1.08,1.08,1.05,1.05,495.51132407791124,0,2591.896273123938,0,0,0,1,0,null,null,null,3.9149311414556589,null,1147.6893012372827,1,null,null,7.4389999999999992,5.9600000000000009,6.2474711356919013,13.13,13.290000000000001,14.852837601175882,null,0,0]
[2084,"IstNgsd609",1,0.93223348493392499,8258.5220679651866,0,"gsd",14,1.05,1.05,1.05,1.05,1.08,1.08,1.08,1.08,1.08,1.08,1.05,1.05,495.51132407791124,0,2591.896273123938,0,0,0,1,0,null,null,null,3.9149311414556589,null,1147.6893012372827,1,null,null,7.4389999999999992,5.9600000000000009,6.2474711356919013,13.13,13.290000000000001,14.852837601175882,null,0,0]
[2096,"IcoNgsd610",1,0.93223348493392488,8258.5220679651866,0,"gsd",14,1.05,1.05,1.05,1.05,1.08,1.08,1.08,1.08,1.08,1.08,1.05,1.05,495.51132407791124,0,3075.0618993930975,0,0,0,1,0,null,null,null,4.6447289255630517,null,1630.8549275064424,1,null,null,7.4389999999999992,5.9600000000000009,6.2474711356919013,13.13,13.290000000000001,14.852837601175882,null,0,0]
[2099,"IluTgsd610",1,0.93223348493392488,8258.5220679651866,0,"gsd",14,1.05,1.05,1.05,1.05,1.08,1.08,1.08,1.08,1.08,1.08,1.05,1.05,495.51132407791124,0,3075.0618993930975,0,0,0,1,0,null,null,null,4.6447289255630517,null,1630.8549275064424,1,null,null,7.4389999999999992,5.9600000000000009,6.2474711356919013,13.13,13.290000000000001,14.852837601175882,null,0,0]
[2106,"IprNgsd610",1,0.93223348493392488,8258.5220679651866,0,"gsd",14,1.05,1.05,1.05,1.05,1.08,1.08,1.08,1.08,1.08,1.08,1.05,1.05,495.51132407791124,0,3075.0618993930975,0,0,0,1,0,null,null,null,4.6447289255630517,null,1630.8549275064424,1,null,null,7.4389999999999992,5.9600000000000009,6.2474711356919013,13.13,13.290000000000001,14.852837601175882,null,0,0]
[2118,"IchNgsd611",1,0.93223348493392488,8258.5220679651866,0,"gsd",14,1.05,1.05,1.05,1.05,1.08,1.08,1.08,1.08,1.08,1.08,1.05,1.05,495.5113240779113,0,1684.7713170841846,0,0,0,1,0,null,null,null,2.5447637561261107,null,240.56434519752921,1,null,null,7.4389999999999992,5.9600000000000009,6.2474711356919013,13.13,13.290000000000001,14.852837601175882,null,0,0]
[2125,"ImeTgsd611",1,0.93223348493392488,8258.5220679651866,0,"gsd",14,1.05,1.05,1.05,1.05,1.08,1.08,1.08,1.08,1.08,1.08,1.05,1.05,495.5113240779113,0,1684.7713170841846,0,0,0,1,0,null,null,null,2.5447637561261107,null,240.56434519752921,1,null,null,7.4389999999999992,5.9600000000000009,6.2474711356919013,13.13,13.290000000000001,14.852837601175882,null,0,0]
[2137,"IwaTgsd611",1,0.93046755565175376,8228.372883127744,0,"gsd",14,1.05,1.05,1.05,1.05,1.08,1.08,1.08,1.08,1.08,1.08,1.05,1.05,493.7023729876646,0,1678.6207635796261,0,0,0,1,0,null,null,null,2.5423739460677353,null,238.45348096933949,1,null,null,7.4389999999999992,5.9600000000000009,6.2474711356919013,13.13,13.290000000000001,14.852837601175882,null,0,0]
[2149,"ImeTgsd701",1,0.90220510041481328,7979.8295151838065,0,"gsd",15,1.06,1.06,1.06,1.06,1.0900000000000001,1.0900000000000001,1.0900000000000001,1.0900000000000001,1.0900000000000001,1.0900000000000001,1.06,1.06,478.78977091102843,0,852.99195809837499,0,0,0,1,0,null,null,null,1.3183010146320022,null,-557.04339864110329,0,null,null,7.4389999999999992,5.9600000000000009,6.2474711356919013,13.13,13.290000000000001,14.852837601175882,null,0,0]
[2156,"IstNgsd701",1,0.90220510041481328,7979.8295151838065,0,"gsd",15,1.06,1.06,1.06,1.06,1.0900000000000001,1.0900000000000001,1.0900000000000001,1.0900000000000001,1.0900000000000001,1.0900000000000001,1.06,1.06,478.78977091102843,0,852.99195809837499,0,0,0,1,0,null,null,null,1.3183010146320022,null,-557.04339864110329,0,null,null,7.4389999999999992,5.9600000000000009,6.2474711356919013,13.13,13.290000000000001,14.852837601175882,null,0,0]
[2168,"IchNgsd703",1,0.90220510041481305,7979.8295151838056,0,"gsd",10,1.06,1.06,1.06,1.06,1.0900000000000001,1.0900000000000001,1.0900000000000001,1.0900000000000001,1.0900000000000001,1.0900000000000001,1.06,1.06,478.78977091102831,0,3440.4064022148932,0,0,0,1,0,null,null,null,5.3171559329792135,null,2030.3710454754153,1,null,null,7.4389999999999992,5.9600000000000009,6.2474711356919013,13.13,13.290000000000001,14.852837601175882,null,0,0]
[2175,"ImeTgsd703",1,0.90220510041481305,7979.8295151838056,0,"gsd",10,1.06,1.06,1.06,1.06,1.0900000000000001,1.0900000000000001,1.0900000000000001,1.0900000000000001,1.0900000000000001,1.0900000000000001,1.06,1.06,478.78977091102831,0,3440.4064022148932,0,0,0,1,0,null,null,null,5.3171559329792135,null,2030.3710454754153,1,null,null,7.4389999999999992,5.9600000000000009,6.2474711356919013,13.13,13.290000000000001,14.852837601175882,null,0,0]
[2178,"ImiNgsd703",1,0.90220510041481305,7979.8295151838056,0,"gsd",10,1.06,1.06,1.06,1.06,1.0900000000000001,1.0900000000000001,1.0900000000000001,1.0900000000000001,1.0900000000000001,1.0900000000000001,1.06,1.06,478.78977091102837,0,3494.1568378089646,0,0,0,1,0,null,null,null,5.4002273536506893,null,2084.1214810694869,1,null,null,7.4389999999999992,5.9600000000000009,6.2474711356919013,13.13,13.290000000000001,14.852837601175882,null,0,0]
[2190,"IagNgsd704",1,0.90220510041481328,7979.8295151838065,0,"gsd",30,1.06,1.06,1.06,1.06,1.0900000000000001,1.0900000000000001,1.0900000000000001,1.0900000000000001,1.0900000000000001,1.0900000000000001,1.06,1.06,478.78977091102843,0,3326.9110385583754,0,0,0,1,0,null,null,null,5.1417485898689979,null,1916.875681818897,1,null,null,7.4389999999999992,5.9600000000000009,6.2474711356919013,13.13,13.290000000000001,14.852837601175882,null,0,0]
[2197,"IluTgsd704",1,0.90220510041481328,7979.8295151838065,0,"gsd",30,1.06,1.06,1.06,1.06,1.0900000000000001,1.0900000000000001,1.0900000000000001,1.0900000000000001,1.0900000000000001,1.0900000000000001,1.06,1.06,478.78977091102843,0,3326.9110385583754,0,0,0,1,0,null,null,null,5.1417485898689979,null,1916.875681818897,1,null,null,7.4389999999999992,5.9600000000000009,6.2474711356919013,13.13,13.290000000000001,14.852837601175882,null,0,0]
[2209,"ItrTgsd704",1,0.90220510041481328,7979.8295151838065,0,"gsd",30,1.06,1.06,1.06,1.06,1.0900000000000001,1.0900000000000001,1.0900000000000001,1.0900000000000001,1.0900000000000001,1.0900000000000001,1.06,1.06,478.78977091102843,0,3326.9110385583754,0,0,0,1,0,null,null,null,5.1417485898689979,null,1916.875681818897,1,null,null,7.4389999999999992,5.9600000000000009,6.2474711356919013,13.13,13.290000000000001,14.852837601175882,null,0,0]
[2221,"IcoEgsd801",1,0.93046755565175365,8228.3728831277422,0,"gsd",15,1.06,1.06,1.06,1.06,1.0900000000000001,1.0900000000000001,1.0900000000000001,1.0900000000000001,1.0900000000000001,1.0900000000000001,1.06,1.06,413.74892552352094,0,171.61691333178203,0,0,0,1,0,null,null,null,0.25929801096252036,null,-1271.7207692785041,0,null,null,7.4389999999999992,5.9600000000000009,6.2474711356919013,13.13,13.290000000000001,14.852837601175882,null,0,0]
[2232,"IprNgsd801",1,0.93046755565175376,8228.3728831277422,0,"gsd",15,1.06,1.06,1.06,1.06,1.0900000000000001,1.0900000000000001,1.0900000000000001,1.0900000000000001,1.0900000000000001,1.0900000000000001,1.06,1.06,413.74892552352094,0,21.458297506986941,0,0,0,1,0,null,null,null,3.2421593852156178E-2,null,-1421.8793851032992,0,null,null,7.4389999999999992,5.9600000000000009,6.2474711356919013,13.13,13.290000000000001,14.852837601175882,null,0,0]
[2241,"IagEgsd802",1,0.93046755565175376,8228.3728831277422,0,"gsd",8,1.06,1.06,1.06,1.06,1.0900000000000001,1.0900000000000001,1.0900000000000001,1.0900000000000001,1.0900000000000001,1.0900000000000001,1.06,1.06,413.748925523521,0,34016.089282415182,0,0,0,1,0,null,null,null,51.395309007811619,null,32572.751599804891,1,null,null,7.4389999999999992,5.9600000000000009,6.2474711356919013,13.13,13.290000000000001,14.852837601175882,null,489397.96137198433,43301.182501376308]
[2248,"IelNgsd802",1,0.93046755565175376,8228.3728831277422,0,"gsd",8,1.06,1.06,1.06,1.06,1.0900000000000001,1.0900000000000001,1.0900000000000001,1.0900000000000001,1.0900000000000001,1.0900000000000001,1.06,1.06,413.748925523521,0,34016.089282415182,0,0,0,1,0,null,null,null,51.395309007811619,null,32572.751599804891,1,null,null,7.4389999999999992,5.9600000000000009,6.2474711356919013,13.13,13.290000000000001,14.852837601175882,null,489397.96137198433,43301.182501376308]
[2251,"ImeEgsd802",1,0.93046755565175376,8228.3728831277422,0,"gsd",8,1.06,1.06,1.06,1.06,1.0900000000000001,1.0900000000000001,1.0900000000000001,1.0900000000000001,1.0900000000000001,1.0900000000000001,1.06,1.06,413.748925523521,0,34016.089282415182,0,0,0,1,0,null,null,null,51.395309007811619,null,32572.751599804891,1,null,null,7.4389999999999992,5.9600000000000009,6.2474711356919013,13.13,13.290000000000001,14.852837601175882,null,489397.96137198433,43301.182501376308]
[2263,"IwaEgsd802",1,0.93046755565175376,8228.3728831277422,0,"gsd",8,1.06,1.06,1.06,1.06,1.0900000000000001,1.0900000000000001,1.0900000000000001,1.0900000000000001,1.0900000000000001,1.0900000000000001,1.06,1.06,413.748925523521,0,34016.089282415182,0,0,0,1,0,null,null,null,51.395309007811619,null,32572.751599804891,1,null,null,7.4389999999999992,5.9600000000000009,6.2474711356919013,13.13,13.290000000000001,14.852837601175882,null,489397.96137198433,43301.182501376308]
[2270,"IcoNgsd803",1,0.93046755565175354,8228.3728831277422,0,"gsd",10,1.06,1.06,1.06,1.06,1.0900000000000001,1.0900000000000001,1.0900000000000001,1.0900000000000001,1.0900000000000001,1.0900000000000001,1.06,1.06,493.7023729876646,0,279.47937214546607,0,0,0,1,0,null,null,null,0.4222686674376448,null,-1163.8583104648201,0,null,null,7.4389999999999992,5.9600000000000009,6.2474711356919013,13.13,13.290000000000001,14.852837601175882,null,0,0]
[2282,"IstNgsd803",1,0.93046755565175365,8228.3728831277422,0,"gsd",10,1.06,1.06,1.06,1.06,1.0900000000000001,1.0900000000000001,1.0900000000000001,1.0900000000000001,1.0900000000000001,1.0900000000000001,1.06,1.06,493.7023729876646,0,114.64962352457195,0,0,0,1,0,null,null,null,0.17322546339037223,null,-1328.6880590857143,0,null,null,7.4389999999999992,5.9600000000000009,6.2474711356919013,13.13,13.290000000000001,14.852837601175882,null,0,0]
[2289,"IagEgsd804",1,0.93046755565175365,8228.3728831277422,0,"gsd",10,1.06,1.06,1.06,1.06,1.0900000000000001,1.0900000000000001,1.0900000000000001,1.0900000000000001,1.0900000000000001,1.0900000000000001,1.06,1.06,413.74892552352094,0,21.827914078139088,0,0,0,1,0,null,null,null,3.2980051872743298E-2,null,-1421.5097685321471,0,null,null,7.4389999999999992,5.9600000000000009,6.2474711356919013,13.13,13.290000000000001,14.852837601175882,null,0,0]
[2301,"ImiEgsd804",1,0.93046755565175365,8228.3728831277422,0,"gsd",10,1.06,1.06,1.06,1.06,1.0900000000000001,1.0900000000000001,1.0900000000000001,1.0900000000000001,1.0900000000000001,1.0900000000000001,1.06,1.06,413.748925523521,0,368.54442351571197,0,0,0,1,0,null,null,null,0.55683810012480506,null,-1074.7932590945743,0,null,null,7.4389999999999992,5.9600000000000009,6.2474711356919013,13.13,13.290000000000001,14.852837601175882,null,0,0]
[2313,"IagTgsd805",1,0.93046755565175365,8228.3728831277422,0,"gsd",16,1.06,1.06,1.06,1.06,1.0900000000000001,1.0900000000000001,1.0900000000000001,1.0900000000000001,1.0900000000000001,1.0900000000000001,1.06,1.06,493.7023729876646,0,19128.689728304347,0,0,0,1,0,null,null,null,28.901762084949205,null,17685.352045694061,1,null,null,7.4389999999999992,5.9600000000000009,6.2474711356919013,13.13,13.290000000000001,14.852837601175882,null,119861.80060778733,16227.41678429507]
[2320,"IelNgsd805",1,0.93046755565175365,8228.3728831277422,0,"gsd",16,1.06,1.06,1.06,1.06,1.0900000000000001,1.0900000000000001,1.0900000000000001,1.0900000000000001,1.0900000000000001,1.0900000000000001,1.06,1.06,493.7023729876646,0,19128.689728304347,0,0,0,1,0,null,null,null,28.901762084949205,null,17685.352045694061,1,null,null,7.4389999999999992,5.9600000000000009,6.2474711356919013,13.13,13.290000000000001,14.852837601175882,null,119861.80060778733,16227.41678429507]
[2323,"ImeTgsd805",1,0.93046755565175365,8228.3728831277422,0,"gsd",16,1.06,1.06,1.06,1.06,1.0900000000000001,1.0900000000000001,1.0900000000000001,1.0900000000000001,1.0900000000000001,1.0900000000000001,1.06,1.06,493.7023729876646,0,19128.689728304347,0,0,0,1,0,null,null,null,28.901762084949205,null,17685.352045694061,1,null,null,7.4389999999999992,5.9600000000000009,6.2474711356919013,13.13,13.290000000000001,14.852837601175882,null,119861.80060778733,16227.41678429507]
[2335,"IwaTgsd805",1,0.93046755565175365,8228.3728831277422,0,"gsd",16,1.06,1.06,1.06,1.06,1.0900000000000001,1.0900000000000001,1.0900000000000001,1.0900000000000001,1.0900000000000001,1.0900000000000001,1.06,1.06,493.7023729876646,0,19128.689728304347,0,0,0,1,0,null,null,null,28.901762084949205,null,17685.352045694061,1,null,null,7.4389999999999992,5.9600000000000009,6.2474711356919013,13.13,13.290000000000001,14.852837601175882,null,119861.80060778733,16227.41678429507]
[2342,"IcoNgsd806",1,0.93046755565175387,8228.372883127744,0,"gsd",16,1.06,1.06,1.06,1.06,1.0900000000000001,1.0900000000000001,1.0900000000000001,1.0900000000000001,1.0900000000000001,1.0900000000000001,1.06,1.06,493.7023729876646,0,19100.497112639936,0,0,0,1,0,null,null,null,28.859165530660405,null,17657.159430029649,1,null,null,7.4389999999999992,5.9600000000000009,6.2474711356919013,13.13,13.290000000000001,14.852837601175882,null,119575.54282062565,16188.661948338427]
[2354,"IstNgsd806",1,0.93046755565175387,8228.372883127744,0,"gsd",16,1.06,1.06,1.06,1.06,1.0900000000000001,1.0900000000000001,1.0900000000000001,1.0900000000000001,1.0900000000000001,1.0900000000000001,1.06,1.06,493.7023729876646,0,19100.497112639936,0,0,0,1,0,null,null,null,28.859165530660405,null,17657.159430029649,1,null,null,7.4389999999999992,5.9600000000000009,6.2474711356919013,13.13,13.290000000000001,14.852837601175882,null,119575.54282062565,16188.661948338427]
[2361,"IagEgsd807",1,0.93046755565175376,8228.372883127744,0,"gsd",15,1.06,1.06,1.06,1.06,1.0900000000000001,1.0900000000000001,1.0900000000000001,1.0900000000000001,1.0900000000000001,1.0900000000000001,1.06,1.06,413.748925523521,0,10459.795493043584,0,0,0,1,0,null,null,null,15.803827919789642,null,9016.4578104332977,1,null,null,7.4389999999999992,5.9600000000000009,6.2474711356919013,13.13,13.290000000000001,14.852837601175882,null,35441.508339122985,4653.0063812096387]
[2373,"ImiEgsd807",1,0.93046755565175387,8228.372883127744,0,"gsd",15,1.06,1.06,1.06,1.06,1.0900000000000001,1.0900000000000001,1.0900000000000001,1.0900000000000001,1.0900000000000001,1.0900000000000001,1.06,1.06,413.74892552352105,0,10459.781497582815,0,0,0,1,0,null,null,null,15.80380677388351,null,9016.4438149725283,1,null,null,7.4389999999999992,5.9600000000000009,6.2474711356919013,13.13,13.290000000000001,14.852837601175882,null,35441.354550011078,4652.9861907111917]
[2385,"IagEgsd808",1,0.93046755565175365,8228.3728831277422,0,"gsd",5,1.06,1.06,1.06,1.06,1.0900000000000001,1.0900000000000001,1.0900000000000001,1.0900000000000001,1.0900000000000001,1.0900000000000001,1.06,1.06,413.74892552352094,0,1132.5981262826058,0,0,0,1,0,null,null,null,1.7112558177596005,null,-310.73955632768048,0,null,null,7.4389999999999992,5.9600000000000009,6.2474711356919013,13.13,13.290000000000001,14.852837601175882,null,0,0]
[2392,"IelNgsd808",1,0.93046755565175376,8228.3728831277422,0,"gsd",5,1.06,1.06,1.06,1.06,1.0900000000000001,1.0900000000000001,1.0900000000000001,1.0900000000000001,1.0900000000000001,1.0900000000000001,1.06,1.06,413.74892552352094,0,3372.0538773972567,0,0,0,1,0,null,null,null,5.0948758271696386,null,1928.7161947869706,1,null,null,7.4389999999999992,5.9600000000000009,6.2474711356919013,13.13,13.290000000000001,14.852837601175882,null,8348.9421518538584,738.70162188124016]
[2395,"ImeEgsd808",1,0.93046755565175376,8228.3728831277422,0,"gsd",5,1.06,1.06,1.06,1.06,1.0900000000000001,1.0900000000000001,1.0900000000000001,1.0900000000000001,1.0900000000000001,1.0900000000000001,1.06,1.06,413.748925523521,0,19903.335674144375,0,0,0,1,0,null,null,null,30.072183747108891,null,18459.997991534088,1,null,null,7.4389999999999992,5.9600000000000009,6.2474711356919013,13.13,13.290000000000001,14.852837601175882,null,413885.29216796375,36619.937117348163]
[2407,"IwaEgsd808",1,0.93046755565175354,8228.3728831277422,0,"gsd",5,1.06,1.06,1.06,1.06,1.0900000000000001,1.0900000000000001,1.0900000000000001,1.0900000000000001,1.0900000000000001,1.0900000000000001,1.06,1.06,413.748925523521,0,588.77127625354194,0,0,0,1,0,null,null,null,0.88958143973409476,null,-854.56640635674421,0,null,null,7.4389999999999992,5.9600000000000009,6.2474711356919013,13.13,13.290000000000001,14.852837601175882,null,0,0]
[2414,"IcoNgsd809",1,0.93046755565175376,8228.3728831277422,0,"gsd",13,1.06,1.06,1.06,1.06,1.0900000000000001,1.0900000000000001,1.0900000000000001,1.0900000000000001,1.0900000000000001,1.0900000000000001,1.06,1.06,413.74892552352094,0,3368.6565177285383,0,0,0,1,0,null,null,null,5.0897427165250031,null,1925.3188351182523,1,null,null,7.4389999999999992,5.9600000000000009,6.2474711356919013,13.13,13.290000000000001,14.852837601175882,null,0,0]
[2426,"IstNgsd809",1,0.93046755565175376,8228.3728831277422,0,"gsd",13,1.06,1.06,1.06,1.06,1.0900000000000001,1.0900000000000001,1.0900000000000001,1.0900000000000001,1.0900000000000001,1.0900000000000001,1.06,1.06,413.74892552352094,0,3368.6565177285383,0,0,0,1,0,null,null,null,5.0897427165250031,null,1925.3188351182523,1,null,null,7.4389999999999992,5.9600000000000009,6.2474711356919013,13.13,13.290000000000001,14.852837601175882,null,0,0]
[2433,"IagEgsd901",1,0.93046755565175365,8228.3728831277422,0,"gsd",5,1.06,1.06,1.06,1.06,1.0900000000000001,1.0900000000000001,1.0900000000000001,1.0900000000000001,1.0900000000000001,1.0900000000000001,1.06,1.06,413.74892552352094,0,3410.4250095155376,0,0,0,1,0,null,null,null,5.1528512215727247,null,1967.0873269052515,1,null,null,7.4389999999999992,5.9600000000000009,6.2474711356919013,13.13,13.290000000000001,14.852837601175882,null,9290.2407953617803,821.98628501422343]
[2445,"ImiEgsd901",1,0.93046755565175365,8228.3728831277422,0,"gsd",5,1.06,1.06,1.06,1.06,1.0900000000000001,1.0900000000000001,1.0900000000000001,1.0900000000000001,1.0900000000000001,1.0900000000000001,1.06,1.06,413.748925523521,0,3463.7129002892184,0,0,0,1,0,null,null,null,5.2333645219097997,null,2020.3752176789324,1,null,null,7.4389999999999992,5.9600000000000009,6.2474711356919013,13.13,13.290000000000001,14.852837601175882,null,10597.468927185968,937.64782914564262]
[2457,"IagEgsd1001",1,0.90220510041481317,7979.8295151838056,0,"gsd",5,1.06,1.06,1.06,1.06,1.0900000000000001,1.0900000000000001,1.0900000000000001,1.0900000000000001,1.0900000000000001,1.0900000000000001,1.06,1.06,401.25136945825523,0,310.51945287345677,0,0,0,1,0,null,null,null,0.47990852187945404,null,-1099.5159038660213,0,null,null,7.4389999999999992,5.9600000000000009,6.2474711356919013,13.13,13.290000000000001,14.852837601175882,null,0,0]
[2464,"IelNgsd1001",1,0.90220510041481317,7979.8295151838056,0,"gsd",5,1.06,1.06,1.06,1.06,1.0900000000000001,1.0900000000000001,1.0900000000000001,1.0900000000000001,1.0900000000000001,1.0900000000000001,1.06,1.06,401.25136945825523,0,310.51945287345677,0,0,0,1,0,null,null,null,0.47990852187945404,null,-1099.5159038660213,0,null,null,7.4389999999999992,5.9600000000000009,6.2474711356919013,13.13,13.290000000000001,14.852837601175882,null,0,0]
[2467,"ImeEgsd1001",1,0.90220510041481317,7979.8295151838056,0,"gsd",5,1.06,1.06,1.06,1.06,1.0900000000000001,1.0900000000000001,1.0900000000000001,1.0900000000000001,1.0900000000000001,1.0900000000000001,1.06,1.06,401.25136945825523,0,310.51945287345677,0,0,0,1,0,null,null,null,0.47990852187945404,null,-1099.5159038660213,0,null,null,7.4389999999999992,5.9600000000000009,6.2474711356919013,13.13,13.290000000000001,14.852837601175882,null,0,0]
[2483,"IchEgsd1002",1,0.90220510041481317,7979.8295151838056,0,"gsd",15,1.06,1.06,1.06,1.06,1.0900000000000001,1.0900000000000001,1.0900000000000001,1.0900000000000001,1.0900000000000001,1.0900000000000001,1.06,1.06,401.25136945825523,0,193.10000035532684,0,0,0,1,0,null,null,null,0.29843649049327703,null,-1216.9353563841512,0,null,null,7.4389999999999992,5.9600000000000009,6.2474711356919013,13.13,13.290000000000001,14.852837601175882,null,0,0]
[2486,"IcoNgsd1002",1,0.90220510041481328,7979.8295151838056,0,"gsd",15,1.06,1.06,1.06,1.06,1.0900000000000001,1.0900000000000001,1.0900000000000001,1.0900000000000001,1.0900000000000001,1.0900000000000001,1.06,1.06,401.25136945825528,0,10365.333214502449,0,0,0,1,0,null,null,null,16.019646098587767,null,8955.2978577629692,1,null,null,7.4389999999999992,5.9600000000000009,6.2474711356919013,13.13,13.290000000000001,14.852837601175882,null,36133.461119284868,4743.8507287690472]
[2498,"IstNgsd1002",1,0.90220510041481317,7979.8295151838047,0,"gsd",15,1.06,1.06,1.06,1.06,1.0900000000000001,1.0900000000000001,1.0900000000000001,1.0900000000000001,1.0900000000000001,1.0900000000000001,1.06,1.06,401.25136945825523,0,1734.1376561333238,0,0,0,1,0,null,null,null,2.6801136984792855,null,324.1022993938459,1,null,null,7.4389999999999992,5.9600000000000009,6.2474711356919013,13.13,13.290000000000001,14.852837601175882,null,0,0]
[2505,"IagTgsd1003",1,0.90220510041481305,7979.8295151838056,0,"gsd",15,1.06,1.06,1.06,1.06,1.0900000000000001,1.0900000000000001,1.0900000000000001,1.0900000000000001,1.0900000000000001,1.0900000000000001,1.06,1.06,478.78977091102831,0,578.90276238834224,0,0,0,1,0,null,null,null,0.89469553819850312,null,-831.13259435113594,0,null,null,7.4389999999999992,5.9600000000000009,6.2474711356919013,13.13,13.290000000000001,14.852837601175882,null,0,0]
[2517,"ImiTgsd1003",1,0.90220510041481305,7979.8295151838056,0,"gsd",15,1.06,1.06,1.06,1.06,1.0900000000000001,1.0900000000000001,1.0900000000000001,1.0900000000000001,1.0900000000000001,1.0900000000000001,1.06,1.06,478.78977091102831,0,578.90276238834224,0,0,0,1,0,null,null,null,0.89469553819850312,null,-831.13259435113594,0,null,null,7.4389999999999992,5.9600000000000009,6.2474711356919013,13.13,13.290000000000001,14.852837601175882,null,0,0]
[2529,"IagEgsd1004",1,0.90220510041481317,7979.8295151838056,0,"gsd",5,1.06,1.06,1.06,1.06,1.0900000000000001,1.0900000000000001,1.0900000000000001,1.0900000000000001,1.0900000000000001,1.0900000000000001,1.06,1.06,401.25136945825523,0,87.764788768043402,0,0,0,1,0,null,null,null,0.13564068099752394,null,-1322.2705679714347,0,null,null,7.4389999999999992,5.9600000000000009,6.2474711356919013,13.13,13.290000000000001,14.852837601175882,null,0,0]
[2536,"IelNgsd1004",1,0.90220510041481317,7979.8295151838056,0,"gsd",5,1.06,1.06,1.06,1.06,1.0900000000000001,1.0900000000000001,1.0900000000000001,1.0900000000000001,1.0900000000000001,1.0900000000000001,1.06,1.06,401.25136945825523,0,87.764788768043402,0,0,0,1,0,null,null,null,0.13564068099752394,null,-1322.2705679714347,0,null,null,7.4389999999999992,5.9600000000000009,6.2474711356919013,13.13,13.290000000000001,14.852837601175882,null,0,0]
[2539,"ImeEgsd1004",1,0.90220510041481317,7979.8295151838056,0,"gsd",5,1.06,1.06,1.06,1.06,1.0900000000000001,1.0900000000000001,1.0900000000000001,1.0900000000000001,1.0900000000000001,1.0900000000000001,1.06,1.06,401.25136945825523,0,87.764788768043402,0,0,0,1,0,null,null,null,0.13564068099752394,null,-1322.2705679714347,0,null,null,7.4389999999999992,5.9600000000000009,6.2474711356919013,13.13,13.290000000000001,14.852837601175882,null,0,0]
[2555,"IcoNgsd2001",1,0.9068728176833003,7998.8549944002998,0,"gsd",20,1.0550000000000002,1.0550000000000002,1.0550000000000002,1.0550000000000002,1.085,1.085,1.085,1.085,1.085,1.085,1.0550000000000002,1.0550000000000002,402.20803144905238,0,17118.179170285955,0,0,0,1,0,null,null,null,26.442432458343443,null,15707.17978958626,1,null,null,7.4389999999999992,5.9600000000000009,6.2474711356919013,13.13,13.290000000000001,14.852837601175882,null,78119.182159326854,11749.217674392043]
[2558,"ImeNgsd2001",1,0.90687281768330041,7998.8549944002998,0,"gsd",20,1.0550000000000002,1.0550000000000002,1.0550000000000002,1.0550000000000002,1.085,1.085,1.085,1.085,1.085,1.085,1.0550000000000002,1.0550000000000002,402.20803144905244,0,15353.953626617496,0,0,0,1,0,null,null,null,23.717235209519568,null,13942.954245917801,1,null,null,7.4389999999999992,5.9600000000000009,6.2474711356919013,13.13,13.290000000000001,14.852837601175882,null,62572.335793757054,9410.953536822577]
[2569,"IcoTgsld101",1,0.90220510041481328,7979.8295151838065,0,"gsld",15,1.05,1.05,1.05,1.05,1.08,1.08,1.08,1.08,1.08,1.08,1.05,1.05,478.78977091102843,0,712.52788142402744,0,0,0,1,0,null,null,null,1.1362800564569269,null,-656.53672795263788,0,null,null,6.8320000000000007,5.3630000000000004,5.5847964346769574,15.4,15.58,17.390432125820322,null,0,0]
[2578,"ImiNgsld101",1,0.90220510041481328,7979.8295151838056,0,"gsld",15,1.05,1.05,1.05,1.05,1.08,1.08,1.08,1.08,1.08,1.08,1.05,1.05,478.78977091102843,0,723.66100995539421,0,0,0,1,0,null,null,null,1.1540342415856284,null,-645.403599421271,0,null,null,6.8320000000000007,5.3630000000000004,5.5847964346769574,15.4,15.58,17.390432125820322,null,0,0]
[2590,"IagNgsld102",1,0.90220510041481317,7979.8295151838065,0,"gsld",10,1.05,1.05,1.05,1.05,1.08,1.08,1.08,1.08,1.08,1.08,1.05,1.05,401.25136945825528,0,1315.2062511845554,0,0,0,1,0,null,null,null,2.0973812706974515,null,-53.858358192109932,0,null,null,6.8320000000000007,5.3630000000000004,5.5847964346769574,15.4,15.58,17.390432125820322,null,0,0]
[2602,"ImiNgsld102",1,0.90220510041481305,7979.8295151838056,0,"gsld",10,1.05,1.05,1.05,1.05,1.08,1.08,1.08,1.08,1.08,1.08,1.05,1.05,401.25136945825523,0,1335.7625150807439,0,0,0,1,0,null,null,null,2.1301626864279113,null,-33.30209429592125,0,null,null,6.8320000000000007,5.3630000000000004,5.5847964346769574,15.4,15.58,17.390432125820322,null,0,0]
[2609,"ItrEgsld102",1,0.90220510041481317,7979.8295151838056,0,"gsld",10,1.05,1.05,1.05,1.05,1.08,1.08,1.08,1.08,1.08,1.08,1.05,1.05,401.25136945825528,0,1356.9623658735172,0,0,0,1,0,null,null,null,2.1639704408803371,null,-12.102243503147946,0,null,null,6.8320000000000007,5.3630000000000004,5.5847964346769574,15.4,15.58,17.390432125820322,null,0,0]
[2612,"IwaNgsld102",1,0.90220510041481317,7979.8295151838065,0,"gsld",10,1.05,1.05,1.05,1.05,1.08,1.08,1.08,1.08,1.08,1.08,1.05,1.05,401.25136945825528,0,1315.2062511845554,0,0,0,1,0,null,null,null,2.0973812706974515,null,-53.858358192109932,0,null,null,6.8320000000000007,5.3630000000000004,5.5847964346769574,15.4,15.58,17.390432125820322,null,0,0]
[2628,"IprNgsld103",1,0.9068728176833003,7998.8549944002989,0,"gsld",10,1.05,1.05,1.05,1.05,1.08,1.08,1.08,1.08,1.08,1.08,1.05,1.05,402.20803144905244,0,608.81715199001201,0,0,0,1,0,null,null,null,0.96931361607832278,null,-762.56761457710445,0,null,null,6.8320000000000007,5.3630000000000004,5.5847964346769574,15.4,15.58,17.390432125820322,null,0,0]
[2631,"IteEgsld103",1,0.9068728176833003,7998.8549944002989,0,"gsld",10,1.05,1.05,1.05,1.05,1.08,1.08,1.08,1.08,1.08,1.08,1.05,1.05,402.20803144905244,0,608.81715199001201,0,0,0,1,0,null,null,null,0.96931361607832278,null,-762.56761457710445,0,null,null,6.8320000000000007,5.3630000000000004,5.5847964346769574,15.4,15.58,17.390432125820322,null,0,0]
[2643,"IelEgsld104",1,0.90687281768330053,7998.8549944003007,0,"gsld",15,1.05,1.05,1.05,1.05,1.08,1.08,1.08,1.08,1.08,1.08,1.05,1.05,402.20803144905244,0,104.0028507475906,0,0,0,1,0,null,null,null,0.1655856426039965,null,-1267.3819158195261,0,null,null,6.8320000000000007,5.3630000000000004,5.5847964346769574,15.4,15.58,17.390432125820322,null,0,0]
[2650,"ImiNgsld104",1,0.90687281768330041,7998.8549944002998,0,"gsld",15,1.05,1.05,1.05,1.05,1.08,1.08,1.08,1.08,1.08,1.08,1.05,1.05,402.20803144905244,0,143.57427734923604,0,0,0,1,0,null,null,null,0.22858833969825995,null,-1227.8104892178808,0,null,null,6.8320000000000007,5.3630000000000004,5.5847964346769574,15.4,15.58,17.390432125820322,null,0,0]
[2662,"IagNgsld105",1,0.90687281768330041,7998.8549944002998,0,"gsld",15,1.05,1.05,1.05,1.05,1.08,1.08,1.08,1.08,1.08,1.08,1.05,1.05,402.20803144905238,0,2606.6202277727393,0,0,0,1,0,null,null,null,4.1500678331196985,null,1235.2354612056229,1,null,null,6.8320000000000007,5.3630000000000004,5.5847964346769574,15.4,15.58,17.390432125820322,null,0,0]
[2669,"IluEgsld105",1,0.9068728176833003,7998.8549944002998,0,"gsld",15,1.05,1.05,1.05,1.05,1.08,1.08,1.08,1.08,1.08,1.08,1.05,1.05,402.20803144905244,0,2710.5895173586428,0,0,0,1,0,null,null,null,4.31560004212563,null,1339.2047507915263,1,null,null,6.8320000000000007,5.3630000000000004,5.5847964346769574,15.4,15.58,17.390432125820322,null,0,0]
[2681,"ItrEgsld105",1,0.90687281768330041,7998.8549944003007,0,"gsld",15,1.05,1.05,1.05,1.05,1.08,1.08,1.08,1.08,1.08,1.08,1.05,1.05,402.2080314490525,0,2689.3704087067008,0,0,0,1,0,null,null,null,4.2818165475737056,null,1317.9856421395839,1,null,null,6.8320000000000007,5.3630000000000004,5.5847964346769574,15.4,15.58,17.390432125820322,null,0,0]
[2684,"IwaNgsld105",1,0.90220510041481328,7979.8295151838065,0,"gsld",15,1.05,1.05,1.05,1.05,1.08,1.08,1.08,1.08,1.08,1.08,1.05,1.05,401.25136945825528,0,2600.4203155348632,0,0,0,1,0,null,null,null,4.1469335025070837,null,1231.3557061581978,1,null,null,6.8320000000000007,5.3630000000000004,5.5847964346769574,15.4,15.58,17.390432125820322,null,0,0]
[2700,"IprNgsld106",1,0.90687281768330041,7998.8549944002998,0,"gsld",10,1.05,1.05,1.05,1.05,1.08,1.08,1.08,1.08,1.08,1.08,1.05,1.05,402.20803144905244,0,2324.9256165058005,0,0,0,1,0,null,null,null,3.7015745188554292,null,953.540849938684,1,null,null,6.8320000000000007,5.3630000000000004,5.5847964346769574,15.4,15.58,17.390432125820322,null,0,0]
[2703,"IteEgsld106",1,0.90687281768330041,7998.8549944002998,0,"gsld",10,1.05,1.05,1.05,1.05,1.08,1.08,1.08,1.08,1.08,1.08,1.05,1.05,402.20803144905244,0,2324.9256165058005,0,0,0,1,0,null,null,null,3.7015745188554292,null,953.540849938684,1,null,null,6.8320000000000007,5.3630000000000004,5.5847964346769574,15.4,15.58,17.390432125820322,null,0,0]
[2715,"IelEgsld107",1,0.90687281768330041,7998.8549944002998,0,"gsld",13,1.05,1.05,1.05,1.05,1.08,1.08,1.08,1.08,1.08,1.08,1.05,1.05,402.20803144905238,0,310.83946216189918,0,0,0,1,0,null,null,null,0.49489558909952408,null,-1060.5453044052176,0,null,null,6.8320000000000007,5.3630000000000004,5.5847964346769574,15.4,15.58,17.390432125820322,null,0,0]
[2722,"ImiNgsld107",1,0.90687281768330041,7998.8549944003007,0,"gsld",13,1.05,1.05,1.05,1.05,1.08,1.08,1.08,1.08,1.08,1.08,1.05,1.05,402.20803144905244,0,315.69644399873715,0,0,0,1,0,null,null,null,0.50262851615669313,null,-1055.6883225683796,0,null,null,6.8320000000000007,5.3630000000000004,5.5847964346769574,15.4,15.58,17.390432125820322,null,0,0]
[2734,"IagNgsld108",1,0.90687281768330019,7998.8549944002989,0,"gsld",5,1.05,1.05,1.05,1.05,1.08,1.08,1.08,1.08,1.08,1.08,1.05,1.05,402.20803144905238,0,99.097661604567904,0,0,0,1,0,null,null,null,0.15777596344132819,null,-1272.2871049625487,0,null,null,6.8320000000000007,5.3630000000000004,5.5847964346769574,15.4,15.58,17.390432125820322,null,0,0]
[2741,"IluEgsld108",1,0.9068728176833003,7998.8549944002998,0,"gsld",5,1.05,1.05,1.05,1.05,1.08,1.08,1.08,1.08,1.08,1.08,1.05,1.05,402.20803144905244,0,103.06156806875063,0,0,0,1,0,null,null,null,0.16408700197898135,null,-1268.3231984983659,0,null,null,6.8320000000000007,5.3630000000000004,5.5847964346769574,15.4,15.58,17.390432125820322,null,0,0]
[2753,"ItrEgsld108",1,0.90687281768330041,7998.8549944002998,0,"gsld",5,1.05,1.05,1.05,1.05,1.08,1.08,1.08,1.08,1.08,1.08,1.05,1.05,402.20803144905244,0,102.24361911582405,0,0,0,1,0,null,null,null,0.16278472418549739,null,-1269.1411474512925,0,null,null,6.8320000000000007,5.3630000000000004,5.5847964346769574,15.4,15.58,17.390432125820322,null,0,0]
[2756,"IwaNgsld108",1,0.90220510041481328,7979.8295151838065,0,"gsld",5,1.05,1.05,1.05,1.05,1.08,1.08,1.08,1.08,1.08,1.08,1.05,1.05,401.25136945825528,0,98.861955306281388,0,0,0,1,0,null,null,null,0.15765680345357994,null,-1270.2026540703839,0,null,null,6.8320000000000007,5.3630000000000004,5.5847964346769574,15.4,15.58,17.390432125820322,null,0,0]
[2772,"IprNgsld109",1,0.9068728176833003,7998.8549944002989,0,"gsld",3,1.05,1.05,1.05,1.05,1.08,1.08,1.08,1.08,1.08,1.08,1.05,1.05,402.20803144905238,0,1507.5092839758818,0,0,0,1,0,null,null,null,2.4001447241523803,null,136.12451740876517,1,null,null,6.8320000000000007,5.3630000000000004,5.5847964346769574,15.4,15.58,17.390432125820322,null,0,0]
[2775,"IteEgsld109",1,0.9068728176833003,7998.8549944002989,0,"gsld",3,1.05,1.05,1.05,1.05,1.08,1.08,1.08,1.08,1.08,1.08,1.05,1.05,402.20803144905238,0,1507.5092839758818,0,0,0,1,0,null,null,null,2.4001447241523803,null,136.12451740876517,1,null,null,6.8320000000000007,5.3630000000000004,5.5847964346769574,15.4,15.58,17.390432125820322,null,0,0]
[2791,"ImeEgsld201",1,0.9068728176833003,7998.8549944002998,0,"gsld",20,1.0900000000000001,1.0900000000000001,1.0900000000000001,1.0900000000000001,1.1200000000000001,1.1200000000000001,1.1200000000000001,1.1200000000000001,1.1200000000000001,1.1200000000000001,1.0900000000000001,1.0900000000000001,479.93129966401796,0,21193.506443435577,0,0,0,1,0,null,null,null,33.345700194494711,null,19807.251276868457,1,null,null,6.8320000000000007,5.3630000000000004,5.5847964346769574,15.4,15.58,17.390432125820322,null,90148.730061464012,13558.475950271995]
[2794,"ImiNgsld201",1,0.90687281768330041,7998.8549944003007,0,"gsld",20,1.0900000000000001,1.0900000000000001,1.0900000000000001,1.0900000000000001,1.1200000000000001,1.1200000000000001,1.1200000000000001,1.1200000000000001,1.1200000000000001,1.1200000000000001,1.0900000000000001,1.0900000000000001,479.93129966401807,0,12387.251254651608,0,0,0,1,0,null,null,null,19.490005944694985,null,11000.996088084492,1,null,null,6.8320000000000007,5.3630000000000004,5.5847964346769574,15.4,15.58,17.390432125820322,null,12545.563657785606,1886.8676577109634]
[2806,"IagNgsld202",1,0.9068728176833003,7998.8549944002998,0,"gsld",20,1.0900000000000001,1.0900000000000001,1.0900000000000001,1.0900000000000001,1.1200000000000001,1.1200000000000001,1.1200000000000001,1.1200000000000001,1.1200000000000001,1.1200000000000001,1.0900000000000001,1.0900000000000001,402.20803144905244,0,4534.498190862817,0,0,0,1,0,null,null,null,7.1345446119806333,null,3148.2430242956998,1,null,null,6.8320000000000007,5.3630000000000004,5.5847964346769574,15.4,15.58,17.390432125820322,null,0,0]
[2813,"IluEgsld202",1,0.9068728176833003,7998.8549944002998,0,"gsld",20,1.0900000000000001,1.0900000000000001,1.0900000000000001,1.0900000000000001,1.1200000000000001,1.1200000000000001,1.1200000000000001,1.1200000000000001,1.1200000000000001,1.1200000000000001,1.0900000000000001,1.0900000000000001,402.20803144905244,0,8437.6111024022848,0,0,0,1,0,null,null,null,13.275672476821017,null,7051.3559358351686,1,null,null,6.8320000000000007,5.3630000000000004,5.5847964346769574,15.4,15.58,17.390432125820322,null,0,0]
[2825,"ItrEgsld202",1,0.9068728176833003,7998.8549944002998,0,"gsld",20,1.0900000000000001,1.0900000000000001,1.0900000000000001,1.0900000000000001,1.1200000000000001,1.1200000000000001,1.1200000000000001,1.1200000000000001,1.1200000000000001,1.1200000000000001,1.0900000000000001,1.0900000000000001,402.20803144905238,0,3189.3361725738082,0,0,0,1,0,null,null,null,5.0180770281665321,null,1803.0810060066917,1,null,null,6.8320000000000007,5.3630000000000004,5.5847964346769574,15.4,15.58,17.390432125820322,null,0,0]
[2828,"IwaNgsld202",1,0.90687281768330041,7998.8549944003007,0,"gsld",20,1.0900000000000001,1.0900000000000001,1.0900000000000001,1.0900000000000001,1.1200000000000001,1.1200000000000001,1.1200000000000001,1.1200000000000001,1.1200000000000001,1.1200000000000001,1.0900000000000001,1.0900000000000001,402.2080314490525,0,357.98670648326555,0,0,0,1,0,null,null,null,0.56325353333416806,null,-1028.2684600838513,0,null,null,6.8320000000000007,5.3630000000000004,5.5847964346769574,15.4,15.58,17.390432125820322,null,0,0]
[2844,"IprNgsld203",1,0.90687281768330041,7998.8549944003007,0,"gsld",15,1.0900000000000001,1.0900000000000001,1.0900000000000001,1.0900000000000001,1.1200000000000001,1.1200000000000001,1.1200000000000001,1.1200000000000001,1.1200000000000001,1.1200000000000001,1.0900000000000001,1.0900000000000001,479.93129966401807,0,79945.339639975631,0,0,0,1,0,null,null,null,125.7853831170721,null,78559.084473408511,1,null,null,6.8320000000000007,5.3630000000000004,5.5847964346769574,15.4,15.58,17.390432125820322,null,742705.36742712825,97507.498296349091]
[2847,"IteEgsld203",1,0.90687281768330041,7998.8549944003007,0,"gsld",15,1.0900000000000001,1.0900000000000001,1.0900000000000001,1.0900000000000001,1.1200000000000001,1.1200000000000001,1.1200000000000001,1.1200000000000001,1.1200000000000001,1.1200000000000001,1.0900000000000001,1.0900000000000001,479.93129966401807,0,23004.63746786095,0,0,0,1,0,null,null,null,36.195319832218345,null,21618.38230129383,1,null,null,6.8320000000000007,5.3630000000000004,5.5847964346769574,15.4,15.58,17.390432125820322,null,144903.75439721532,19023.967248233697]
[2863,"ImeEgsld204",1,0.90687281768330041,7998.8549944002998,0,"gsld",30,1.0900000000000001,1.0900000000000001,1.0900000000000001,1.0900000000000001,1.1200000000000001,1.1200000000000001,1.1200000000000001,1.1200000000000001,1.1200000000000001,1.1200000000000001,1.0900000000000001,1.0900000000000001,479.93129966401801,0,47793.151377306975,0,0,0,1,0,null,null,null,75.197377150934244,null,46406.896210739862,1,null,null,6.8320000000000007,5.3630000000000004,5.5847964346769574,15.4,15.58,17.390432125820322,null,249300.77344378218,42911.688183961924]
[2866,"ImiNgsld204",1,0.9068728176833003,7998.8549944002998,0,"gsld",30,1.0900000000000001,1.0900000000000001,1.0900000000000001,1.0900000000000001,1.1200000000000001,1.1200000000000001,1.1200000000000001,1.1200000000000001,1.1200000000000001,1.1200000000000001,1.0900000000000001,1.0900000000000001,479.93129966401801,0,47793.179806716958,0,0,0,1,0,null,null,null,75.197421881549474,null,46406.924640149846,1,null,null,6.8320000000000007,5.3630000000000004,5.5847964346769574,15.4,15.58,17.390432125820322,null,249300.97135113511,42911.722249394217]
[2878,"IagNgsld205",1,0.90687281768330041,7998.8549944002998,0,"gsld",10,1.0900000000000001,1.0900000000000001,1.0900000000000001,1.0900000000000001,1.1200000000000001,1.1200000000000001,1.1200000000000001,1.1200000000000001,1.1200000000000001,1.1200000000000001,1.0900000000000001,1.0900000000000001,479.93129966401807,0,271422.77023074258,0,0,0,1,0,null,null,null,427.05450116193168,null,270036.51506417542,1,null,null,6.8320000000000007,5.3630000000000004,5.5847964346769574,15.4,15.58,17.390432125820322,null,3700935.3131671585,381482.11650554027]
[2885,"IluEgsld205",1,0.90687281768330041,7998.8549944002998,0,"gsld",10,1.0900000000000001,1.0900000000000001,1.0900000000000001,1.0900000000000001,1.1200000000000001,1.1200000000000001,1.1200000000000001,1.1200000000000001,1.1200000000000001,1.1200000000000001,1.0900000000000001,1.0900000000000001,479.93129966401807,0,567305.78503777739,0,0,0,1,0,null,null,null,892.59456319610365,null,565919.52987121022,1,null,null,6.8320000000000007,5.3630000000000004,5.5847964346769574,15.4,15.58,17.390432125820322,null,7840714.9452405479,808199.08458959009]
[2897,"ItrEgsld205",1,0.90687281768330041,7998.8549944002998,0,"gsld",10,1.0900000000000001,1.0900000000000001,1.0900000000000001,1.0900000000000001,1.1200000000000001,1.1200000000000001,1.1200000000000001,1.1200000000000001,1.1200000000000001,1.1200000000000001,1.0900000000000001,1.0900000000000001,479.93129966401807,0,654411.75731139502,0,0,0,1,0,null,null,null,1029.6464306791122,null,653025.50214482786,1,null,null,6.8320000000000007,5.3630000000000004,5.5847964346769574,15.4,15.58,17.390432125820322,null,9059437.7100160532,933821.63683630223]
[2900,"IwaNgsld205",1,0.90687281768330041,7998.8549944002998,0,"gsld",10,1.0900000000000001,1.0900000000000001,1.0900000000000001,1.0900000000000001,1.1200000000000001,1.1200000000000001,1.1200000000000001,1.1200000000000001,1.1200000000000001,1.1200000000000001,1.0900000000000001,1.0900000000000001,479.93129966401807,0,107245.47348672745,0,0,0,1,0,null,null,null,168.73920394672209,null,105859.21832016033,1,null,null,6.8320000000000007,5.3630000000000004,5.5847964346769574,15.4,15.58,17.390432125820322,null,1403886.1747873481,144708.68144745525]
[2916,"IprNgsld206",1,0.90687281768330019,7998.8549944002989,0,"gsld",15,1.0900000000000001,1.0900000000000001,1.0900000000000001,1.0900000000000001,1.1200000000000001,1.1200000000000001,1.1200000000000001,1.1200000000000001,1.1200000000000001,1.1200000000000001,1.0900000000000001,1.0900000000000001,402.20803144905244,0,8908.0508990667713,0,0,0,1,0,null,null,null,14.01585883819549,null,7521.7957324996551,1,null,null,6.8320000000000007,5.3630000000000004,5.5847964346769574,15.4,15.58,17.390432125820322,null,0,0]
[2926,"IagNgsld207",1,0.9068728176833003,7998.8549944002989,0,"gsld",10,1.0900000000000001,1.0900000000000001,1.0900000000000001,1.0900000000000001,1.1200000000000001,1.1200000000000001,1.1200000000000001,1.1200000000000001,1.1200000000000001,1.1200000000000001,1.0900000000000001,1.0900000000000001,402.20803144905244,0,2393.7114323036531,0,0,0,1,0,null,null,null,3.7662471751320492,null,1007.4562657365367,1,null,null,6.8320000000000007,5.3630000000000004,5.5847964346769574,15.4,15.58,17.390432125820322,null,0,0]
[2936,"ImeNgsld207",1,0.90687281768330053,7998.8549944003007,0,"gsld",10,1.0900000000000001,1.0900000000000001,1.0900000000000001,1.0900000000000001,1.1200000000000001,1.1200000000000001,1.1200000000000001,1.1200000000000001,1.1200000000000001,1.1200000000000001,1.0900000000000001,1.0900000000000001,402.2080314490525,0,5508.7235138000224,0,0,0,1,0,null,null,null,8.667383249478064,null,4122.4683472329061,1,null,null,6.8320000000000007,5.3630000000000004,5.5847964346769574,15.4,15.58,17.390432125820322,null,0,0]
[2939,"IprEgsld207",1,0.90687281768330041,7998.8549944003007,0,"gsld",10,1.0900000000000001,1.0900000000000001,1.0900000000000001,1.0900000000000001,1.1200000000000001,1.1200000000000001,1.1200000000000001,1.1200000000000001,1.1200000000000001,1.1200000000000001,1.0900000000000001,1.0900000000000001,402.2080314490525,0,767.93332083525661,0,0,0,1,0,null,null,null,1.2082603864669459,null,-618.32184573186021,0,null,null,6.8320000000000007,5.3630000000000004,5.5847964346769574,15.4,15.58,17.390432125820322,null,0,0]
[2951,"IchEgsld208",1,0.9068728176833003,7998.8549944002989,0,"gsld",10,1.0900000000000001,1.0900000000000001,1.0900000000000001,1.0900000000000001,1.1200000000000001,1.1200000000000001,1.1200000000000001,1.1200000000000001,1.1200000000000001,1.1200000000000001,1.0900000000000001,1.0900000000000001,402.20803144905238,0,267.42380330745743,0,0,0,1,0,null,null,null,0.42076255733151985,null,-1118.8313632596592,0,null,null,6.8320000000000007,5.3630000000000004,5.5847964346769574,15.4,15.58,17.390432125820322,null,0,0]
[2958,"IluNgsld208",1,0.90687281768330041,7998.8549944002998,0,"gsld",10,1.0900000000000001,1.0900000000000001,1.0900000000000001,1.0900000000000001,1.1200000000000001,1.1200000000000001,1.1200000000000001,1.1200000000000001,1.1200000000000001,1.1200000000000001,1.0900000000000001,1.0900000000000001,402.20803144905244,0,193.83627392584577,0,0,0,1,0,null,null,null,0.3049805040237325,null,-1192.418892641271,0,null,null,6.8320000000000007,5.3630000000000004,5.5847964346769574,15.4,15.58,17.390432125820322,null,0,0]
[2970,"ItrNgsld208",1,0.9068728176833003,7998.8549944002989,0,"gsld",10,1.0900000000000001,1.0900000000000001,1.0900000000000001,1.0900000000000001,1.1200000000000001,1.1200000000000001,1.1200000000000001,1.1200000000000001,1.1200000000000001,1.1200000000000001,1.0900000000000001,1.0900000000000001,402.20803144905238,0,168.03555994895467,0,0,0,1,0,null,null,null,0.26438585889629534,null,-1218.2196066181621,0,null,null,6.8320000000000007,5.3630000000000004,5.5847964346769574,15.4,15.58,17.390432125820322,null,0,0]
[2977,"IcoEgsld209",1,0.90687281768330041,7998.8549944002998,0,"gsld",10,1.0900000000000001,1.0900000000000001,1.0900000000000001,1.0900000000000001,1.1200000000000001,1.1200000000000001,1.1200000000000001,1.1200000000000001,1.1200000000000001,1.1200000000000001,1.0900000000000001,1.0900000000000001,402.20803144905238,0,6587.6488076390897,0,0,0,1,0,null,null,null,10.364956016713958,null,5201.3936410719734,1,null,null,6.8320000000000007,5.3630000000000004,5.5847964346769574,15.4,15.58,17.390432125820322,null,0,0]
[2989,"IstEgsld209",1,0.90687281768330041,7998.8549944002998,0,"gsld",10,1.0900000000000001,1.0900000000000001,1.0900000000000001,1.0900000000000001,1.1200000000000001,1.1200000000000001,1.1200000000000001,1.1200000000000001,1.1200000000000001,1.1200000000000001,1.0900000000000001,1.0900000000000001,402.20803144905244,0,6587.6492707059051,0,0,0,1,0,null,null,null,10.364956745299727,null,5201.3941041387889,1,null,null,6.8320000000000007,5.3630000000000004,5.5847964346769574,15.4,15.58,17.390432125820322,null,0,0]
[2992,"IteNgsld209",1,0.9068728176833003,7998.8549944002998,0,"gsld",10,1.0900000000000001,1.0900000000000001,1.0900000000000001,1.0900000000000001,1.1200000000000001,1.1200000000000001,1.1200000000000001,1.1200000000000001,1.1200000000000001,1.1200000000000001,1.0900000000000001,1.0900000000000001,402.20803144905244,0,6587.6484277278387,0,0,0,1,0,null,null,null,10.364955418964515,null,5201.3932611607224,1,null,null,6.8320000000000007,5.3630000000000004,5.5847964346769574,15.4,15.58,17.390432125820322,null,0,0]
[3008,"ImeNgsld210",1,0.93046755565175376,8228.3728831277422,0,"gsld",10,1.0900000000000001,1.0900000000000001,1.0900000000000001,1.0900000000000001,1.1200000000000001,1.1200000000000001,1.1200000000000001,1.1200000000000001,1.1200000000000001,1.1200000000000001,1.0900000000000001,1.0900000000000001,413.748925523521,0,125585.48546141207,0,0,0,1,0,null,null,null,193.8411253551744,null,124171.24058831464,1,null,null,6.8320000000000007,5.3630000000000004,5.5847964346769574,15.4,15.58,17.390432125820322,null,1658229.715040629,170925.70602233231]
[3011,"IprEgsld210",1,0.93046755565175376,8228.3728831277422,0,"gsld",10,1.0900000000000001,1.0900000000000001,1.0900000000000001,1.0900000000000001,1.1200000000000001,1.1200000000000001,1.1200000000000001,1.1200000000000001,1.1200000000000001,1.1200000000000001,1.0900000000000001,1.0900000000000001,413.748925523521,0,9816.4714181728741,0,0,0,1,0,null,null,null,15.151718048661031,null,8402.2265450754476,1,null,null,6.8320000000000007,5.3630000000000004,5.5847964346769574,15.4,15.58,17.390432125820322,null,38474.101626080082,3965.803365097443]
[3023,"IchEgsld211",1,0.90687281768330041,7998.8549944002998,0,"gsld",15,1.0900000000000001,1.0900000000000001,1.0900000000000001,1.0900000000000001,1.1200000000000001,1.1200000000000001,1.1200000000000001,1.1200000000000001,1.1200000000000001,1.1200000000000001,1.0900000000000001,1.0900000000000001,402.20803144905244,0,6544.7763885244649,0,0,0,1,0,null,null,null,10.297500881895916,null,5158.5212219573486,1,null,null,6.8320000000000007,5.3630000000000004,5.5847964346769574,15.4,15.58,17.390432125820322,null,0,0]
[3030,"IluNgsld211",1,0.90687281768330041,7998.8549944003007,0,"gsld",15,1.0900000000000001,1.0900000000000001,1.0900000000000001,1.0900000000000001,1.1200000000000001,1.1200000000000001,1.1200000000000001,1.1200000000000001,1.1200000000000001,1.1200000000000001,1.0900000000000001,1.0900000000000001,402.20803144905244,0,19406.504198399325,0,0,0,1,0,null,null,null,30.534044592864671,null,18020.249031832205,1,null,null,6.8320000000000007,5.3630000000000004,5.5847964346769574,15.4,15.58,17.390432125820322,null,107128.14523328593,14064.523964613159]
[3042,"ItrNgsld211",1,0.90687281768330041,7998.8549944002998,0,"gsld",15,1.0900000000000001,1.0900000000000001,1.0900000000000001,1.0900000000000001,1.1200000000000001,1.1200000000000001,1.1200000000000001,1.1200000000000001,1.1200000000000001,1.1200000000000001,1.0900000000000001,1.0900000000000001,402.20803144905244,0,7335.4729484970276,0,0,0,1,0,null,null,null,11.541576773916606,null,5949.2177819299113,1,null,null,6.8320000000000007,5.3630000000000004,5.5847964346769574,15.4,15.58,17.390432125820322,null,0,0]
[3049,"IcoEgsld212",1,0.90687281768330053,7998.8549944003007,0,"gsld",15,1.0900000000000001,1.0900000000000001,1.0900000000000001,1.0900000000000001,1.1200000000000001,1.1200000000000001,1.1200000000000001,1.1200000000000001,1.1200000000000001,1.1200000000000001,1.0900000000000001,1.0900000000000001,402.20803144905244,0,272.34406884515448,0,0,0,1,0,null,null,null,0.42850406532290591,null,-1113.9110977219623,0,null,null,6.8320000000000007,5.3630000000000004,5.5847964346769574,15.4,15.58,17.390432125820322,null,0,0]
[3061,"IstEgsld212",1,0.9068728176833003,7998.8549944002998,0,"gsld",15,1.0900000000000001,1.0900000000000001,1.0900000000000001,1.0900000000000001,1.1200000000000001,1.1200000000000001,1.1200000000000001,1.1200000000000001,1.1200000000000001,1.1200000000000001,1.0900000000000001,1.0900000000000001,402.20803144905238,0,272.34447715527591,0,0,0,1,0,null,null,null,0.42850470775491373,null,-1113.9106894118408,0,null,null,6.8320000000000007,5.3630000000000004,5.5847964346769574,15.4,15.58,17.390432125820322,null,0,0]
[3064,"IteNgsld212",1,0.90687281768330041,7998.8549944003007,0,"gsld",15,1.0900000000000001,1.0900000000000001,1.0900000000000001,1.0900000000000001,1.1200000000000001,1.1200000000000001,1.1200000000000001,1.1200000000000001,1.1200000000000001,1.1200000000000001,1.0900000000000001,1.0900000000000001,402.20803144905244,0,272.3436315527382,0,0,0,1,0,null,null,null,0.42850337729037813,null,-1113.9115350143786,0,null,null,6.8320000000000007,5.3630000000000004,5.5847964346769574,15.4,15.58,17.390432125820322,null,0,0]
[3080,"ImeNgsld213",1,0.90687281768330041,7998.8549944002998,0,"gsld",11,1.0900000000000001,1.0900000000000001,1.0900000000000001,1.0900000000000001,1.1200000000000001,1.1200000000000001,1.1200000000000001,1.1200000000000001,1.1200000000000001,1.1200000000000001,1.0900000000000001,1.0900000000000001,479.93129966401801,0,171.37950374434271,0,0,0,1,0,null,null,null,0.26964719437024603,null,-1214.8756628227741,0,null,null,6.8320000000000007,5.3630000000000004,5.5847964346769574,15.4,15.58,17.390432125820322,null,0,0]
[3083,"IprEgsld213",1,0.90687281768330041,7998.8549944003007,0,"gsld",11,1.0900000000000001,1.0900000000000001,1.0900000000000001,1.0900000000000001,1.1200000000000001,1.1200000000000001,1.1200000000000001,1.1200000000000001,1.1200000000000001,1.1200000000000001,1.0900000000000001,1.0900000000000001,479.93129966401807,0,86.007031281256118,0,0,0,1,0,null,null,null,0.13532280216951123,null,-1300.2481352858606,0,null,null,6.8320000000000007,5.3630000000000004,5.5847964346769574,15.4,15.58,17.390432125820322,null,0,0]
[3090,"ItrNgsld213",1,0.90687281768330041,7998.8549944003007,0,"gsld",11,1.0900000000000001,1.0900000000000001,1.0900000000000001,1.0900000000000001,1.1200000000000001,1.1200000000000001,1.1200000000000001,1.1200000000000001,1.1200000000000001,1.1200000000000001,1.0900000000000001,1.0900000000000001,479.93129966401807,0,68.552274103355728,0,0,0,1,0,null,null,null,0.10785962134214744,null,-1317.7028924637609,0,null,null,6.8320000000000007,5.3630000000000004,5.5847964346769574,15.4,15.58,17.390432125820322,null,0,0]
[3102,"IluNgsld214",1,0.90687281768330041,7998.8549944003007,0,"gsld",11,1.0900000000000001,1.0900000000000001,1.0900000000000001,1.0900000000000001,1.1200000000000001,1.1200000000000001,1.1200000000000001,1.1200000000000001,1.1200000000000001,1.1200000000000001,1.0900000000000001,1.0900000000000001,479.93129966401807,0,3660.5951091240172,0,0,0,1,0,null,null,null,5.7595522179432104,null,2274.3399425569005,1,null,null,6.8320000000000007,5.3630000000000004,5.5847964346769574,15.4,15.58,17.390432125820322,null,0,0]
[3114,"ItrNgsld214",1,0.9068728176833003,7998.8549944002998,0,"gsld",11,1.0900000000000001,1.0900000000000001,1.0900000000000001,1.0900000000000001,1.1200000000000001,1.1200000000000001,1.1200000000000001,1.1200000000000001,1.1200000000000001,1.1200000000000001,1.0900000000000001,1.0900000000000001,479.93129966401796,0,1384.7834730453019,0,0,0,1,0,null,null,null,2.1788076762900364,null,-1.4716935218148137,0,null,null,6.8320000000000007,5.3630000000000004,5.5847964346769574,15.4,15.58,17.390432125820322,null,0,0]
[3121,"IcoEgsld215",1,0.90687281768330053,7998.8549944002998,0,"gsld",10,1.0900000000000001,1.0900000000000001,1.0900000000000001,1.0900000000000001,1.1200000000000001,1.1200000000000001,1.1200000000000001,1.1200000000000001,1.1200000000000001,1.1200000000000001,1.0900000000000001,1.0900000000000001,402.20803144905244,0,9829.3563730385977,0,0,0,1,0,null,null,null,15.465433791948694,null,8443.1012064714814,1,null,null,6.8320000000000007,5.3630000000000004,5.5847964346769574,15.4,15.58,17.390432125820322,null,40910.852434362605,4216.9768596551467]
[3133,"IstEgsld215",1,0.9068728176833003,7998.8549944002998,0,"gsld",10,1.0900000000000001,1.0900000000000001,1.0900000000000001,1.0900000000000001,1.1200000000000001,1.1200000000000001,1.1200000000000001,1.1200000000000001,1.1200000000000001,1.1200000000000001,1.0900000000000001,1.0900000000000001,402.20803144905238,0,1946.7074990119711,0,0,0,1,0,null,null,null,3.0629346211152422,null,560.45233244485439,1,null,null,6.8320000000000007,5.3630000000000004,5.5847964346769574,15.4,15.58,17.390432125820322,null,0,0]
[3136,"IteNgsld215",1,0.90687281768330041,7998.8549944002998,0,"gsld",10,1.0900000000000001,1.0900000000000001,1.0900000000000001,1.0900000000000001,1.1200000000000001,1.1200000000000001,1.1200000000000001,1.1200000000000001,1.1200000000000001,1.1200000000000001,1.0900000000000001,1.0900000000000001,402.20803144905244,0,2625.9371815678396,0,0,0,1,0,null,null,null,4.1316293846816157,null,1239.6820150007229,1,null,null,6.8320000000000007,5.3630000000000004,5.5847964346769574,15.4,15.58,17.390432125820322,null,0,0]
[3152,"ImeNgsld216",1,0.93223348493392488,8258.5220679651866,0,"gsld",15,1.0900000000000001,1.0900000000000001,1.0900000000000001,1.0900000000000001,1.1200000000000001,1.1200000000000001,1.1200000000000001,1.1200000000000001,1.1200000000000001,1.1200000000000001,1.0900000000000001,1.0900000000000001,415.264923037134,0,4930.243549084913,0,0,0,1,0,null,null,null,7.590883655044375,null,3512.321982896558,1,null,null,6.8320000000000007,5.3630000000000004,5.5847964346769574,15.4,15.58,17.390432125820322,null,0,0]
[3155,"IprEgsld216",1,0.93223348493392488,8258.5220679651866,0,"gsld",15,1.0900000000000001,1.0900000000000001,1.0900000000000001,1.0900000000000001,1.1200000000000001,1.1200000000000001,1.1200000000000001,1.1200000000000001,1.1200000000000001,1.1200000000000001,1.0900000000000001,1.0900000000000001,415.264923037134,0,4930.243549084913,0,0,0,1,0,null,null,null,7.590883655044375,null,3512.321982896558,1,null,null,6.8320000000000007,5.3630000000000004,5.5847964346769574,15.4,15.58,17.390432125820322,null,0,0]
[3162,"ItrNgsld216",1,0.93223348493392488,8258.5220679651866,0,"gsld",15,1.0900000000000001,1.0900000000000001,1.0900000000000001,1.0900000000000001,1.1200000000000001,1.1200000000000001,1.1200000000000001,1.1200000000000001,1.1200000000000001,1.1200000000000001,1.0900000000000001,1.0900000000000001,415.264923037134,0,4930.243549084913,0,0,0,1,0,null,null,null,7.590883655044375,null,3512.321982896558,1,null,null,6.8320000000000007,5.3630000000000004,5.5847964346769574,15.4,15.58,17.390432125820322,null,0,0]
[3174,"IluNgsld217",1,0.90687281768330053,7998.8549944003007,0,"gsld",10,1.0900000000000001,1.0900000000000001,1.0900000000000001,1.0900000000000001,1.1200000000000001,1.1200000000000001,1.1200000000000001,1.1200000000000001,1.1200000000000001,1.1200000000000001,1.0900000000000001,1.0900000000000001,402.20803144905244,0,6280.2588996165841,0,0,0,1,0,null,null,null,9.8813110973095686,null,4894.0037330494679,1,null,null,6.8320000000000007,5.3630000000000004,5.5847964346769574,15.4,15.58,17.390432125820322,null,0,0]
[3186,"ItrNgsld217",1,0.90687281768330053,7998.8549944003007,0,"gsld",10,1.0900000000000001,1.0900000000000001,1.0900000000000001,1.0900000000000001,1.1200000000000001,1.1200000000000001,1.1200000000000001,1.1200000000000001,1.1200000000000001,1.1200000000000001,1.0900000000000001,1.0900000000000001,402.20803144905244,0,6280.2588996165841,0,0,0,1,0,null,null,null,9.8813110973095686,null,4894.0037330494679,1,null,null,6.8320000000000007,5.3630000000000004,5.5847964346769574,15.4,15.58,17.390432125820322,null,0,0]
[3193,"IcoEgsld218",1,0.90687281768330041,7998.8549944003007,0,"gsld",15,1.0900000000000001,1.0900000000000001,1.0900000000000001,1.0900000000000001,1.1200000000000001,1.1200000000000001,1.1200000000000001,1.1200000000000001,1.1200000000000001,1.1200000000000001,1.0900000000000001,1.0900000000000001,479.93129966401807,0,365413.8986094321,0,0,0,1,0,null,null,null,574.93942035749126,null,364027.64344286494,1,null,null,6.8320000000000007,5.3630000000000004,5.5847964346769574,15.4,15.58,17.390432125820322,null,3739745.6943566063,490979.68442652223]
[3205,"IstEgsld218",1,0.90687281768330041,7998.8549944003007,0,"gsld",15,1.0900000000000001,1.0900000000000001,1.0900000000000001,1.0900000000000001,1.1200000000000001,1.1200000000000001,1.1200000000000001,1.1200000000000001,1.1200000000000001,1.1200000000000001,1.0900000000000001,1.0900000000000001,479.93129966401807,0,365413.8986094321,0,0,0,1,0,null,null,null,574.93942035749126,null,364027.64344286494,1,null,null,6.8320000000000007,5.3630000000000004,5.5847964346769574,15.4,15.58,17.390432125820322,null,3739745.6943566063,490979.68442652223]
[3208,"IteNgsld218",1,0.90687281768330041,7998.8549944003007,0,"gsld",15,1.0900000000000001,1.0900000000000001,1.0900000000000001,1.0900000000000001,1.1200000000000001,1.1200000000000001,1.1200000000000001,1.1200000000000001,1.1200000000000001,1.1200000000000001,1.0900000000000001,1.0900000000000001,479.93129966401807,0,365413.8986094321,0,0,0,1,0,null,null,null,574.93942035749126,null,364027.64344286494,1,null,null,6.8320000000000007,5.3630000000000004,5.5847964346769574,15.4,15.58,17.390432125820322,null,3739745.6943566063,490979.68442652223]
[3224,"ImeNgsld219",1,0.90687281768330041,7998.8549944003007,0,"gsld",15,1.0900000000000001,1.0900000000000001,1.0900000000000001,1.0900000000000001,1.1200000000000001,1.1200000000000001,1.1200000000000001,1.1200000000000001,1.1200000000000001,1.1200000000000001,1.0900000000000001,1.0900000000000001,479.93129966401801,0,3039.5613077179246,0,0,0,1,0,null,null,null,4.7824224066207792,null,1653.3061411508081,1,null,null,6.8320000000000007,5.3630000000000004,5.5847964346769574,15.4,15.58,17.390432125820322,null,0,0]
[3227,"IprTgsld219",1,0.90687281768330041,7998.8549944003007,0,"gsld",15,1.0900000000000001,1.0900000000000001,1.0900000000000001,1.0900000000000001,1.1200000000000001,1.1200000000000001,1.1200000000000001,1.1200000000000001,1.1200000000000001,1.1200000000000001,1.0900000000000001,1.0900000000000001,479.93129966401807,0,3039.5651361953683,0,0,0,1,0,null,null,null,4.7824284303177729,null,1653.3099696282518,1,null,null,6.8320000000000007,5.3630000000000004,5.5847964346769574,15.4,15.58,17.390432125820322,null,0,0]
[3234,"ItrNgsld219",1,0.90687281768330041,7998.8549944003007,0,"gsld",15,1.0900000000000001,1.0900000000000001,1.0900000000000001,1.0900000000000001,1.1200000000000001,1.1200000000000001,1.1200000000000001,1.1200000000000001,1.1200000000000001,1.1200000000000001,1.0900000000000001,1.0900000000000001,479.93129966401807,0,3039.5650495698383,0,0,0,1,0,null,null,null,4.7824282940218295,null,1653.3098830027213,1,null,null,6.8320000000000007,5.3630000000000004,5.5847964346769574,15.4,15.58,17.390432125820322,null,0,0]
[3246,"IluNgsld220",1,0.90687281768330041,7998.8549944003007,0,"gsld",15,1.0900000000000001,1.0900000000000001,1.0900000000000001,1.0900000000000001,1.1200000000000001,1.1200000000000001,1.1200000000000001,1.1200000000000001,1.1200000000000001,1.1200000000000001,1.0900000000000001,1.0900000000000001,479.93129966401807,0,80711.774676215879,0,0,0,1,0,null,null,null,126.99128611406957,null,79325.519509648759,1,null,null,6.8320000000000007,5.3630000000000004,5.5847964346769574,15.4,15.58,17.390432125820322,null,750751.94184705988,98563.90824833441]
[3258,"ItrNgsld220",1,0.90687281768330041,7998.8549944002998,0,"gsld",15,1.0900000000000001,1.0900000000000001,1.0900000000000001,1.0900000000000001,1.1200000000000001,1.1200000000000001,1.1200000000000001,1.1200000000000001,1.1200000000000001,1.1200000000000001,1.0900000000000001,1.0900000000000001,479.93129966401801,0,30508.278341936497,0,0,0,1,0,null,null,null,48.001490728095753,null,29122.023175369377,1,null,null,6.8320000000000007,5.3630000000000004,5.5847964346769574,15.4,15.58,17.390432125820322,null,223682.0219342949,29366.523158757394]
[3269,"IluTgsld221",1,0.90687281768330053,7998.8549944003007,0,"gsld",20,1.0900000000000001,1.0900000000000001,1.0900000000000001,1.0900000000000001,1.1200000000000001,1.1200000000000001,1.1200000000000001,1.1200000000000001,1.1200000000000001,1.1200000000000001,1.0900000000000001,1.0900000000000001,479.93129966401807,0,242.10285113254085,0,0,0,1,0,null,null,null,0.38092276573698486,null,-1144.1523154345759,0,null,null,6.8320000000000007,5.3630000000000004,5.5847964346769574,15.4,15.58,17.390432125820322,null,0,0]
[3278,"IstNgsld221",1,0.90687281768330041,7998.8549944002989,0,"gsld",20,1.0900000000000001,1.0900000000000001,1.0900000000000001,1.0900000000000001,1.1200000000000001,1.1200000000000001,1.1200000000000001,1.1200000000000001,1.1200000000000001,1.1200000000000001,1.0900000000000001,1.0900000000000001,479.93129966401801,0,463.88211007519681,0,0,0,1,0,null,null,null,0.72986854768189013,null,-922.37305649191978,0,null,null,6.8320000000000007,5.3630000000000004,5.5847964346769574,15.4,15.58,17.390432125820322,null,0,0]
[3285,"IagEgsld222",1,0.90687281768330041,7998.8549944002998,0,"gsld",15,1.0900000000000001,1.0900000000000001,1.0900000000000001,1.0900000000000001,1.1200000000000001,1.1200000000000001,1.1200000000000001,1.1200000000000001,1.1200000000000001,1.1200000000000001,1.0900000000000001,1.0900000000000001,402.20803144905244,0,19868.455777596628,0,0,0,1,0,null,null,null,31.260875658096822,null,18482.200611029508,1,null,null,6.8320000000000007,5.3630000000000004,5.5847964346769574,15.4,15.58,17.390432125820322,null,111978.01816208547,14701.248831676719]
[3297,"ImiEgsld222",1,0.90687281768330041,7998.8549944002998,0,"gsld",15,1.0900000000000001,1.0900000000000001,1.0900000000000001,1.0900000000000001,1.1200000000000001,1.1200000000000001,1.1200000000000001,1.1200000000000001,1.1200000000000001,1.1200000000000001,1.0900000000000001,1.0900000000000001,402.20803144905244,0,19868.455777596628,0,0,0,1,0,null,null,null,31.260875658096822,null,18482.200611029508,1,null,null,6.8320000000000007,5.3630000000000004,5.5847964346769574,15.4,15.58,17.390432125820322,null,111978.01816208547,14701.248831676719]
[3300,"IprNgsld222",1,0.90687281768330041,7998.8549944002998,0,"gsld",15,1.0900000000000001,1.0900000000000001,1.0900000000000001,1.0900000000000001,1.1200000000000001,1.1200000000000001,1.1200000000000001,1.1200000000000001,1.1200000000000001,1.1200000000000001,1.0900000000000001,1.0900000000000001,402.20803144905244,0,19868.455777596628,0,0,0,1,0,null,null,null,31.260875658096822,null,18482.200611029508,1,null,null,6.8320000000000007,5.3630000000000004,5.5847964346769574,15.4,15.58,17.390432125820322,null,111978.01816208547,14701.248831676719]
[3307,"IwaEgsld222",1,0.90687281768330041,7998.8549944002998,0,"gsld",15,1.0900000000000001,1.0900000000000001,1.0900000000000001,1.0900000000000001,1.1200000000000001,1.1200000000000001,1.1200000000000001,1.1200000000000001,1.1200000000000001,1.1200000000000001,1.0900000000000001,1.0900000000000001,402.20803144905244,0,19868.455777596628,0,0,0,1,0,null,null,null,31.260875658096822,null,18482.200611029508,1,null,null,6.8320000000000007,5.3630000000000004,5.5847964346769574,15.4,15.58,17.390432125820322,null,111978.01816208547,14701.248831676719]
[3319,"ImeTgsld223",1,0.9068728176833003,7998.8549944002998,0,"gsld",12,1.0900000000000001,1.0900000000000001,1.0900000000000001,1.0900000000000001,1.1200000000000001,1.1200000000000001,1.1200000000000001,1.1200000000000001,1.1200000000000001,1.1200000000000001,1.0900000000000001,1.0900000000000001,479.93129966401807,0,685.64946677409705,0,0,0,1,0,null,null,null,1.0787956027279229,null,-700.60569979301965,0,null,null,6.8320000000000007,5.3630000000000004,5.5847964346769574,15.4,15.58,17.390432125820322,null,0,0]
[3331,"IwaTgsld223",1,0.9068728176833003,7998.8549944002998,0,"gsld",12,1.0900000000000001,1.0900000000000001,1.0900000000000001,1.0900000000000001,1.1200000000000001,1.1200000000000001,1.1200000000000001,1.1200000000000001,1.1200000000000001,1.1200000000000001,1.0900000000000001,1.0900000000000001,479.93129966401807,0,685.64946677409705,0,0,0,1,0,null,null,null,1.0787956027279229,null,-700.60569979301965,0,null,null,6.8320000000000007,5.3630000000000004,5.5847964346769574,15.4,15.58,17.390432125820322,null,0,0]
[3338,"IcoNgsld224",1,0.9068728176833003,7998.8549944002998,0,"gsld",23,1.0900000000000001,1.0900000000000001,1.0900000000000001,1.0900000000000001,1.1200000000000001,1.1200000000000001,1.1200000000000001,1.1200000000000001,1.1200000000000001,1.1200000000000001,1.0900000000000001,1.0900000000000001,479.93129966401801,0,19691.909070919872,0,0,0,1,0,null,null,null,30.983098426335726,null,18305.653904352752,1,null,null,6.8320000000000007,5.3630000000000004,5.5847964346769574,15.4,15.58,17.390432125820322,null,67025.174249489064,10590.973380070052]
[3350,"IstNgsld224",1,0.9068728176833003,7998.8549944002998,0,"gsld",23,1.0900000000000001,1.0900000000000001,1.0900000000000001,1.0900000000000001,1.1200000000000001,1.1200000000000001,1.1200000000000001,1.1200000000000001,1.1200000000000001,1.1200000000000001,1.0900000000000001,1.0900000000000001,479.93129966401801,0,19691.909070919872,0,0,0,1,0,null,null,null,30.983098426335726,null,18305.653904352752,1,null,null,6.8320000000000007,5.3630000000000004,5.5847964346769574,15.4,15.58,17.390432125820322,null,67025.174249489064,10590.973380070052]
[3357,"IagTgsld225",1,0.9068728176833003,7998.8549944002998,0,"gsld",15,1.0900000000000001,1.0900000000000001,1.0900000000000001,1.0900000000000001,1.1200000000000001,1.1200000000000001,1.1200000000000001,1.1200000000000001,1.1200000000000001,1.1200000000000001,1.0900000000000001,1.0900000000000001,479.93129966401807,0,6018.5226708693681,0,0,0,1,0,null,null,null,9.469497326089769,null,4632.2675043022518,1,null,null,6.8320000000000007,5.3630000000000004,5.5847964346769574,15.4,15.58,17.390432125820322,null,0,0]
[3369,"ImiTgsld225",1,0.9068728176833003,7998.8549944002998,0,"gsld",15,1.0900000000000001,1.0900000000000001,1.0900000000000001,1.0900000000000001,1.1200000000000001,1.1200000000000001,1.1200000000000001,1.1200000000000001,1.1200000000000001,1.1200000000000001,1.0900000000000001,1.0900000000000001,479.93129966401807,0,6018.5226708693681,0,0,0,1,0,null,null,null,9.469497326089769,null,4632.2675043022518,1,null,null,6.8320000000000007,5.3630000000000004,5.5847964346769574,15.4,15.58,17.390432125820322,null,0,0]
[3372,"IprNgsld225",1,0.9068728176833003,7998.8549944002998,0,"gsld",15,1.0900000000000001,1.0900000000000001,1.0900000000000001,1.0900000000000001,1.1200000000000001,1.1200000000000001,1.1200000000000001,1.1200000000000001,1.1200000000000001,1.1200000000000001,1.0900000000000001,1.0900000000000001,479.93129966401807,0,6018.5226708693681,0,0,0,1,0,null,null,null,9.469497326089769,null,4632.2675043022518,1,null,null,6.8320000000000007,5.3630000000000004,5.5847964346769574,15.4,15.58,17.390432125820322,null,0,0]
[3379,"IwaTgsld225",1,0.9068728176833003,7998.8549944002998,0,"gsld",15,1.0900000000000001,1.0900000000000001,1.0900000000000001,1.0900000000000001,1.1200000000000001,1.1200000000000001,1.1200000000000001,1.1200000000000001,1.1200000000000001,1.1200000000000001,1.0900000000000001,1.0900000000000001,479.93129966401807,0,6018.5226708693681,0,0,0,1,0,null,null,null,9.469497326089769,null,4632.2675043022518,1,null,null,6.8320000000000007,5.3630000000000004,5.5847964346769574,15.4,15.58,17.390432125820322,null,0,0]
[3391,"ImeTgsld226",1,0.90687281768330041,7998.8549944002998,0,"gsld",15,1.0900000000000001,1.0900000000000001,1.0900000000000001,1.0900000000000001,1.1200000000000001,1.1200000000000001,1.1200000000000001,1.1200000000000001,1.1200000000000001,1.1200000000000001,1.0900000000000001,1.0900000000000001,479.93129966401807,0,15612.366589517347,0,0,0,1,0,null,null,null,24.564377631896878,null,14226.111422950231,1,null,null,6.8320000000000007,5.3630000000000004,5.5847964346769574,15.4,15.58,17.390432125820322,null,67294.74547818533,8834.9196974279548]
[3403,"IwaTgsld226",1,0.90687281768330041,7998.8549944002998,0,"gsld",15,1.0900000000000001,1.0900000000000001,1.0900000000000001,1.0900000000000001,1.1200000000000001,1.1200000000000001,1.1200000000000001,1.1200000000000001,1.1200000000000001,1.1200000000000001,1.0900000000000001,1.0900000000000001,479.93129966401807,0,15612.366589517347,0,0,0,1,0,null,null,null,24.564377631896878,null,14226.111422950231,1,null,null,6.8320000000000007,5.3630000000000004,5.5847964346769574,15.4,15.58,17.390432125820322,null,67294.74547818533,8834.9196974279548]
[3410,"IcoNgsld227",1,0.9068728176833003,7998.8549944002998,0,"gsld",15,1.0900000000000001,1.0900000000000001,1.0900000000000001,1.0900000000000001,1.1200000000000001,1.1200000000000001,1.1200000000000001,1.1200000000000001,1.1200000000000001,1.1200000000000001,1.0900000000000001,1.0900000000000001,479.93129966401801,0,16149.258244283819,0,0,0,1,0,null,null,null,25.409118836215818,null,14763.003077716703,1,null,null,6.8320000000000007,5.3630000000000004,5.5847964346769574,15.4,15.58,17.390432125820322,null,72931.393251042202,9574.9378085302524]
[3422,"IstNgsld227",1,0.9068728176833003,7998.8549944002998,0,"gsld",15,1.0900000000000001,1.0900000000000001,1.0900000000000001,1.0900000000000001,1.1200000000000001,1.1200000000000001,1.1200000000000001,1.1200000000000001,1.1200000000000001,1.1200000000000001,1.0900000000000001,1.0900000000000001,479.93129966401801,0,16149.258244283819,0,0,0,1,0,null,null,null,25.409118836215818,null,14763.003077716703,1,null,null,6.8320000000000007,5.3630000000000004,5.5847964346769574,15.4,15.58,17.390432125820322,null,72931.393251042202,9574.9378085302524]
[3429,"IagTgsld228",1,0.90687281768330041,7998.8549944002998,0,"gsld",15,1.0900000000000001,1.0900000000000001,1.0900000000000001,1.0900000000000001,1.1200000000000001,1.1200000000000001,1.1200000000000001,1.1200000000000001,1.1200000000000001,1.1200000000000001,1.0900000000000001,1.0900000000000001,479.93129966401807,0,10497.956254923547,0,0,0,1,0,null,null,null,16.517403708815174,null,9111.7010883564308,1,null,null,6.8320000000000007,5.3630000000000004,5.5847964346769574,15.4,15.58,17.390432125820322,null,13600.24079082378,1785.5336906142693]
[3441,"ImiTgsld228",1,0.90687281768330041,7998.8549944002998,0,"gsld",15,1.0900000000000001,1.0900000000000001,1.0900000000000001,1.0900000000000001,1.1200000000000001,1.1200000000000001,1.1200000000000001,1.1200000000000001,1.1200000000000001,1.1200000000000001,1.0900000000000001,1.0900000000000001,479.93129966401807,0,10497.956254923547,0,0,0,1,0,null,null,null,16.517403708815174,null,9111.7010883564308,1,null,null,6.8320000000000007,5.3630000000000004,5.5847964346769574,15.4,15.58,17.390432125820322,null,13600.24079082378,1785.5336906142693]
[3444,"IprNgsld228",1,0.90687281768330041,7998.8549944002998,0,"gsld",15,1.0900000000000001,1.0900000000000001,1.0900000000000001,1.0900000000000001,1.1200000000000001,1.1200000000000001,1.1200000000000001,1.1200000000000001,1.1200000000000001,1.1200000000000001,1.0900000000000001,1.0900000000000001,479.93129966401807,0,10497.956254923547,0,0,0,1,0,null,null,null,16.517403708815174,null,9111.7010883564308,1,null,null,6.8320000000000007,5.3630000000000004,5.5847964346769574,15.4,15.58,17.390432125820322,null,13600.24079082378,1785.5336906142693]
[3451,"IwaTgsld228",1,0.90687281768330041,7998.8549944002998,0,"gsld",15,1.0900000000000001,1.0900000000000001,1.0900000000000001,1.0900000000000001,1.1200000000000001,1.1200000000000001,1.1200000000000001,1.1200000000000001,1.1200000000000001,1.1200000000000001,1.0900000000000001,1.0900000000000001,479.93129966401807,0,10497.956254923547,0,0,0,1,0,null,null,null,16.517403708815174,null,9111.7010883564308,1,null,null,6.8320000000000007,5.3630000000000004,5.5847964346769574,15.4,15.58,17.390432125820322,null,13600.24079082378,1785.5336906142693]
[3463,"ImeTgsld229",1,0.9068728176833003,7998.8549944002998,0,"gsld",15,1.0900000000000001,1.0900000000000001,1.0900000000000001,1.0900000000000001,1.1200000000000001,1.1200000000000001,1.1200000000000001,1.1200000000000001,1.1200000000000001,1.1200000000000001,1.0900000000000001,1.0900000000000001,479.93129966401801,0,10723.569347485598,0,0,0,1,0,null,null,null,16.872381615118975,null,9337.3141809184817,1,null,null,6.8320000000000007,5.3630000000000004,5.5847964346769574,15.4,15.58,17.390432125820322,null,15968.880187647534,2096.5050556799979]
[3470,"IstNgsld229",1,0.9068728176833003,7998.8549944002998,0,"gsld",15,1.0900000000000001,1.0900000000000001,1.0900000000000001,1.0900000000000001,1.1200000000000001,1.1200000000000001,1.1200000000000001,1.1200000000000001,1.1200000000000001,1.1200000000000001,1.0900000000000001,1.0900000000000001,479.93129966401801,0,10723.569347485598,0,0,0,1,0,null,null,null,16.872381615118975,null,9337.3141809184817,1,null,null,6.8320000000000007,5.3630000000000004,5.5847964346769574,15.4,15.58,17.390432125820322,null,15968.880187647534,2096.5050556799979]
[3482,"IcoNgsld230",1,0.9068728176833003,7998.8549944002998,0,"gsld",15,1.0900000000000001,1.0900000000000001,1.0900000000000001,1.0900000000000001,1.1200000000000001,1.1200000000000001,1.1200000000000001,1.1200000000000001,1.1200000000000001,1.1200000000000001,1.0900000000000001,1.0900000000000001,479.93129966401796,0,7274.3113702824103,0,0,0,1,0,null,null,null,11.445345616698237,null,5888.056203715294,1,null,null,6.8320000000000007,5.3630000000000004,5.5847964346769574,15.4,15.58,17.390432125820322,null,0,0]
[3494,"IstNgsld230",1,0.9068728176833003,7998.8549944002998,0,"gsld",15,1.0900000000000001,1.0900000000000001,1.0900000000000001,1.0900000000000001,1.1200000000000001,1.1200000000000001,1.1200000000000001,1.1200000000000001,1.1200000000000001,1.1200000000000001,1.0900000000000001,1.0900000000000001,479.93129966401796,0,7274.3113702824103,0,0,0,1,0,null,null,null,11.445345616698237,null,5888.056203715294,1,null,null,6.8320000000000007,5.3630000000000004,5.5847964346769574,15.4,15.58,17.390432125820322,null,0,0]
[3501,"IagTgsld231",1,0.90687281768330041,7998.8549944003007,0,"gsld",15,1.0900000000000001,1.0900000000000001,1.0900000000000001,1.0900000000000001,1.1200000000000001,1.1200000000000001,1.1200000000000001,1.1200000000000001,1.1200000000000001,1.1200000000000001,1.0900000000000001,1.0900000000000001,479.93129966401801,0,8021.3883601754496,0,0,0,1,0,null,null,null,12.620790812313563,null,6635.1331936083334,1,null,null,6.8320000000000007,5.3630000000000004,5.5847964346769574,15.4,15.58,17.390432125820322,null,0,0]
[3513,"ImiTgsld231",1,0.90687281768330041,7998.8549944003007,0,"gsld",15,1.0900000000000001,1.0900000000000001,1.0900000000000001,1.0900000000000001,1.1200000000000001,1.1200000000000001,1.1200000000000001,1.1200000000000001,1.1200000000000001,1.1200000000000001,1.0900000000000001,1.0900000000000001,479.93129966401801,0,8021.3883601754496,0,0,0,1,0,null,null,null,12.620790812313563,null,6635.1331936083334,1,null,null,6.8320000000000007,5.3630000000000004,5.5847964346769574,15.4,15.58,17.390432125820322,null,0,0]
[3516,"IprNgsld231",1,0.90687281768330041,7998.8549944003007,0,"gsld",15,1.0900000000000001,1.0900000000000001,1.0900000000000001,1.0900000000000001,1.1200000000000001,1.1200000000000001,1.1200000000000001,1.1200000000000001,1.1200000000000001,1.1200000000000001,1.0900000000000001,1.0900000000000001,479.93129966401801,0,8021.3883601754496,0,0,0,1,0,null,null,null,12.620790812313563,null,6635.1331936083334,1,null,null,6.8320000000000007,5.3630000000000004,5.5847964346769574,15.4,15.58,17.390432125820322,null,0,0]
[3523,"IwaTgsld231",1,0.90687281768330041,7998.8549944003007,0,"gsld",15,1.0900000000000001,1.0900000000000001,1.0900000000000001,1.0900000000000001,1.1200000000000001,1.1200000000000001,1.1200000000000001,1.1200000000000001,1.1200000000000001,1.1200000000000001,1.0900000000000001,1.0900000000000001,479.93129966401801,0,8021.3883601754496,0,0,0,1,0,null,null,null,12.620790812313563,null,6635.1331936083334,1,null,null,6.8320000000000007,5.3630000000000004,5.5847964346769574,15.4,15.58,17.390432125820322,null,0,0]
[3535,"ImeTgsld232",1,0.90687281768330041,7998.8549944002998,0,"gsld",23,1.0900000000000001,1.0900000000000001,1.0900000000000001,1.0900000000000001,1.1200000000000001,1.1200000000000001,1.1200000000000001,1.1200000000000001,1.1200000000000001,1.1200000000000001,1.0900000000000001,1.0900000000000001,479.93129966401807,0,7236.4418832826259,0,0,0,1,0,null,null,null,11.385762056828877,null,5850.1867167155096,1,null,null,6.8320000000000007,5.3630000000000004,5.5847964346769574,15.4,15.58,17.390432125820322,null,0,0]
[3542,"IstNgsld232",1,0.90687281768330041,7998.8549944002998,0,"gsld",23,1.0900000000000001,1.0900000000000001,1.0900000000000001,1.0900000000000001,1.1200000000000001,1.1200000000000001,1.1200000000000001,1.1200000000000001,1.1200000000000001,1.1200000000000001,1.0900000000000001,1.0900000000000001,479.93129966401807,0,7236.4418832826259,0,0,0,1,0,null,null,null,11.385762056828877,null,5850.1867167155096,1,null,null,6.8320000000000007,5.3630000000000004,5.5847964346769574,15.4,15.58,17.390432125820322,null,0,0]
[3554,"IcoNgsld233",1,0.9068728176833003,7998.8549944002998,0,"gsld",23,1.0900000000000001,1.0900000000000001,1.0900000000000001,1.0900000000000001,1.1200000000000001,1.1200000000000001,1.1200000000000001,1.1200000000000001,1.1200000000000001,1.1200000000000001,1.0900000000000001,1.0900000000000001,479.93129966401801,0,5790.3991966042522,0,0,0,1,0,null,null,null,9.1105696045032722,null,4404.144030037136,1,null,null,6.8320000000000007,5.3630000000000004,5.5847964346769574,15.4,15.58,17.390432125820322,null,0,0]
[3566,"IstNgsld233",1,0.9068728176833003,7998.8549944002998,0,"gsld",23,1.0900000000000001,1.0900000000000001,1.0900000000000001,1.0900000000000001,1.1200000000000001,1.1200000000000001,1.1200000000000001,1.1200000000000001,1.1200000000000001,1.1200000000000001,1.0900000000000001,1.0900000000000001,479.93129966401801,0,5790.3991966042522,0,0,0,1,0,null,null,null,9.1105696045032722,null,4404.144030037136,1,null,null,6.8320000000000007,5.3630000000000004,5.5847964346769574,15.4,15.58,17.390432125820322,null,0,0]
[3573,"IagTgsld234",1,0.90687281768330053,7998.8549944003007,0,"gsld",23,1.0900000000000001,1.0900000000000001,1.0900000000000001,1.0900000000000001,1.1200000000000001,1.1200000000000001,1.1200000000000001,1.1200000000000001,1.1200000000000001,1.1200000000000001,1.0900000000000001,1.0900000000000001,479.93129966401807,0,13761.605684288319,0,0,0,1,0,null,null,null,21.652404644219121,null,12375.350517721203,1,null,null,6.8320000000000007,5.3630000000000004,5.5847964346769574,15.4,15.58,17.390432125820322,null,17744.432906215632,2803.8840429512416]
[3585,"ImiTgsld234",1,0.90687281768330053,7998.8549944003007,0,"gsld",23,1.0900000000000001,1.0900000000000001,1.0900000000000001,1.0900000000000001,1.1200000000000001,1.1200000000000001,1.1200000000000001,1.1200000000000001,1.1200000000000001,1.1200000000000001,1.0900000000000001,1.0900000000000001,479.93129966401807,0,13761.605684288319,0,0,0,1,0,null,null,null,21.652404644219121,null,12375.350517721203,1,null,null,6.8320000000000007,5.3630000000000004,5.5847964346769574,15.4,15.58,17.390432125820322,null,17744.432906215632,2803.8840429512416]
[3592,"IteNgsld234",1,0.90687281768330053,7998.8549944003007,0,"gsld",23,1.0900000000000001,1.0900000000000001,1.0900000000000001,1.0900000000000001,1.1200000000000001,1.1200000000000001,1.1200000000000001,1.1200000000000001,1.1200000000000001,1.1200000000000001,1.0900000000000001,1.0900000000000001,479.93129966401807,0,13761.605684288319,0,0,0,1,0,null,null,null,21.652404644219121,null,12375.350517721203,1,null,null,6.8320000000000007,5.3630000000000004,5.5847964346769574,15.4,15.58,17.390432125820322,null,17744.432906215632,2803.8840429512416]
[3595,"IwaTgsld234",1,0.90687281768330053,7998.8549944003007,0,"gsld",23,1.0900000000000001,1.0900000000000001,1.0900000000000001,1.0900000000000001,1.1200000000000001,1.1200000000000001,1.1200000000000001,1.1200000000000001,1.1200000000000001,1.1200000000000001,1.0900000000000001,1.0900000000000001,479.93129966401807,0,13761.605684288319,0,0,0,1,0,null,null,null,21.652404644219121,null,12375.350517721203,1,null,null,6.8320000000000007,5.3630000000000004,5.5847964346769574,15.4,15.58,17.390432125820322,null,17744.432906215632,2803.8840429512416]
[3607,"ImeTgsld235",1,0.9068728176833003,7998.8549944002989,0,"gsld",23,1.0900000000000001,1.0900000000000001,1.0900000000000001,1.0900000000000001,1.1200000000000001,1.1200000000000001,1.1200000000000001,1.1200000000000001,1.1200000000000001,1.1200000000000001,1.0900000000000001,1.0900000000000001,479.93129966401796,0,27875.152078438859,0,0,0,1,0,null,null,null,43.858550097144224,null,26488.89691187174,1,null,null,6.8320000000000007,5.3630000000000004,5.5847964346769574,15.4,15.58,17.390432125820322,null,135027.83042172913,21336.403427195088]
[3616,"IteNgsld235",1,0.9068728176833003,7998.8549944002989,0,"gsld",23,1.0900000000000001,1.0900000000000001,1.0900000000000001,1.0900000000000001,1.1200000000000001,1.1200000000000001,1.1200000000000001,1.1200000000000001,1.1200000000000001,1.1200000000000001,1.0900000000000001,1.0900000000000001,479.93129966401796,0,27875.152078438859,0,0,0,1,0,null,null,null,43.858550097144224,null,26488.89691187174,1,null,null,6.8320000000000007,5.3630000000000004,5.5847964346769574,15.4,15.58,17.390432125820322,null,135027.83042172913,21336.403427195088]
[3627,"IelTgsld236",1,0.90687281768330041,7998.8549944002998,0,"gsld",7,1.0900000000000001,1.0900000000000001,1.0900000000000001,1.0900000000000001,1.1200000000000001,1.1200000000000001,1.1200000000000001,1.1200000000000001,1.1200000000000001,1.1200000000000001,1.0900000000000001,1.0900000000000001,479.93129966401807,0,2427.3700080340536,0,0,0,1,0,null,null,null,3.8192053195653539,null,1041.1148414669372,1,null,null,6.8320000000000007,5.3630000000000004,5.5847964346769574,15.4,15.58,17.390432125820322,null,0,0]
[3639,"IteTgsld236",1,0.90687281768330041,7998.8549944002998,0,"gsld",7,1.0900000000000001,1.0900000000000001,1.0900000000000001,1.0900000000000001,1.1200000000000001,1.1200000000000001,1.1200000000000001,1.1200000000000001,1.1200000000000001,1.1200000000000001,1.0900000000000001,1.0900000000000001,479.93129966401807,0,2427.3700080340536,0,0,0,1,0,null,null,null,3.8192053195653539,null,1041.1148414669372,1,null,null,6.8320000000000007,5.3630000000000004,5.5847964346769574,15.4,15.58,17.390432125820322,null,0,0]
[3646,"IagNgsld237",1,0.9068728176833003,7998.8549944002998,0,"gsld",8,1.0900000000000001,1.0900000000000001,1.0900000000000001,1.0900000000000001,1.1200000000000001,1.1200000000000001,1.1200000000000001,1.1200000000000001,1.1200000000000001,1.1200000000000001,1.0900000000000001,1.0900000000000001,479.93129966401801,0,2072.3913623491239,0,0,0,1,0,null,null,null,3.260684645978384,null,686.13619578200723,1,null,null,6.8320000000000007,5.3630000000000004,5.5847964346769574,15.4,15.58,17.390432125820322,null,0,0]
[3658,"ImiNgsld237",1,0.9068728176833003,7998.8549944002998,0,"gsld",8,1.0900000000000001,1.0900000000000001,1.0900000000000001,1.0900000000000001,1.1200000000000001,1.1200000000000001,1.1200000000000001,1.1200000000000001,1.1200000000000001,1.1200000000000001,1.0900000000000001,1.0900000000000001,479.93129966401801,0,2072.3913623491239,0,0,0,1,0,null,null,null,3.260684645978384,null,686.13619578200723,1,null,null,6.8320000000000007,5.3630000000000004,5.5847964346769574,15.4,15.58,17.390432125820322,null,0,0]
[3665,"ItrTgsld237",1,0.9068728176833003,7998.8549944002998,0,"gsld",8,1.0900000000000001,1.0900000000000001,1.0900000000000001,1.0900000000000001,1.1200000000000001,1.1200000000000001,1.1200000000000001,1.1200000000000001,1.1200000000000001,1.1200000000000001,1.0900000000000001,1.0900000000000001,479.93129966401801,0,2072.3913623491239,0,0,0,1,0,null,null,null,3.260684645978384,null,686.13619578200723,1,null,null,6.8320000000000007,5.3630000000000004,5.5847964346769574,15.4,15.58,17.390432125820322,null,0,0]
[3668,"IwaNgsld237",1,0.9068728176833003,7998.8549944002998,0,"gsld",8,1.0900000000000001,1.0900000000000001,1.0900000000000001,1.0900000000000001,1.1200000000000001,1.1200000000000001,1.1200000000000001,1.1200000000000001,1.1200000000000001,1.1200000000000001,1.0900000000000001,1.0900000000000001,479.93129966401801,0,2072.3913623491239,0,0,0,1,0,null,null,null,3.260684645978384,null,686.13619578200723,1,null,null,6.8320000000000007,5.3630000000000004,5.5847964346769574,15.4,15.58,17.390432125820322,null,0,0]
[3680,"ImeNgsld238",1,0,-309.19999999998203,0,"gsld",30,1.0900000000000001,1.0900000000000001,1.0900000000000001,1.0900000000000001,1.1200000000000001,1.1200000000000001,1.1200000000000001,1.1200000000000001,1.1200000000000001,1.1200000000000001,1.0900000000000001,1.0900000000000001,15.547565671724453,0,2781.66,0,0,0,1,0,null,null,null,14.639668253831474,null,2408.5721399999975,1,null,null,6.8320000000000007,5.3630000000000004,5.5847964346769574,15.4,15.58,17.390432125820322,null,5198.1291183961439,894.74449993589292]
[3687,"IteEgsld238",1,0,-309.19999999995298,0,"gsld",30,1.0900000000000001,1.0900000000000001,1.0900000000000001,1.0900000000000001,1.1200000000000001,1.1200000000000001,1.1200000000000001,1.1200000000000001,1.1200000000000001,1.1200000000000001,1.0900000000000001,1.0900000000000001,15.547565671722991,0,2781.66,0,0,0,1,0,null,null,null,14.639668253831355,null,2408.5721399999939,1,null,null,6.8320000000000007,5.3630000000000004,5.5847964346769574,15.4,15.58,17.390432125820322,null,5198.1291183961439,894.74449993589292]
[3699,"IelEgsld239",1,0.90687281768330053,7998.8549944003007,0,"gsld",10,1.0900000000000001,1.0900000000000001,1.0900000000000001,1.0900000000000001,1.1200000000000001,1.1200000000000001,1.1200000000000001,1.1200000000000001,1.1200000000000001,1.1200000000000001,1.0900000000000001,1.0900000000000001,402.20803144905244,0,3049.2872630586889,0,0,0,1,0,null,null,null,4.7977251500230453,null,1663.032096491572,1,null,null,6.8320000000000007,5.3630000000000004,5.5847964346769574,15.4,15.58,17.390432125820322,null,0,0]
[3711,"IteEgsld239",1,0.9068728176833003,7998.8549944002989,0,"gsld",10,1.0900000000000001,1.0900000000000001,1.0900000000000001,1.0900000000000001,1.1200000000000001,1.1200000000000001,1.1200000000000001,1.1200000000000001,1.1200000000000001,1.1200000000000001,1.0900000000000001,1.0900000000000001,402.20803144905238,0,3049.2872630586776,0,0,0,1,0,null,null,null,4.7977251500230285,null,1663.0320964915611,1,null,null,6.8320000000000007,5.3630000000000004,5.5847964346769574,15.4,15.58,17.390432125820322,null,0,0]
[3718,"IagNgsld240",1,0.9068728176833003,7998.8549944002998,0,"gsld",15,1.0900000000000001,1.0900000000000001,1.0900000000000001,1.0900000000000001,1.1200000000000001,1.1200000000000001,1.1200000000000001,1.1200000000000001,1.1200000000000001,1.1200000000000001,1.0900000000000001,1.0900000000000001,479.93129966401801,0,3006.1421895470326,0,0,0,1,0,null,null,null,4.7298410228716969,null,1619.8870229799163,1,null,null,6.8320000000000007,5.3630000000000004,5.5847964346769574,15.4,15.58,17.390432125820322,null,0,0]
[3730,"ImiNgsld240",1,0.9068728176833003,7998.8549944002998,0,"gsld",15,1.0900000000000001,1.0900000000000001,1.0900000000000001,1.0900000000000001,1.1200000000000001,1.1200000000000001,1.1200000000000001,1.1200000000000001,1.1200000000000001,1.1200000000000001,1.0900000000000001,1.0900000000000001,479.93129966401801,0,3006.1421895470326,0,0,0,1,0,null,null,null,4.7298410228716969,null,1619.8870229799163,1,null,null,6.8320000000000007,5.3630000000000004,5.5847964346769574,15.4,15.58,17.390432125820322,null,0,0]
[3737,"ItrTgsld240",1,0.9068728176833003,7998.8549944002998,0,"gsld",15,1.0900000000000001,1.0900000000000001,1.0900000000000001,1.0900000000000001,1.1200000000000001,1.1200000000000001,1.1200000000000001,1.1200000000000001,1.1200000000000001,1.1200000000000001,1.0900000000000001,1.0900000000000001,479.93129966401801,0,3006.1421895470326,0,0,0,1,0,null,null,null,4.7298410228716969,null,1619.8870229799163,1,null,null,6.8320000000000007,5.3630000000000004,5.5847964346769574,15.4,15.58,17.390432125820322,null,0,0]
[3740,"IwaNgsld240",1,0.9068728176833003,7998.8549944002998,0,"gsld",15,1.0900000000000001,1.0900000000000001,1.0900000000000001,1.0900000000000001,1.1200000000000001,1.1200000000000001,1.1200000000000001,1.1200000000000001,1.1200000000000001,1.1200000000000001,1.0900000000000001,1.0900000000000001,479.93129966401801,0,3006.1421895470326,0,0,0,1,0,null,null,null,4.7298410228716969,null,1619.8870229799163,1,null,null,6.8320000000000007,5.3630000000000004,5.5847964346769574,15.4,15.58,17.390432125820322,null,0,0]
[3752,"ImeNgsld241",1,0.90687281768330041,7998.8549944002998,0,"gsld",3,1.0900000000000001,1.0900000000000001,1.0900000000000001,1.0900000000000001,1.1200000000000001,1.1200000000000001,1.1200000000000001,1.1200000000000001,1.1200000000000001,1.1200000000000001,1.0900000000000001,1.0900000000000001,402.20803144905244,0,3717.9272882339042,0,0,0,1,0,null,null,null,5.8497582280339815,null,2331.6721216667875,1,null,null,6.8320000000000007,5.3630000000000004,5.5847964346769574,15.4,15.58,17.390432125820322,null,47252.651773278107,4180.8422993276226]
[3759,"IteEgsld241",1,0.90687281768330041,7998.8549944002998,0,"gsld",3,1.0900000000000001,1.0900000000000001,1.0900000000000001,1.0900000000000001,1.1200000000000001,1.1200000000000001,1.1200000000000001,1.1200000000000001,1.1200000000000001,1.1200000000000001,1.0900000000000001,1.0900000000000001,402.20803144905244,0,3717.9272882339042,0,0,0,1,0,null,null,null,5.8497582280339815,null,2331.6721216667875,1,null,null,6.8320000000000007,5.3630000000000004,5.5847964346769574,15.4,15.58,17.390432125820322,null,47252.651773278107,4180.8422993276226]
[3771,"IelEgsld242",1,0.90687281768330041,7998.8549944003007,0,"gsld",10,1.0900000000000001,1.0900000000000001,1.0900000000000001,1.0900000000000001,1.1200000000000001,1.1200000000000001,1.1200000000000001,1.1200000000000001,1.1200000000000001,1.1200000000000001,1.0900000000000001,1.0900000000000001,402.2080314490525,0,8229.0786594083929,0,0,0,1,0,null,null,null,12.947569133305922,null,6842.8234928412767,1,null,null,6.8320000000000007,5.3630000000000004,5.5847964346769574,15.4,15.58,17.390432125820322,null,18520.938672368939,1909.0868352298307]
[3778,"ImiNgsld242",1,0.90687281768330041,7998.8549944002998,0,"gsld",10,1.0900000000000001,1.0900000000000001,1.0900000000000001,1.0900000000000001,1.1200000000000001,1.1200000000000001,1.1200000000000001,1.1200000000000001,1.1200000000000001,1.1200000000000001,1.0900000000000001,1.0900000000000001,402.20803144905244,0,14911.65633557175,0,0,0,1,0,null,null,null,23.461885502355223,null,13525.401169004634,1,null,null,6.8320000000000007,5.3630000000000004,5.5847964346769574,15.4,15.58,17.390432125820322,null,112018.6855758951,11546.574486083427]
[3790,"IchEgsld243",1,0.90687281768330041,7998.8549944003007,0,"gsld",5,1.0900000000000001,1.0900000000000001,1.0900000000000001,1.0900000000000001,1.1200000000000001,1.1200000000000001,1.1200000000000001,1.1200000000000001,1.1200000000000001,1.1200000000000001,1.0900000000000001,1.0900000000000001,402.2080314490525,0,2400.9370673248841,0,0,0,1,0,null,null,null,3.7776159337551616,null,1014.6819007577675,1,null,null,6.8320000000000007,5.3630000000000004,5.5847964346769574,15.4,15.58,17.390432125820322,null,0,0]
[3802,"IagNgsld301",1,0.90220510041481305,7979.8295151838056,0,"gsld",8,1,1,1,1,1,1,1,1,1,1,1,1,478.78977091102837,0,5125.2136451669458,0,0,0,1,0,null,null,null,8.3347885473600378,null,3780.3134357902809,1,null,null,6.8320000000000007,5.3630000000000004,5.5847964346769574,15.4,15.58,17.390432125820322,null,0,0]
[3809,"IluEgsld301",1,0.90220510041481305,7979.8295151838056,0,"gsld",8,1,1,1,1,1,1,1,1,1,1,1,1,478.78977091102837,0,5125.2136451669458,0,0,0,1,0,null,null,null,8.3347885473600378,null,3780.3134357902809,1,null,null,6.8320000000000007,5.3630000000000004,5.5847964346769574,15.4,15.58,17.390432125820322,null,0,0]
[3812,"ImeNgsld301",1,0.90220510041481305,7979.8295151838056,0,"gsld",8,1,1,1,1,1,1,1,1,1,1,1,1,478.78977091102837,0,5125.2136451669458,0,0,0,1,0,null,null,null,8.3347885473600378,null,3780.3134357902809,1,null,null,6.8320000000000007,5.3630000000000004,5.5847964346769574,15.4,15.58,17.390432125820322,null,0,0]
[3824,"IwaNgsld301",1,0.90687281768330041,7998.8549944002998,0,"gsld",8,1,1,1,1,1,1,1,1,1,1,1,1,479.93129966401807,0,5137.4331600702008,0,0,0,1,0,null,null,null,8.3408203602424944,null,3790.212793503084,1,null,null,6.8320000000000007,5.3630000000000004,5.5847964346769574,15.4,15.58,17.390432125820322,null,0,0]
[3831,"IelEgsld302",1,0.90220510041481317,7979.8295151838065,0,"gsld",10,1,1,1,1,1,1,1,1,1,1,1,1,478.78977091102837,0,1042.6253439113173,0,0,0,1,0,null,null,null,1.6955511276713424,null,-302.27486546534806,0,null,null,6.8320000000000007,5.3630000000000004,5.5847964346769574,15.4,15.58,17.390432125820322,null,0,0]
[3843,"IteEgsld302",1,0.90220510041481317,7979.8295151838065,0,"gsld",10,1,1,1,1,1,1,1,1,1,1,1,1,478.78977091102837,0,1042.6253439113173,0,0,0,1,0,null,null,null,1.6955511276713424,null,-302.27486546534806,0,null,null,6.8320000000000007,5.3630000000000004,5.5847964346769574,15.4,15.58,17.390432125820322,null,0,0]
[3850,"IagNgsld303",1,0.90220510041481317,7979.8295151838056,0,"gsld",10,1,1,1,1,1,1,1,1,1,1,1,1,478.78977091102843,0,1390.2142012515342,0,0,0,1,0,null,null,null,2.2608113934714105,null,45.313991874869004,1,null,null,6.8320000000000007,5.3630000000000004,5.5847964346769574,15.4,15.58,17.390432125820322,null,0,0]
[3862,"ImiNgsld303",1,0.90220510041481317,7979.8295151838056,0,"gsld",10,1,1,1,1,1,1,1,1,1,1,1,1,478.78977091102843,0,1390.2142012515342,0,0,0,1,0,null,null,null,2.2608113934714105,null,45.313991874869004,1,null,null,6.8320000000000007,5.3630000000000004,5.5847964346769574,15.4,15.58,17.390432125820322,null,0,0]
[3874,"IagNgsld304",1,0.90220510041481317,7979.8295151838056,0,"gsld",13,1,1,1,1,1,1,1,1,1,1,1,1,478.78977091102837,0,3847.7867208917737,0,0,0,1,0,null,null,null,6.2573954793504312,null,2502.8865115151084,1,null,null,6.8320000000000007,5.3630000000000004,5.5847964346769574,15.4,15.58,17.390432125820322,null,0,0]
[3881,"IluTgsld304",1,0.90220510041481317,7979.8295151838056,0,"gsld",13,1,1,1,1,1,1,1,1,1,1,1,1,478.78977091102837,0,3847.7867208917737,0,0,0,1,0,null,null,null,6.2573954793504312,null,2502.8865115151084,1,null,null,6.8320000000000007,5.3630000000000004,5.5847964346769574,15.4,15.58,17.390432125820322,null,0,0]
[3884,"ImeNgsld304",1,0.90220510041481317,7979.8295151838056,0,"gsld",13,1,1,1,1,1,1,1,1,1,1,1,1,478.78977091102837,0,3847.7867208917737,0,0,0,1,0,null,null,null,6.2573954793504312,null,2502.8865115151084,1,null,null,6.8320000000000007,5.3630000000000004,5.5847964346769574,15.4,15.58,17.390432125820322,null,0,0]
[3900,"IchNgsld305",1,0.90220510041481317,7979.8295151838056,0,"gsld",11,1,1,1,1,1,1,1,1,1,1,1,1,478.78977091102837,0,4806.1690957553164,0,0,0,1,0,null,null,null,7.8159479602868966,null,3461.2688863786516,1,null,null,6.8320000000000007,5.3630000000000004,5.5847964346769574,15.4,15.58,17.390432125820322,null,0,0]
[3903,"IelTgsld305",1,0.90220510041481317,7979.8295151838056,0,"gsld",11,1,1,1,1,1,1,1,1,1,1,1,1,478.78977091102837,0,4806.1690957553164,0,0,0,1,0,null,null,null,7.8159479602868966,null,3461.2688863786516,1,null,null,6.8320000000000007,5.3630000000000004,5.5847964346769574,15.4,15.58,17.390432125820322,null,0,0]
[3915,"IteTgsld305",1,0.90220510041481317,7979.8295151838056,0,"gsld",11,1,1,1,1,1,1,1,1,1,1,1,1,478.78977091102837,0,4806.1690957553164,0,0,0,1,0,null,null,null,7.8159479602868966,null,3461.2688863786516,1,null,null,6.8320000000000007,5.3630000000000004,5.5847964346769574,15.4,15.58,17.390432125820322,null,0,0]
[3922,"IagNgsld306",1,0.90220510041481317,7979.8295151838056,0,"gsld",15,1,1,1,1,1,1,1,1,1,1,1,1,478.78977091102843,0,2397.4102041990741,0,0,0,1,0,null,null,null,3.898746178537432,null,1052.5099948224088,1,null,null,6.8320000000000007,5.3630000000000004,5.5847964346769574,15.4,15.58,17.390432125820322,null,0,0]
[3934,"ImiNgsld306",1,0.90220510041481317,7979.8295151838056,0,"gsld",15,1,1,1,1,1,1,1,1,1,1,1,1,478.78977091102843,0,2397.4102041990741,0,0,0,1,0,null,null,null,3.898746178537432,null,1052.5099948224088,1,null,null,6.8320000000000007,5.3630000000000004,5.5847964346769574,15.4,15.58,17.390432125820322,null,0,0]
[3946,"IagNgsld307",1,0.90220510041481328,7979.8295151838065,0,"gsld",15,1,1,1,1,1,1,1,1,1,1,1,1,478.78977091102837,0,3331.7885292790288,0,0,0,1,0,null,null,null,5.4182624957004757,null,1986.888319902363,1,null,null,6.8320000000000007,5.3630000000000004,5.5847964346769574,15.4,15.58,17.390432125820322,null,0,0]
[3953,"IluTgsld307",1,0.90220510041481328,7979.8295151838065,0,"gsld",15,1,1,1,1,1,1,1,1,1,1,1,1,478.78977091102837,0,3331.7885292790288,0,0,0,1,0,null,null,null,5.4182624957004757,null,1986.888319902363,1,null,null,6.8320000000000007,5.3630000000000004,5.5847964346769574,15.4,15.58,17.390432125820322,null,0,0]
[3963,"IteTgsld307",1,0.90220510041481328,7979.8295151838065,0,"gsld",15,1,1,1,1,1,1,1,1,1,1,1,1,478.78977091102837,0,3331.7885292790288,0,0,0,1,0,null,null,null,5.4182624957004757,null,1986.888319902363,1,null,null,6.8320000000000007,5.3630000000000004,5.5847964346769574,15.4,15.58,17.390432125820322,null,0,0]
[3973,"IcoEgsld401",1,0.90220510041481328,7979.8295151838065,0,"gsld",10,1.0900000000000001,1.0900000000000001,1.0900000000000001,1.0900000000000001,1.1200000000000001,1.1200000000000001,1.1200000000000001,1.1200000000000001,1.1200000000000001,1.1200000000000001,1.0900000000000001,1.0900000000000001,478.78977091102843,0,3952.0757346010423,0,0,0,1,0,null,null,null,6.2281642240753827,null,2568.1407252243766,1,null,null,6.8320000000000007,5.3630000000000004,5.5847964346769574,15.4,15.58,17.390432125820322,null,0,0]
[3976,"IelNgsld401",1,0.90220510041481328,7979.8295151838065,0,"gsld",10,1.0900000000000001,1.0900000000000001,1.0900000000000001,1.0900000000000001,1.1200000000000001,1.1200000000000001,1.1200000000000001,1.1200000000000001,1.1200000000000001,1.1200000000000001,1.0900000000000001,1.0900000000000001,478.78977091102843,0,3952.0757346010423,0,0,0,1,0,null,null,null,6.2281642240753827,null,2568.1407252243766,1,null,null,6.8320000000000007,5.3630000000000004,5.5847964346769574,15.4,15.58,17.390432125820322,null,0,0]
[3988,"IteNgsld401",1,0.90220510041481328,7979.8295151838065,0,"gsld",10,1.0900000000000001,1.0900000000000001,1.0900000000000001,1.0900000000000001,1.1200000000000001,1.1200000000000001,1.1200000000000001,1.1200000000000001,1.1200000000000001,1.1200000000000001,1.0900000000000001,1.0900000000000001,478.78977091102843,0,3952.0757346010423,0,0,0,1,0,null,null,null,6.2281642240753827,null,2568.1407252243766,1,null,null,6.8320000000000007,5.3630000000000004,5.5847964346769574,15.4,15.58,17.390432125820322,null,0,0]
[3995,"IchEgsld402",1,0.90220510041481317,7979.8295151838056,0,"gsld",8,1.0900000000000001,1.0900000000000001,1.0900000000000001,1.0900000000000001,1.1200000000000001,1.1200000000000001,1.1200000000000001,1.1200000000000001,1.1200000000000001,1.1200000000000001,1.0900000000000001,1.0900000000000001,401.25136945825523,0,7193.434177090965,0,0,0,1,0,null,null,null,11.336293228834544,null,5809.4991677143007,1,null,null,6.8320000000000007,5.3630000000000004,5.5847964346769574,15.4,15.58,17.390432125820322,null,22794.083957259863,2016.7856576639692]
[4007,"IprEgsld402",1,0.90220510041481317,7979.8295151838056,0,"gsld",8,1.0900000000000001,1.0900000000000001,1.0900000000000001,1.0900000000000001,1.1200000000000001,1.1200000000000001,1.1200000000000001,1.1200000000000001,1.1200000000000001,1.1200000000000001,1.0900000000000001,1.0900000000000001,401.25136945825523,0,7193.434177090965,0,0,0,1,0,null,null,null,11.336293228834544,null,5809.4991677143007,1,null,null,6.8320000000000007,5.3630000000000004,5.5847964346769574,15.4,15.58,17.390432125820322,null,22794.083957259863,2016.7856576639692]
[4019,"IchEgsld403",1,0.90220510041481317,7979.8295151838056,0,"gsld",10,1.0900000000000001,1.0900000000000001,1.0900000000000001,1.0900000000000001,1.1200000000000001,1.1200000000000001,1.1200000000000001,1.1200000000000001,1.1200000000000001,1.1200000000000001,1.0900000000000001,1.0900000000000001,401.25136945825528,0,604.37328388180822,0,0,0,1,0,null,null,null,0.95244532682003857,null,-779.561725494857,0,null,null,6.8320000000000007,5.3630000000000004,5.5847964346769574,15.4,15.58,17.390432125820322,null,0,0]
[4026,"IluNgsld403",1,0.90220510041481317,7979.8295151838056,0,"gsld",10,1.0900000000000001,1.0900000000000001,1.0900000000000001,1.0900000000000001,1.1200000000000001,1.1200000000000001,1.1200000000000001,1.1200000000000001,1.1200000000000001,1.1200000000000001,1.0900000000000001,1.0900000000000001,401.25136945825528,0,628.54821523708051,0,0,0,1,0,null,null,null,0.99054313989284004,null,-755.38679413958471,0,null,null,6.8320000000000007,5.3630000000000004,5.5847964346769574,15.4,15.58,17.390432125820322,null,0,0]
[4029,"ImiEgsld403",1,0.90220510041481317,7979.8295151838056,0,"gsld",10,1.0900000000000001,1.0900000000000001,1.0900000000000001,1.0900000000000001,1.1200000000000001,1.1200000000000001,1.1200000000000001,1.1200000000000001,1.1200000000000001,1.1200000000000001,1.0900000000000001,1.0900000000000001,401.25136945825528,0,613.81935357927648,0,0,0,1,0,null,null,null,0.96733159856650686,null,-770.11565579738874,0,null,null,6.8320000000000007,5.3630000000000004,5.5847964346769574,15.4,15.58,17.390432125820322,null,0,0]
[4045,"IcoEgsld404",1,0.90220510041481317,7979.8295151838056,0,"gsld",10,1.0900000000000001,1.0900000000000001,1.0900000000000001,1.0900000000000001,1.1200000000000001,1.1200000000000001,1.1200000000000001,1.1200000000000001,1.1200000000000001,1.1200000000000001,1.0900000000000001,1.0900000000000001,478.78977091102831,0,612.6318008044168,0,0,0,1,0,null,null,null,0.96546010768341806,null,-771.30320857224842,0,null,null,6.8320000000000007,5.3630000000000004,5.5847964346769574,15.4,15.58,17.390432125820322,null,0,0]
[4048,"IelNgsld404",1,0.90220510041481317,7979.8295151838056,0,"gsld",10,1.0900000000000001,1.0900000000000001,1.0900000000000001,1.0900000000000001,1.1200000000000001,1.1200000000000001,1.1200000000000001,1.1200000000000001,1.1200000000000001,1.1200000000000001,1.0900000000000001,1.0900000000000001,478.78977091102831,0,612.6318008044168,0,0,0,1,0,null,null,null,0.96546010768341806,null,-771.30320857224842,0,null,null,6.8320000000000007,5.3630000000000004,5.5847964346769574,15.4,15.58,17.390432125820322,null,0,0]
[4060,"IteNgsld404",1,0.90220510041481317,7979.8295151838056,0,"gsld",10,1.0900000000000001,1.0900000000000001,1.0900000000000001,1.0900000000000001,1.1200000000000001,1.1200000000000001,1.1200000000000001,1.1200000000000001,1.1200000000000001,1.1200000000000001,1.0900000000000001,1.0900000000000001,478.78977091102831,0,612.6318008044168,0,0,0,1,0,null,null,null,0.96546010768341806,null,-771.30320857224842,0,null,null,6.8320000000000007,5.3630000000000004,5.5847964346769574,15.4,15.58,17.390432125820322,null,0,0]
[4067,"IchEgsld405",1,0.90220510041481328,7979.8295151838065,0,"gsld",15,1.0900000000000001,1.0900000000000001,1.0900000000000001,1.0900000000000001,1.1200000000000001,1.1200000000000001,1.1200000000000001,1.1200000000000001,1.1200000000000001,1.1200000000000001,1.0900000000000001,1.0900000000000001,401.25136945825528,0,494949.70256742882,0,0,0,1,0,null,null,null,780.00226646931901,null,493565.76755805209,1,null,null,6.8320000000000007,5.3630000000000004,5.5847964346769574,15.4,15.58,17.390432125820322,null,5099886.1593306856,669548.3334329105]
[4079,"IprEgsld405",1,0.90220510041481328,7979.8295151838065,0,"gsld",15,1.0900000000000001,1.0900000000000001,1.0900000000000001,1.0900000000000001,1.1200000000000001,1.1200000000000001,1.1200000000000001,1.1200000000000001,1.1200000000000001,1.1200000000000001,1.0900000000000001,1.0900000000000001,401.25136945825528,0,903165.34502684348,0,0,0,1,0,null,null,null,1423.3183947039745,null,901781.41001746687,1,null,null,6.8320000000000007,5.3630000000000004,5.5847964346769574,15.4,15.58,17.390432125820322,null,9385607.9681569729,1232207.5389539441]
[4086,"ItrNgsld405",1,0.90220510041481317,7979.8295151838047,0,"gsld",15,1.0900000000000001,1.0900000000000001,1.0900000000000001,1.0900000000000001,1.1200000000000001,1.1200000000000001,1.1200000000000001,1.1200000000000001,1.1200000000000001,1.1200000000000001,1.0900000000000001,1.0900000000000001,401.25136945825523,0,812704.63818855491,0,0,0,1,0,null,null,null,1280.7593508369484,null,811320.70317917829,1,null,null,6.8320000000000007,5.3630000000000004,5.5847964346769574,15.4,15.58,17.390432125820322,null,8435890.4022004139,1107522.0472288448]
[4098,"IluNgsld406",1,0.90220510041481317,7979.8295151838056,0,"gsld",10,1.0900000000000001,1.0900000000000001,1.0900000000000001,1.0900000000000001,1.1200000000000001,1.1200000000000001,1.1200000000000001,1.1200000000000001,1.1200000000000001,1.1200000000000001,1.0900000000000001,1.0900000000000001,478.78977091102837,0,1879.9729846203356,0,0,0,1,0,null,null,null,2.9626913225696536,null,496.03797524367042,1,null,null,6.8320000000000007,5.3630000000000004,5.5847964346769574,15.4,15.58,17.390432125820322,null,0,0]
[4101,"ImiEgsld406",1,0.90220510041481317,7979.8295151838056,0,"gsld",10,1.0900000000000001,1.0900000000000001,1.0900000000000001,1.0900000000000001,1.1200000000000001,1.1200000000000001,1.1200000000000001,1.1200000000000001,1.1200000000000001,1.1200000000000001,1.0900000000000001,1.0900000000000001,478.78977091102843,0,1836.1123135322327,0,0,0,1,0,null,null,null,2.893570313545661,null,452.1773041555673,1,null,null,6.8320000000000007,5.3630000000000004,5.5847964346769574,15.4,15.58,17.390432125820322,null,0,0]
[4117,"IcoEgsld407",1,0.90220510041481328,7979.8295151838065,0,"gsld",10,1.0900000000000001,1.0900000000000001,1.0900000000000001,1.0900000000000001,1.1200000000000001,1.1200000000000001,1.1200000000000001,1.1200000000000001,1.1200000000000001,1.1200000000000001,1.0900000000000001,1.0900000000000001,478.78977091102843,0,793.0778929825284,0,0,0,1,0,null,null,null,1.2498291256752694,null,-590.85711639413705,0,null,null,6.8320000000000007,5.3630000000000004,5.5847964346769574,15.4,15.58,17.390432125820322,null,0,0]
[4120,"IelNgsld407",1,0.90220510041481328,7979.8295151838065,0,"gsld",10,1.0900000000000001,1.0900000000000001,1.0900000000000001,1.0900000000000001,1.1200000000000001,1.1200000000000001,1.1200000000000001,1.1200000000000001,1.1200000000000001,1.1200000000000001,1.0900000000000001,1.0900000000000001,478.78977091102843,0,793.0778929825284,0,0,0,1,0,null,null,null,1.2498291256752694,null,-590.85711639413705,0,null,null,6.8320000000000007,5.3630000000000004,5.5847964346769574,15.4,15.58,17.390432125820322,null,0,0]
[4132,"IteNgsld407",1,0.90220510041481328,7979.8295151838065,0,"gsld",10,1.0900000000000001,1.0900000000000001,1.0900000000000001,1.0900000000000001,1.1200000000000001,1.1200000000000001,1.1200000000000001,1.1200000000000001,1.1200000000000001,1.1200000000000001,1.0900000000000001,1.0900000000000001,478.78977091102843,0,793.0778929825284,0,0,0,1,0,null,null,null,1.2498291256752694,null,-590.85711639413705,0,null,null,6.8320000000000007,5.3630000000000004,5.5847964346769574,15.4,15.58,17.390432125820322,null,0,0]
[4139,"IchEgsld408",1,0.90220510041481328,7979.8295151838065,0,"gsld",8,1.0900000000000001,1.0900000000000001,1.0900000000000001,1.0900000000000001,1.1200000000000001,1.1200000000000001,1.1200000000000001,1.1200000000000001,1.1200000000000001,1.1200000000000001,1.0900000000000001,1.0900000000000001,478.78977091102843,0,364.09548788984068,0,0,0,1,0,null,null,null,0.57378619340949799,null,-1019.8395214868248,0,null,null,6.8320000000000007,5.3630000000000004,5.5847964346769574,15.4,15.58,17.390432125820322,null,0,0]
[4151,"IprEgsld408",1,0.90220510041481328,7979.8295151838065,0,"gsld",8,1.0900000000000001,1.0900000000000001,1.0900000000000001,1.0900000000000001,1.1200000000000001,1.1200000000000001,1.1200000000000001,1.1200000000000001,1.1200000000000001,1.1200000000000001,1.0900000000000001,1.0900000000000001,478.78977091102843,0,364.09548788984068,0,0,0,1,0,null,null,null,0.57378619340949799,null,-1019.8395214868248,0,null,null,6.8320000000000007,5.3630000000000004,5.5847964346769574,15.4,15.58,17.390432125820322,null,0,0]
[4158,"ItrNgsld408",1,0.90220510041481317,7979.8295151838056,0,"gsld",8,1.0900000000000001,1.0900000000000001,1.0900000000000001,1.0900000000000001,1.1200000000000001,1.1200000000000001,1.1200000000000001,1.1200000000000001,1.1200000000000001,1.1200000000000001,1.0900000000000001,1.0900000000000001,478.78977091102831,0,375.65407480697843,0,0,0,1,0,null,null,null,0.59200162812091062,null,-1008.2809345696869,0,null,null,6.8320000000000007,5.3630000000000004,5.5847964346769574,15.4,15.58,17.390432125820322,null,0,0]
[4170,"IteNgsld409",1,0.90220510041481317,7979.8295151838056,0,"gsld",15,1.0900000000000001,1.0900000000000001,1.0900000000000001,1.0900000000000001,1.1200000000000001,1.1200000000000001,1.1200000000000001,1.1200000000000001,1.1200000000000001,1.1200000000000001,1.0900000000000001,1.0900000000000001,478.78977091102843,0,8020.5782950228204,0,0,0,1,0,null,null,null,12.639808077589743,null,6636.6432856461561,1,null,null,6.8320000000000007,5.3630000000000004,5.5847964346769574,15.4,15.58,17.390432125820322,null,0,0]
[4173,"IagTgsld410",1,0.90220510041481328,7979.8295151838056,0,"gsld",5,1.0900000000000001,1.0900000000000001,1.0900000000000001,1.0900000000000001,1.1200000000000001,1.1200000000000001,1.1200000000000001,1.1200000000000001,1.1200000000000001,1.1200000000000001,1.0900000000000001,1.0900000000000001,478.78977091102843,0,68.725417578461276,0,0,0,1,0,null,null,null,0.10830591714103968,null,-1315.2095917982037,0,null,null,6.8320000000000007,5.3630000000000004,5.5847964346769574,15.4,15.58,17.390432125820322,null,0,0]
[4189,"IstTgsld410",1,0.90220510041481328,7979.8295151838056,0,"gsld",5,1.0900000000000001,1.0900000000000001,1.0900000000000001,1.0900000000000001,1.1200000000000001,1.1200000000000001,1.1200000000000001,1.1200000000000001,1.1200000000000001,1.1200000000000001,1.0900000000000001,1.0900000000000001,478.78977091102843,0,68.725417578461276,0,0,0,1,0,null,null,null,0.10830591714103968,null,-1315.2095917982037,0,null,null,6.8320000000000007,5.3630000000000004,5.5847964346769574,15.4,15.58,17.390432125820322,null,0,0]
[4192,"IteNgsld410",1,0.90220510041481328,7979.8295151838056,0,"gsld",5,1.0900000000000001,1.0900000000000001,1.0900000000000001,1.0900000000000001,1.1200000000000001,1.1200000000000001,1.1200000000000001,1.1200000000000001,1.1200000000000001,1.1200000000000001,1.0900000000000001,1.0900000000000001,478.78977091102843,0,68.725417578461276,0,0,0,1,0,null,null,null,0.10830591714103968,null,-1315.2095917982037,0,null,null,6.8320000000000007,5.3630000000000004,5.5847964346769574,15.4,15.58,17.390432125820322,null,0,0]
[4204,"IcoNgsld412",1,0.90220510041481317,7979.8295151838056,0,"gsld",10,1.0900000000000001,1.0900000000000001,1.0900000000000001,1.0900000000000001,1.1200000000000001,1.1200000000000001,1.1200000000000001,1.1200000000000001,1.1200000000000001,1.1200000000000001,1.0900000000000001,1.0900000000000001,478.78977091102843,0,162.54862276305144,0,0,0,1,0,null,null,null,0.25616399708690329,null,-1221.3863866136139,0,null,null,6.8320000000000007,5.3630000000000004,5.5847964346769574,15.4,15.58,17.390432125820322,null,0,0]
[4211,"ImiTgsld412",1,0.90220510041481317,7979.8295151838056,0,"gsld",10,1.0900000000000001,1.0900000000000001,1.0900000000000001,1.0900000000000001,1.1200000000000001,1.1200000000000001,1.1200000000000001,1.1200000000000001,1.1200000000000001,1.1200000000000001,1.0900000000000001,1.0900000000000001,478.78977091102837,0,165.09992100380288,0,0,0,1,0,null,null,null,0.26018464484141768,null,-1218.8350883728624,0,null,null,6.8320000000000007,5.3630000000000004,5.5847964346769574,15.4,15.58,17.390432125820322,null,0,0]
[4223,"IagTgsld413",1,0.90220510041481317,7979.8295151838056,0,"gsld",11,1.0900000000000001,1.0900000000000001,1.0900000000000001,1.0900000000000001,1.1200000000000001,1.1200000000000001,1.1200000000000001,1.1200000000000001,1.1200000000000001,1.1200000000000001,1.0900000000000001,1.0900000000000001,478.78977091102843,0,6138.330396295235,0,0,0,1,0,null,null,null,9.6735316671809137,null,4754.3953869185707,1,null,null,6.8320000000000007,5.3630000000000004,5.5847964346769574,15.4,15.58,17.390432125820322,null,0,0]
[4230,"IelNgsld413",1,0.90220510041481317,7979.8295151838056,0,"gsld",11,1.0900000000000001,1.0900000000000001,1.0900000000000001,1.0900000000000001,1.1200000000000001,1.1200000000000001,1.1200000000000001,1.1200000000000001,1.1200000000000001,1.1200000000000001,1.0900000000000001,1.0900000000000001,478.78977091102843,0,6138.330396295235,0,0,0,1,0,null,null,null,9.6735316671809137,null,4754.3953869185707,1,null,null,6.8320000000000007,5.3630000000000004,5.5847964346769574,15.4,15.58,17.390432125820322,null,0,0]
[4242,"IteNgsld413",1,0.90220510041481317,7979.8295151838056,0,"gsld",11,1.0900000000000001,1.0900000000000001,1.0900000000000001,1.0900000000000001,1.1200000000000001,1.1200000000000001,1.1200000000000001,1.1200000000000001,1.1200000000000001,1.1200000000000001,1.0900000000000001,1.0900000000000001,478.78977091102843,0,6138.330396295235,0,0,0,1,0,null,null,null,9.6735316671809137,null,4754.3953869185707,1,null,null,6.8320000000000007,5.3630000000000004,5.5847964346769574,15.4,15.58,17.390432125820322,null,0,0]
[4245,"IwaTgsld413",1,0.90220510041481317,7979.8295151838056,0,"gsld",11,1.0900000000000001,1.0900000000000001,1.0900000000000001,1.0900000000000001,1.1200000000000001,1.1200000000000001,1.1200000000000001,1.1200000000000001,1.1200000000000001,1.1200000000000001,1.0900000000000001,1.0900000000000001,478.78977091102843,0,6138.330396295235,0,0,0,1,0,null,null,null,9.6735316671809137,null,4754.3953869185707,1,null,null,6.8320000000000007,5.3630000000000004,5.5847964346769574,15.4,15.58,17.390432125820322,null,0,0]
[4261,"IprTgsld414",1,0.90220510041481317,7979.8295151838056,0,"gsld",15,1.0900000000000001,1.0900000000000001,1.0900000000000001,1.0900000000000001,1.1200000000000001,1.1200000000000001,1.1200000000000001,1.1200000000000001,1.1200000000000001,1.1200000000000001,1.0900000000000001,1.0900000000000001,478.78977091102843,0,7615.4537382347735,0,0,0,1,0,null,null,null,12.001363260150933,null,6231.5187288581092,1,null,null,6.8320000000000007,5.3630000000000004,5.5847964346769574,15.4,15.58,17.390432125820322,null,0,0]
[4264,"IstNgsld414",1,0.90220510041481317,7979.8295151838056,0,"gsld",15,1.0900000000000001,1.0900000000000001,1.0900000000000001,1.0900000000000001,1.1200000000000001,1.1200000000000001,1.1200000000000001,1.1200000000000001,1.1200000000000001,1.1200000000000001,1.0900000000000001,1.0900000000000001,478.78977091102843,0,7615.4537382347735,0,0,0,1,0,null,null,null,12.001363260150933,null,6231.5187288581092,1,null,null,6.8320000000000007,5.3630000000000004,5.5847964346769574,15.4,15.58,17.390432125820322,null,0,0]
[4280,"IluNgsld415",1,0.90220510041481317,7979.8295151838047,0,"gsld",15,1.0900000000000001,1.0900000000000001,1.0900000000000001,1.0900000000000001,1.1200000000000001,1.1200000000000001,1.1200000000000001,1.1200000000000001,1.1200000000000001,1.1200000000000001,1.0900000000000001,1.0900000000000001,478.78977091102831,0,1213.3272314443841,0,0,0,1,0,null,null,null,1.9121094236169027,null,-170.60777793228095,0,null,null,6.8320000000000007,5.3630000000000004,5.5847964346769574,15.4,15.58,17.390432125820322,null,0,0]
[4283,"ImiTgsld415",1,0.90220510041481328,7979.8295151838065,0,"gsld",15,1.0900000000000001,1.0900000000000001,1.0900000000000001,1.0900000000000001,1.1200000000000001,1.1200000000000001,1.1200000000000001,1.1200000000000001,1.1200000000000001,1.1200000000000001,1.0900000000000001,1.0900000000000001,478.78977091102843,0,1185.0117665946848,0,0,0,1,0,null,null,null,1.8674864515364435,null,-198.9232427819806,0,null,null,6.8320000000000007,5.3630000000000004,5.5847964346769574,15.4,15.58,17.390432125820322,null,0,0]
[4295,"IagTgsld416",1,0.90220510041481317,7979.8295151838056,0,"gsld",15,1.0900000000000001,1.0900000000000001,1.0900000000000001,1.0900000000000001,1.1200000000000001,1.1200000000000001,1.1200000000000001,1.1200000000000001,1.1200000000000001,1.1200000000000001,1.0900000000000001,1.0900000000000001,478.78977091102831,0,1954.7431790372657,0,0,0,1,0,null,null,null,3.0805233382412092,null,570.80816966060024,1,null,null,6.8320000000000007,5.3630000000000004,5.5847964346769574,15.4,15.58,17.390432125820322,null,0,0]
[4302,"IelNgsld416",1,0.90220510041481317,7979.8295151838056,0,"gsld",15,1.0900000000000001,1.0900000000000001,1.0900000000000001,1.0900000000000001,1.1200000000000001,1.1200000000000001,1.1200000000000001,1.1200000000000001,1.1200000000000001,1.1200000000000001,1.0900000000000001,1.0900000000000001,478.78977091102831,0,1954.7431790372657,0,0,0,1,0,null,null,null,3.0805233382412092,null,570.80816966060024,1,null,null,6.8320000000000007,5.3630000000000004,5.5847964346769574,15.4,15.58,17.390432125820322,null,0,0]
[4310,"IprNgsld416",1,0.90220510041481317,7979.8295151838056,0,"gsld",15,1.0900000000000001,1.0900000000000001,1.0900000000000001,1.0900000000000001,1.1200000000000001,1.1200000000000001,1.1200000000000001,1.1200000000000001,1.1200000000000001,1.1200000000000001,1.0900000000000001,1.0900000000000001,478.78977091102831,0,1954.7431790372657,0,0,0,1,0,null,null,null,3.0805233382412092,null,570.80816966060024,1,null,null,6.8320000000000007,5.3630000000000004,5.5847964346769574,15.4,15.58,17.390432125820322,null,0,0]
[4318,"IwaNgsld416",1,0.93223348493392499,8258.5220679651866,0,"gsld",15,1.0900000000000001,1.0900000000000001,1.0900000000000001,1.0900000000000001,1.1200000000000001,1.1200000000000001,1.1200000000000001,1.1200000000000001,1.1200000000000001,1.1200000000000001,1.0900000000000001,1.0900000000000001,495.51132407791124,0,2023.0118513893894,0,0,0,1,0,null,null,null,3.1147442197907318,null,605.0902852010347,1,null,null,6.8320000000000007,5.3630000000000004,5.5847964346769574,15.4,15.58,17.390432125820322,null,0,0]
[4334,"IprNgsld417",1,0.90220510041481328,7979.8295151838065,0,"gsld",15,1.0900000000000001,1.0900000000000001,1.0900000000000001,1.0900000000000001,1.1200000000000001,1.1200000000000001,1.1200000000000001,1.1200000000000001,1.1200000000000001,1.1200000000000001,1.0900000000000001,1.0900000000000001,478.78977091102837,0,3157.3136621431668,0,0,0,1,0,null,null,null,4.9756809624321603,null,1773.3786527665013,1,null,null,6.8320000000000007,5.3630000000000004,5.5847964346769574,15.4,15.58,17.390432125820322,null,0,0]
[4337,"IteTgsld417",1,0.90220510041481328,7979.8295151838065,0,"gsld",15,1.0900000000000001,1.0900000000000001,1.0900000000000001,1.0900000000000001,1.1200000000000001,1.1200000000000001,1.1200000000000001,1.1200000000000001,1.1200000000000001,1.1200000000000001,1.0900000000000001,1.0900000000000001,478.78977091102837,0,3157.3136621431668,0,0,0,1,0,null,null,null,4.9756809624321603,null,1773.3786527665013,1,null,null,6.8320000000000007,5.3630000000000004,5.5847964346769574,15.4,15.58,17.390432125820322,null,0,0]
[4353,"ImeTgsld418",1,0.90220510041481317,7979.8295151838056,0,"gsld",12,1.0900000000000001,1.0900000000000001,1.0900000000000001,1.0900000000000001,1.1200000000000001,1.1200000000000001,1.1200000000000001,1.1200000000000001,1.1200000000000001,1.1200000000000001,1.0900000000000001,1.0900000000000001,478.78977091102837,0,879.48042172471526,0,0,0,1,0,null,null,null,1.3859927962421892,null,-504.45458765194996,0,null,null,6.8320000000000007,5.3630000000000004,5.5847964346769574,15.4,15.58,17.390432125820322,null,0,0]
[4356,"ImiNgsld418",1,0.90220510041481328,7979.8295151838065,0,"gsld",12,1.0900000000000001,1.0900000000000001,1.0900000000000001,1.0900000000000001,1.1200000000000001,1.1200000000000001,1.1200000000000001,1.1200000000000001,1.1200000000000001,1.1200000000000001,1.0900000000000001,1.0900000000000001,478.78977091102837,0,893.21679995749855,0,0,0,1,0,null,null,null,1.4076402608210592,null,-490.7182094191669,0,null,null,6.8320000000000007,5.3630000000000004,5.5847964346769574,15.4,15.58,17.390432125820322,null,0,0]
[4368,"IagNgsld419",1,0.90220510041481305,7979.8295151838056,0,"gsld",10,1.0900000000000001,1.0900000000000001,1.0900000000000001,1.0900000000000001,1.1200000000000001,1.1200000000000001,1.1200000000000001,1.1200000000000001,1.1200000000000001,1.1200000000000001,1.0900000000000001,1.0900000000000001,478.78977091102837,0,16645.307716081908,0,0,0,1,0,null,null,null,26.231711378499842,null,15261.372706705242,1,null,null,6.8320000000000007,5.3630000000000004,5.5847964346769574,15.4,15.58,17.390432125820322,null,136461.72415087995,14066.094904675145]
[4375,"IluTgsld419",1,0.90220510041481328,7979.8295151838056,0,"gsld",10,1.0900000000000001,1.0900000000000001,1.0900000000000001,1.0900000000000001,1.1200000000000001,1.1200000000000001,1.1200000000000001,1.1200000000000001,1.1200000000000001,1.1200000000000001,1.0900000000000001,1.0900000000000001,478.78977091102843,0,17308.463659591755,0,0,0,1,0,null,null,null,27.276793608627681,null,15924.52865021509,1,null,null,6.8320000000000007,5.3630000000000004,5.5847964346769574,15.4,15.58,17.390432125820322,null,145740.09553813763,15022.483615913243]
[4387,"ItrTgsld419",1,0.90220510041481317,7979.8295151838056,0,"gsld",10,1.0900000000000001,1.0900000000000001,1.0900000000000001,1.0900000000000001,1.1200000000000001,1.1200000000000001,1.1200000000000001,1.1200000000000001,1.1200000000000001,1.1200000000000001,1.0900000000000001,1.0900000000000001,478.78977091102831,0,22325.24601624229,0,0,0,1,0,null,null,null,35.182852725892459,null,20941.311006865624,1,null,null,6.8320000000000007,5.3630000000000004,5.5847964346769574,15.4,15.58,17.390432125820322,null,215931.26816160907,22257.594426183761]
[4394,"IchNgsld501",1,0.93223348493392499,8258.5220679651866,0,"gsld",15,1.05,1.05,1.05,1.05,1.08,1.08,1.08,1.08,1.08,1.08,1.05,1.05,415.264923037134,0,2133.8800130808991,0,0,0,1,0,null,null,null,3.3237129507049139,null,730.82884689254445,1,null,null,6.8320000000000007,5.3630000000000004,5.5847964346769574,15.4,15.58,17.390432125820322,null,0,0]
[4406,"IprNgsld501",1,0.93223348493392499,8258.5220679651866,0,"gsld",15,1.05,1.05,1.05,1.05,1.08,1.08,1.08,1.08,1.08,1.08,1.05,1.05,415.264923037134,0,2133.8800130808991,0,0,0,1,0,null,null,null,3.3237129507049139,null,730.82884689254445,1,null,null,6.8320000000000007,5.3630000000000004,5.5847964346769574,15.4,15.58,17.390432125820322,null,0,0]
[4409,"IteEgsld501",1,0.93223348493392499,8258.5220679651866,0,"gsld",15,1.05,1.05,1.05,1.05,1.08,1.08,1.08,1.08,1.08,1.08,1.05,1.05,415.264923037134,0,2133.8800130808991,0,0,0,1,0,null,null,null,3.3237129507049139,null,730.82884689254445,1,null,null,6.8320000000000007,5.3630000000000004,5.5847964346769574,15.4,15.58,17.390432125820322,null,0,0]
[4425,"ImeTgsld502",1,0.93223348493392488,8258.5220679651884,0,"gsld",10,1.05,1.05,1.05,1.05,1.08,1.08,1.08,1.08,1.08,1.08,1.05,1.05,495.5113240779113,0,1610.2673047526366,0,0,0,1,0,null,null,null,2.508138349904554,null,207.21613856428198,1,null,null,6.8320000000000007,5.3630000000000004,5.5847964346769574,15.4,15.58,17.390432125820322,null,0,0]
[4428,"ImiNgsld502",1,0.93223348493392477,8258.5220679651866,0,"gsld",10,1.05,1.05,1.05,1.05,1.08,1.08,1.08,1.08,1.08,1.08,1.05,1.05,495.51132407791124,0,1635.4273579729515,0,0,0,1,0,null,null,null,2.5473274299916056,null,232.3761917845969,1,null,null,6.8320000000000007,5.3630000000000004,5.5847964346769574,15.4,15.58,17.390432125820322,null,0,0]
[4440,"IagNgsld601",1,0.93223348493392488,8258.5220679651866,0,"gsld",10,1.05,1.05,1.05,1.05,1.08,1.08,1.08,1.08,1.08,1.08,1.05,1.05,495.51132407791124,0,2546.15766176843,0,0,0,1,0,null,null,null,3.9658730308541656,null,1143.1064955800753,1,null,null,6.8320000000000007,5.3630000000000004,5.5847964346769574,15.4,15.58,17.390432125820322,null,0,0]
[4447,"IluTgsld601",1,0.93223348493392488,8258.5220679651866,0,"gsld",10,1.05,1.05,1.05,1.05,1.08,1.08,1.08,1.08,1.08,1.08,1.05,1.05,495.51132407791124,0,2546.15766176843,0,0,0,1,0,null,null,null,3.9658730308541656,null,1143.1064955800753,1,null,null,6.8320000000000007,5.3630000000000004,5.5847964346769574,15.4,15.58,17.390432125820322,null,0,0]
[4459,"ItrTgsld601",1,0.93223348493392488,8258.5220679651866,0,"gsld",10,1.05,1.05,1.05,1.05,1.08,1.08,1.08,1.08,1.08,1.08,1.05,1.05,495.51132407791124,0,2546.15766176843,0,0,0,1,0,null,null,null,3.9658730308541656,null,1143.1064955800753,1,null,null,6.8320000000000007,5.3630000000000004,5.5847964346769574,15.4,15.58,17.390432125820322,null,0,0]
[4466,"IchNgsld602",1,0.93223348493392499,8258.5220679651866,0,"gsld",15,1.05,1.05,1.05,1.05,1.08,1.08,1.08,1.08,1.08,1.08,1.05,1.05,415.26492303713405,0,2097.8583885703711,0,0,0,1,0,null,null,null,3.2676059816358274,null,694.80722238201645,1,null,null,6.8320000000000007,5.3630000000000004,5.5847964346769574,15.4,15.58,17.390432125820322,null,0,0]
[4478,"IprNgsld602",1,0.93223348493392499,8258.5220679651866,0,"gsld",15,1.05,1.05,1.05,1.05,1.08,1.08,1.08,1.08,1.08,1.08,1.05,1.05,415.26492303713405,0,2097.8583885703711,0,0,0,1,0,null,null,null,3.2676059816358274,null,694.80722238201645,1,null,null,6.8320000000000007,5.3630000000000004,5.5847964346769574,15.4,15.58,17.390432125820322,null,0,0]
[4481,"IteEgsld602",1,0.93223348493392499,8258.5220679651866,0,"gsld",15,1.05,1.05,1.05,1.05,1.08,1.08,1.08,1.08,1.08,1.08,1.05,1.05,415.26492303713405,0,2097.8583885703711,0,0,0,1,0,null,null,null,3.2676059816358274,null,694.80722238201645,1,null,null,6.8320000000000007,5.3630000000000004,5.5847964346769574,15.4,15.58,17.390432125820322,null,0,0]
[4497,"ImeTgsld603",1,0.93223348493392488,8258.5220679651866,0,"gsld",15,1.05,1.05,1.05,1.05,1.08,1.08,1.08,1.08,1.08,1.08,1.05,1.05,495.51132407791124,0,234164.30714851565,0,0,0,1,0,null,null,null,364.73228836267197,null,232761.25598232727,1,null,null,6.8320000000000007,5.3630000000000004,5.5847964346769574,15.4,15.58,17.390432125820322,null,2359897.2508695279,309823.63567110855]
[4500,"ImiNgsld603",1,0.93223348493392488,8258.5220679651866,0,"gsld",15,1.05,1.05,1.05,1.05,1.08,1.08,1.08,1.08,1.08,1.08,1.05,1.05,495.51132407791124,0,234164.30714851565,0,0,0,1,0,null,null,null,364.73228836267197,null,232761.25598232727,1,null,null,6.8320000000000007,5.3630000000000004,5.5847964346769574,15.4,15.58,17.390432125820322,null,2359897.2508695279,309823.63567110855]
[4512,"IagNgsld604",1,0.93223348493392488,8258.5220679651866,0,"gsld",15,1.05,1.05,1.05,1.05,1.08,1.08,1.08,1.08,1.08,1.08,1.05,1.05,495.5113240779113,0,54890.639226458603,0,0,0,1,0,null,null,null,85.497182292852258,null,53487.588060270253,1,null,null,6.8320000000000007,5.3630000000000004,5.5847964346769574,15.4,15.58,17.390432125820322,null,477762.12272589165,62723.916388453741]
[4519,"IluTgsld604",1,0.93223348493392488,8258.5220679651866,0,"gsld",15,1.05,1.05,1.05,1.05,1.08,1.08,1.08,1.08,1.08,1.08,1.05,1.05,495.5113240779113,0,54890.639226458603,0,0,0,1,0,null,null,null,85.497182292852258,null,53487.588060270253,1,null,null,6.8320000000000007,5.3630000000000004,5.5847964346769574,15.4,15.58,17.390432125820322,null,477762.12272589165,62723.916388453741]
[4531,"ItrTgsld604",1,0.93223348493392488,8258.5220679651866,0,"gsld",15,1.05,1.05,1.05,1.05,1.08,1.08,1.08,1.08,1.08,1.08,1.05,1.05,495.5113240779113,0,54890.639226458603,0,0,0,1,0,null,null,null,85.497182292852258,null,53487.588060270253,1,null,null,6.8320000000000007,5.3630000000000004,5.5847964346769574,15.4,15.58,17.390432125820322,null,477762.12272589165,62723.916388453741]
[4538,"IchNgsld605",1,0.93223348493392488,8258.5220679651866,0,"gsld",15,1.05,1.05,1.05,1.05,1.08,1.08,1.08,1.08,1.08,1.08,1.05,1.05,495.5113240779113,0,78123.709387356575,0,0,0,1,0,null,null,null,121.68481032490926,null,76720.658221168225,1,null,null,6.8320000000000007,5.3630000000000004,5.5847964346769574,15.4,15.58,17.390432125820322,null,721678.46198778215,94746.940696762744]
[4550,"IprNgsld605",1,0.93223348493392488,8258.5220679651866,0,"gsld",15,1.05,1.05,1.05,1.05,1.08,1.08,1.08,1.08,1.08,1.08,1.05,1.05,495.5113240779113,0,78123.709387356575,0,0,0,1,0,null,null,null,121.68481032490926,null,76720.658221168225,1,null,null,6.8320000000000007,5.3630000000000004,5.5847964346769574,15.4,15.58,17.390432125820322,null,721678.46198778215,94746.940696762744]
[4553,"IteTgsld605",1,0.93223348493392488,8258.5220679651866,0,"gsld",15,1.05,1.05,1.05,1.05,1.08,1.08,1.08,1.08,1.08,1.08,1.05,1.05,495.5113240779113,0,78123.709387356575,0,0,0,1,0,null,null,null,121.68481032490926,null,76720.658221168225,1,null,null,6.8320000000000007,5.3630000000000004,5.5847964346769574,15.4,15.58,17.390432125820322,null,721678.46198778215,94746.940696762744]
[4569,"ImeTgsld606",1,0.93223348493392488,8258.5220679651866,0,"gsld",14,1.05,1.05,1.05,1.05,1.08,1.08,1.08,1.08,1.08,1.08,1.05,1.05,495.5113240779113,0,441.24974939129709,0,0,0,1,0,null,null,null,0.68728677224437307,null,-961.80141679705741,0,null,null,6.8320000000000007,5.3630000000000004,5.5847964346769574,15.4,15.58,17.390432125820322,null,0,0]
[4572,"ImiNgsld606",1,0.93223348493392488,8258.5220679651866,0,"gsld",14,1.05,1.05,1.05,1.05,1.08,1.08,1.08,1.08,1.08,1.08,1.05,1.05,495.5113240779113,0,441.24974939129709,0,0,0,1,0,null,null,null,0.68728677224437307,null,-961.80141679705741,0,null,null,6.8320000000000007,5.3630000000000004,5.5847964346769574,15.4,15.58,17.390432125820322,null,0,0]
[4579,"ItrTgsld606",1,0.93223348493392488,8258.5220679651866,0,"gsld",14,1.05,1.05,1.05,1.05,1.08,1.08,1.08,1.08,1.08,1.08,1.05,1.05,495.5113240779113,0,441.24974939129709,0,0,0,1,0,null,null,null,0.68728677224437307,null,-961.80141679705741,0,null,null,6.8320000000000007,5.3630000000000004,5.5847964346769574,15.4,15.58,17.390432125820322,null,0,0]
[4591,"IluTgsld607",1,0.93223348493392499,8258.5220679651866,0,"gsld",14,1.05,1.05,1.05,1.05,1.08,1.08,1.08,1.08,1.08,1.08,1.05,1.05,495.51132407791124,0,372.2593327164177,0,0,0,1,0,null,null,null,0.57982789921910172,null,-1030.791833471937,0,null,null,6.8320000000000007,5.3630000000000004,5.5847964346769574,15.4,15.58,17.390432125820322,null,0,0]
[4603,"ItrTgsld607",1,0.93223348493392499,8258.5220679651866,0,"gsld",14,1.05,1.05,1.05,1.05,1.08,1.08,1.08,1.08,1.08,1.08,1.05,1.05,495.51132407791124,0,372.2593327164177,0,0,0,1,0,null,null,null,0.57982789921910172,null,-1030.791833471937,0,null,null,6.8320000000000007,5.3630000000000004,5.5847964346769574,15.4,15.58,17.390432125820322,null,0,0]
[4610,"IchNgsld608",1,0.93223348493392488,8258.5220679651866,0,"gsld",5,1.05,1.05,1.05,1.05,1.08,1.08,1.08,1.08,1.08,1.08,1.05,1.05,415.264923037134,0,3641.07253735411,0,0,0,1,0,null,null,null,5.6713029189430122,null,2238.0213711657552,1,null,null,6.8320000000000007,5.3630000000000004,5.5847964346769574,15.4,15.58,17.390432125820322,null,0,0]
[4622,"IprNgsld608",1,0.93223348493392488,8258.5220679651866,0,"gsld",5,1.05,1.05,1.05,1.05,1.08,1.08,1.08,1.08,1.08,1.08,1.05,1.05,415.264923037134,0,3641.07253735411,0,0,0,1,0,null,null,null,5.6713029189430122,null,2238.0213711657552,1,null,null,6.8320000000000007,5.3630000000000004,5.5847964346769574,15.4,15.58,17.390432125820322,null,0,0]
[4625,"IteEgsld608",1,0.93223348493392488,8258.5220679651866,0,"gsld",5,1.05,1.05,1.05,1.05,1.08,1.08,1.08,1.08,1.08,1.08,1.05,1.05,415.264923037134,0,3641.07253735411,0,0,0,1,0,null,null,null,5.6713029189430122,null,2238.0213711657552,1,null,null,6.8320000000000007,5.3630000000000004,5.5847964346769574,15.4,15.58,17.390432125820322,null,0,0]
[4641,"ImeTgsld609",1,0.93223348493392499,8258.5220679651866,0,"gsld",14,1.05,1.05,1.05,1.05,1.08,1.08,1.08,1.08,1.08,1.08,1.05,1.05,495.51132407791124,0,2591.896273123938,0,0,0,1,0,null,null,null,4.0371150941274756,null,1188.8451069355833,1,null,null,6.8320000000000007,5.3630000000000004,5.5847964346769574,15.4,15.58,17.390432125820322,null,0,0]
[4644,"ImiNgsld609",1,0.93223348493392499,8258.5220679651866,0,"gsld",14,1.05,1.05,1.05,1.05,1.08,1.08,1.08,1.08,1.08,1.08,1.05,1.05,495.51132407791124,0,2591.896273123938,0,0,0,1,0,null,null,null,4.0371150941274756,null,1188.8451069355833,1,null,null,6.8320000000000007,5.3630000000000004,5.5847964346769574,15.4,15.58,17.390432125820322,null,0,0]
[4653,"IwaTgsld609",1,0.93046755565175365,8228.3728831277422,0,"gsld",14,1.05,1.05,1.05,1.05,1.08,1.08,1.08,1.08,1.08,1.08,1.05,1.05,493.70237298766455,0,2582.4341006946825,0,0,0,1,0,null,null,null,4.0325327117097371,null,1183.0596275972543,1,null,null,6.8320000000000007,5.3630000000000004,5.5847964346769574,15.4,15.58,17.390432125820322,null,0,0]
[4664,"IluNgsld610",1,0.93223348493392488,8258.5220679651866,0,"gsld",14,1.05,1.05,1.05,1.05,1.08,1.08,1.08,1.08,1.08,1.08,1.05,1.05,495.51132407791124,0,3075.0618993930975,0,0,0,1,0,null,null,null,4.7896896716678734,null,1672.0107332047428,1,null,null,6.8320000000000007,5.3630000000000004,5.5847964346769574,15.4,15.58,17.390432125820322,null,0,0]
[4676,"ItrNgsld610",1,0.93223348493392488,8258.5220679651866,0,"gsld",14,1.05,1.05,1.05,1.05,1.08,1.08,1.08,1.08,1.08,1.08,1.05,1.05,495.51132407791124,0,3075.0618993930975,0,0,0,1,0,null,null,null,4.7896896716678734,null,1672.0107332047428,1,null,null,6.8320000000000007,5.3630000000000004,5.5847964346769574,15.4,15.58,17.390432125820322,null,0,0]
[4683,"IcoTgsld611",1,0.93223348493392488,8258.5220679651866,0,"gsld",14,1.05,1.05,1.05,1.05,1.08,1.08,1.08,1.08,1.08,1.08,1.05,1.05,495.5113240779113,0,1684.7713170841846,0,0,0,1,0,null,null,null,2.6241851515746797,null,281.72015089582999,1,null,null,6.8320000000000007,5.3630000000000004,5.5847964346769574,15.4,15.58,17.390432125820322,null,0,0]
[4695,"IstTgsld611",1,0.93223348493392488,8258.5220679651866,0,"gsld",14,1.05,1.05,1.05,1.05,1.08,1.08,1.08,1.08,1.08,1.08,1.05,1.05,495.5113240779113,0,1684.7713170841846,0,0,0,1,0,null,null,null,2.6241851515746797,null,281.72015089582999,1,null,null,6.8320000000000007,5.3630000000000004,5.5847964346769574,15.4,15.58,17.390432125820322,null,0,0]
[4698,"IteNgsld611",1,0.93223348493392488,8258.5220679651866,0,"gsld",14,1.05,1.05,1.05,1.05,1.08,1.08,1.08,1.08,1.08,1.08,1.05,1.05,495.5113240779113,0,1684.7713170841846,0,0,0,1,0,null,null,null,2.6241851515746797,null,281.72015089582999,1,null,null,6.8320000000000007,5.3630000000000004,5.5847964346769574,15.4,15.58,17.390432125820322,null,0,0]
[4714,"ImeNgsld701",1,0.90220510041481328,7979.8295151838065,0,"gsld",15,1.06,1.06,1.06,1.06,1.0900000000000001,1.0900000000000001,1.0900000000000001,1.0900000000000001,1.0900000000000001,1.0900000000000001,1.06,1.06,478.78977091102843,0,852.99195809837499,0,0,0,1,0,null,null,null,1.356236858336352,null,-519.79025127829027,0,null,null,6.8320000000000007,5.3630000000000004,5.5847964346769574,15.4,15.58,17.390432125820322,null,0,0]
[4717,"IprTgsld701",1,0.90220510041481328,7979.8295151838065,0,"gsld",15,1.06,1.06,1.06,1.06,1.0900000000000001,1.0900000000000001,1.0900000000000001,1.0900000000000001,1.0900000000000001,1.0900000000000001,1.06,1.06,478.78977091102843,0,852.99195809837499,0,0,0,1,0,null,null,null,1.356236858336352,null,-519.79025127829027,0,null,null,6.8320000000000007,5.3630000000000004,5.5847964346769574,15.4,15.58,17.390432125820322,null,0,0]
[4724,"ItrNgsld701",1,0.90220510041481328,7979.8295151838065,0,"gsld",15,1.06,1.06,1.06,1.06,1.0900000000000001,1.0900000000000001,1.0900000000000001,1.0900000000000001,1.0900000000000001,1.0900000000000001,1.06,1.06,478.78977091102843,0,852.99195809837499,0,0,0,1,0,null,null,null,1.356236858336352,null,-519.79025127829027,0,null,null,6.8320000000000007,5.3630000000000004,5.5847964346769574,15.4,15.58,17.390432125820322,null,0,0]
[4736,"IelNgsld703",1,0.90220510041481305,7979.8295151838056,0,"gsld",10,1.06,1.06,1.06,1.06,1.0900000000000001,1.0900000000000001,1.0900000000000001,1.0900000000000001,1.0900000000000001,1.0900000000000001,1.06,1.06,478.78977091102831,0,3440.4064022148932,0,0,0,1,0,null,null,null,5.4701640807287317,null,2067.6241928382283,1,null,null,6.8320000000000007,5.3630000000000004,5.5847964346769574,15.4,15.58,17.390432125820322,null,0,0]
[4748,"IteNgsld703",1,0.90220510041481305,7979.8295151838056,0,"gsld",10,1.06,1.06,1.06,1.06,1.0900000000000001,1.0900000000000001,1.0900000000000001,1.0900000000000001,1.0900000000000001,1.0900000000000001,1.06,1.06,478.78977091102831,0,3440.4064022148932,0,0,0,1,0,null,null,null,5.4701640807287317,null,2067.6241928382283,1,null,null,6.8320000000000007,5.3630000000000004,5.5847964346769574,15.4,15.58,17.390432125820322,null,0,0]
[4755,"IchTgsld704",1,0.90220510041481328,7979.8295151838065,0,"gsld",30,1.06,1.06,1.06,1.06,1.0900000000000001,1.0900000000000001,1.0900000000000001,1.0900000000000001,1.0900000000000001,1.0900000000000001,1.06,1.06,478.78977091102843,0,3326.9110385583754,0,0,0,1,0,null,null,null,5.2897091608671012,null,1954.12882918171,1,null,null,6.8320000000000007,5.3630000000000004,5.5847964346769574,15.4,15.58,17.390432125820322,null,0,0]
[4767,"IprTgsld704",1,0.90220510041481328,7979.8295151838065,0,"gsld",30,1.06,1.06,1.06,1.06,1.0900000000000001,1.0900000000000001,1.0900000000000001,1.0900000000000001,1.0900000000000001,1.0900000000000001,1.06,1.06,478.78977091102843,0,3326.9110385583754,0,0,0,1,0,null,null,null,5.2897091608671012,null,1954.12882918171,1,null,null,6.8320000000000007,5.3630000000000004,5.5847964346769574,15.4,15.58,17.390432125820322,null,0,0]
[4774,"ItrNgsld704",1,0.90220510041481328,7979.8295151838065,0,"gsld",30,1.06,1.06,1.06,1.06,1.0900000000000001,1.0900000000000001,1.0900000000000001,1.0900000000000001,1.0900000000000001,1.0900000000000001,1.06,1.06,478.78977091102843,0,3326.9110385583754,0,0,0,1,0,null,null,null,5.2897091608671012,null,1954.12882918171,1,null,null,6.8320000000000007,5.3630000000000004,5.5847964346769574,15.4,15.58,17.390432125820322,null,0,0]
[4786,"IcoNgsld801",1,0.93046755565175365,8228.3728831277422,0,"gsld",15,1.06,1.06,1.06,1.06,1.0900000000000001,1.0900000000000001,1.0900000000000001,1.0900000000000001,1.0900000000000001,1.0900000000000001,1.06,1.06,413.74892552352094,0,171.61691333178203,0,0,0,1,0,null,null,null,0.26720383971509964,null,-1231.4751597656461,0,null,null,6.8320000000000007,5.3630000000000004,5.5847964346769574,15.4,15.58,17.390432125820322,null,0,0]
[4789,"IluEgsld801",1,0.93046755565175376,8228.3728831277422,0,"gsld",15,1.06,1.06,1.06,1.06,1.0900000000000001,1.0900000000000001,1.0900000000000001,1.0900000000000001,1.0900000000000001,1.0900000000000001,1.06,1.06,413.748925523521,0,59.547412097810046,0,0,0,1,0,null,null,null,9.2714038778167321E-2,null,-1343.5446609996181,0,null,null,6.8320000000000007,5.3630000000000004,5.5847964346769574,15.4,15.58,17.390432125820322,null,0,0]
[4796,"IprNgsld801",1,0.93046755565175376,8228.3728831277422,0,"gsld",15,1.06,1.06,1.06,1.06,1.0900000000000001,1.0900000000000001,1.0900000000000001,1.0900000000000001,1.0900000000000001,1.0900000000000001,1.06,1.06,413.74892552352094,0,21.458297506986941,0,0,0,1,0,null,null,null,3.3410107292461251E-2,null,-1381.6337755904412,0,null,null,6.8320000000000007,5.3630000000000004,5.5847964346769574,15.4,15.58,17.390432125820322,null,0,0]
[4808,"IchNgsld802",1,0.93046755565175376,8228.3728831277422,0,"gsld",8,1.06,1.06,1.06,1.06,1.0900000000000001,1.0900000000000001,1.0900000000000001,1.0900000000000001,1.0900000000000001,1.0900000000000001,1.06,1.06,413.748925523521,0,34016.089282415182,0,0,0,1,0,null,null,null,52.96231875922998,null,32612.997209317753,1,null,null,6.8320000000000007,5.3630000000000004,5.5847964346769574,15.4,15.58,17.390432125820322,null,465387.55512198433,41176.778509073629]
[4820,"IprNgsld802",1,0.93046755565175376,8228.3728831277422,0,"gsld",8,1.06,1.06,1.06,1.06,1.0900000000000001,1.0900000000000001,1.0900000000000001,1.0900000000000001,1.0900000000000001,1.0900000000000001,1.06,1.06,413.748925523521,0,34016.089282415182,0,0,0,1,0,null,null,null,52.96231875922998,null,32612.997209317753,1,null,null,6.8320000000000007,5.3630000000000004,5.5847964346769574,15.4,15.58,17.390432125820322,null,465387.55512198433,41176.778509073629]
[4827,"IwaEgsld802",1,0.93046755565175376,8228.3728831277422,0,"gsld",8,1.06,1.06,1.06,1.06,1.0900000000000001,1.0900000000000001,1.0900000000000001,1.0900000000000001,1.0900000000000001,1.0900000000000001,1.06,1.06,413.748925523521,0,34016.089282415182,0,0,0,1,0,null,null,null,52.96231875922998,null,32612.997209317753,1,null,null,6.8320000000000007,5.3630000000000004,5.5847964346769574,15.4,15.58,17.390432125820322,null,465387.55512198433,41176.778509073629]
[4839,"ImeEgsld803",1,0.93046755565175376,8228.3728831277422,0,"gsld",10,1.06,1.06,1.06,1.06,1.0900000000000001,1.0900000000000001,1.0900000000000001,1.0900000000000001,1.0900000000000001,1.0900000000000001,1.06,1.06,493.7023729876646,0,385.94392180738942,0,0,0,1,0,null,null,null,0.60090637816255732,null,-1017.1481512900388,0,null,null,6.8320000000000007,5.3630000000000004,5.5847964346769574,15.4,15.58,17.390432125820322,null,0,0]
[4846,"IstNgsld803",1,0.93046755565175365,8228.3728831277422,0,"gsld",10,1.06,1.06,1.06,1.06,1.0900000000000001,1.0900000000000001,1.0900000000000001,1.0900000000000001,1.0900000000000001,1.0900000000000001,1.06,1.06,493.7023729876646,0,114.64962352457195,0,0,0,1,0,null,null,null,0.17850699580192791,null,-1288.4424495728563,0,null,null,6.8320000000000007,5.3630000000000004,5.5847964346769574,15.4,15.58,17.390432125820322,null,0,0]
[4858,"IcoNgsld804",1,0.93046755565175365,8228.3728831277422,0,"gsld",10,1.06,1.06,1.06,1.06,1.0900000000000001,1.0900000000000001,1.0900000000000001,1.0900000000000001,1.0900000000000001,1.0900000000000001,1.06,1.06,413.748925523521,0,368.54442351571197,0,0,0,1,0,null,null,null,0.57381573387585838,null,-1034.5476495817163,0,null,null,6.8320000000000007,5.3630000000000004,5.5847964346769574,15.4,15.58,17.390432125820322,null,0,0]
[4861,"IluEgsld804",1,0.93046755565175376,8228.3728831277422,0,"gsld",10,1.06,1.06,1.06,1.06,1.0900000000000001,1.0900000000000001,1.0900000000000001,1.0900000000000001,1.0900000000000001,1.0900000000000001,1.06,1.06,413.748925523521,0,136.80835781924165,0,0,0,1,0,null,null,null,0.21300766809473218,null,-1266.2837152781865,0,null,null,6.8320000000000007,5.3630000000000004,5.5847964346769574,15.4,15.58,17.390432125820322,null,0,0]
[4868,"IprNgsld804",1,0.93046755565175365,8228.3728831277422,0,"gsld",10,1.06,1.06,1.06,1.06,1.0900000000000001,1.0900000000000001,1.0900000000000001,1.0900000000000001,1.0900000000000001,1.0900000000000001,1.06,1.06,413.748925523521,0,39.783052930449429,0,0,0,1,0,null,null,null,6.1941357015634614E-2,null,-1363.3090201669788,0,null,null,6.8320000000000007,5.3630000000000004,5.5847964346769574,15.4,15.58,17.390432125820322,null,0,0]
[4880,"IchNgsld805",1,0.93046755565175365,8228.3728831277422,0,"gsld",16,1.06,1.06,1.06,1.06,1.0900000000000001,1.0900000000000001,1.0900000000000001,1.0900000000000001,1.0900000000000001,1.0900000000000001,1.06,1.06,493.7023729876646,0,19128.689728304347,0,0,0,1,0,null,null,null,29.782958129775107,null,17725.597655206919,1,null,null,6.8320000000000007,5.3630000000000004,5.5847964346769574,15.4,15.58,17.390432125820322,null,95851.394357787329,12976.78257553716]
[4887,"ImeTgsld805",1,0.93046755565175365,8228.3728831277422,0,"gsld",16,1.06,1.06,1.06,1.06,1.0900000000000001,1.0900000000000001,1.0900000000000001,1.0900000000000001,1.0900000000000001,1.0900000000000001,1.06,1.06,493.7023729876646,0,19128.689728304347,0,0,0,1,0,null,null,null,29.782958129775107,null,17725.597655206919,1,null,null,6.8320000000000007,5.3630000000000004,5.5847964346769574,15.4,15.58,17.390432125820322,null,95851.394357787329,12976.78257553716]
[4899,"IwaTgsld805",1,0.93046755565175365,8228.3728831277422,0,"gsld",16,1.06,1.06,1.06,1.06,1.0900000000000001,1.0900000000000001,1.0900000000000001,1.0900000000000001,1.0900000000000001,1.0900000000000001,1.06,1.06,493.7023729876646,0,19128.689728304347,0,0,0,1,0,null,null,null,29.782958129775107,null,17725.597655206919,1,null,null,6.8320000000000007,5.3630000000000004,5.5847964346769574,15.4,15.58,17.390432125820322,null,95851.394357787329,12976.78257553716]
[4911,"ImeTgsld806",1,0.93046755565175387,8228.372883127744,0,"gsld",16,1.06,1.06,1.06,1.06,1.0900000000000001,1.0900000000000001,1.0900000000000001,1.0900000000000001,1.0900000000000001,1.0900000000000001,1.06,1.06,493.7023729876646,0,19100.497112639936,0,0,0,1,0,null,null,null,29.739062834079046,null,17697.405039542507,1,null,null,6.8320000000000007,5.3630000000000004,5.5847964346769574,15.4,15.58,17.390432125820322,null,95565.136570625647,12938.027739580517]
[4918,"IstNgsld806",1,0.93046755565175387,8228.372883127744,0,"gsld",16,1.06,1.06,1.06,1.06,1.0900000000000001,1.0900000000000001,1.0900000000000001,1.0900000000000001,1.0900000000000001,1.0900000000000001,1.06,1.06,493.7023729876646,0,19100.497112639936,0,0,0,1,0,null,null,null,29.739062834079046,null,17697.405039542507,1,null,null,6.8320000000000007,5.3630000000000004,5.5847964346769574,15.4,15.58,17.390432125820322,null,95565.136570625647,12938.027739580517]
[4930,"IcoNgsld807",1,0.93046755565175387,8228.372883127744,0,"gsld",15,1.06,1.06,1.06,1.06,1.0900000000000001,1.0900000000000001,1.0900000000000001,1.0900000000000001,1.0900000000000001,1.0900000000000001,1.06,1.06,413.74892552352105,0,10459.781497582815,0,0,0,1,0,null,null,null,16.285654627360621,null,9056.6894244853866,1,null,null,6.8320000000000007,5.3630000000000004,5.5847964346769574,15.4,15.58,17.390432125820322,null,11430.948300011078,1500.7339663508569]
[4933,"IluEgsld807",1,0.93046755565175365,8228.3728831277422,0,"gsld",15,1.06,1.06,1.06,1.06,1.0900000000000001,1.0900000000000001,1.0900000000000001,1.0900000000000001,1.0900000000000001,1.0900000000000001,1.06,1.06,413.748925523521,0,10459.794275410874,0,0,0,1,0,null,null,null,16.285674522163848,null,9056.7022023134468,1,null,null,6.8320000000000007,5.3630000000000004,5.5847964346769574,15.4,15.58,17.390432125820322,null,11431.081583908061,1500.7514647828436]
[4940,"IprNgsld807",1,0.93046755565175376,8228.3728831277422,0,"gsld",15,1.06,1.06,1.06,1.06,1.0900000000000001,1.0900000000000001,1.0900000000000001,1.0900000000000001,1.0900000000000001,1.0900000000000001,1.06,1.06,413.748925523521,0,10459.794756589408,0,0,0,1,0,null,null,null,16.285675271348467,null,9056.7026834919816,1,null,null,6.8320000000000007,5.3630000000000004,5.5847964346769574,15.4,15.58,17.390432125820322,null,11431.091836515494,1500.7528108160698]
[4952,"IchNgsld808",1,0.93046755565175365,8228.3728831277422,0,"gsld",5,1.06,1.06,1.06,1.06,1.0900000000000001,1.0900000000000001,1.0900000000000001,1.0900000000000001,1.0900000000000001,1.0900000000000001,1.06,1.06,413.74892552352094,0,1648.5594950797899,0,0,0,1,0,null,null,null,2.5667716458254732,null,245.46742198236186,1,null,null,6.8320000000000007,5.3630000000000004,5.5847964346769574,15.4,15.58,17.390432125820322,null,0,0]
[4959,"ImeEgsld808",1,0.93046755565175376,8228.3728831277422,0,"gsld",5,1.06,1.06,1.06,1.06,1.0900000000000001,1.0900000000000001,1.0900000000000001,1.0900000000000001,1.0900000000000001,1.0900000000000001,1.06,1.06,413.748925523521,0,19903.335674144375,0,0,0,1,0,null,null,null,30.989065191892148,null,18500.243601046946,1,null,null,6.8320000000000007,5.3630000000000004,5.5847964346769574,15.4,15.58,17.390432125820322,null,389874.88591796375,34495.533125045484]
[4971,"IwaEgsld808",1,0.93046755565175354,8228.3728831277422,0,"gsld",5,1.06,1.06,1.06,1.06,1.0900000000000001,1.0900000000000001,1.0900000000000001,1.0900000000000001,1.0900000000000001,1.0900000000000001,1.06,1.06,413.748925523521,0,588.77127625354194,0,0,0,1,0,null,null,null,0.91670420283553344,null,-814.32079684388623,0,null,null,6.8320000000000007,5.3630000000000004,5.5847964346769574,15.4,15.58,17.390432125820322,null,0,0]
[4983,"ImeEgsld809",1,0.93046755565175376,8228.3728831277422,0,"gsld",13,1.06,1.06,1.06,1.06,1.0900000000000001,1.0900000000000001,1.0900000000000001,1.0900000000000001,1.0900000000000001,1.0900000000000001,1.06,1.06,413.74892552352094,0,3368.6565177285424,0,0,0,1,0,null,null,null,5.2449256821103116,null,1965.5644446311144,1,null,null,6.8320000000000007,5.3630000000000004,5.5847964346769574,15.4,15.58,17.390432125820322,null,0,0]
[4990,"IstNgsld809",1,0.93046755565175376,8228.3728831277422,0,"gsld",13,1.06,1.06,1.06,1.06,1.0900000000000001,1.0900000000000001,1.0900000000000001,1.0900000000000001,1.0900000000000001,1.0900000000000001,1.06,1.06,413.74892552352094,0,3368.6565177285383,0,0,0,1,0,null,null,null,5.2449256821103054,null,1965.5644446311103,1,null,null,6.8320000000000007,5.3630000000000004,5.5847964346769574,15.4,15.58,17.390432125820322,null,0,0]
[5000,"IchNgsld901",1,0.93046755565175365,8228.3728831277422,0,"gsld",5,1.06,1.06,1.06,1.06,1.0900000000000001,1.0900000000000001,1.0900000000000001,1.0900000000000001,1.0900000000000001,1.0900000000000001,1.06,1.06,413.74892552352094,0,3410.4250095155376,0,0,0,1,0,null,null,null,5.3099583246856801,null,2007.3329364181095,1,null,null,6.8320000000000007,5.3630000000000004,5.5847964346769574,15.4,15.58,17.390432125820322,null,0,0]
[5004,"IelNgsld901",1,0.93046755565175365,8228.3728831277422,0,"gsld",5,1.06,1.06,1.06,1.06,1.0900000000000001,1.0900000000000001,1.0900000000000001,1.0900000000000001,1.0900000000000001,1.0900000000000001,1.06,1.06,413.74892552352094,0,3410.4250095155376,0,0,0,1,0,null,null,null,5.3099583246856801,null,2007.3329364181095,1,null,null,6.8320000000000007,5.3630000000000004,5.5847964346769574,15.4,15.58,17.390432125820322,null,0,0]
[5005,"IluEgsld901",1,0.93046755565175376,8228.3728831277422,0,"gsld",5,1.06,1.06,1.06,1.06,1.0900000000000001,1.0900000000000001,1.0900000000000001,1.0900000000000001,1.0900000000000001,1.0900000000000001,1.06,1.06,413.74892552352094,0,3546.8420098961597,0,0,0,1,0,null,null,null,5.5223566576731082,null,2143.7499367987316,1,null,null,6.8320000000000007,5.3630000000000004,5.5847964346769574,15.4,15.58,17.390432125820322,null,0,0]
[5006,"IluNgsld901",1,0.93046755565175376,8228.3728831277422,0,"gsld",5,1.06,1.06,1.06,1.06,1.0900000000000001,1.0900000000000001,1.0900000000000001,1.0900000000000001,1.0900000000000001,1.0900000000000001,1.06,1.06,413.74892552352094,0,3546.8420098961597,0,0,0,1,0,null,null,null,5.5223566576731082,null,2143.7499367987316,1,null,null,6.8320000000000007,5.3630000000000004,5.5847964346769574,15.4,15.58,17.390432125820322,null,0,0]
[5007,"ImeEgsld901",1,0.93046755565175365,8228.3728831277422,0,"gsld",5,1.06,1.06,1.06,1.06,1.0900000000000001,1.0900000000000001,1.0900000000000001,1.0900000000000001,1.0900000000000001,1.0900000000000001,1.06,1.06,413.74892552352094,0,3410.4250095155376,0,0,0,1,0,null,null,null,5.3099583246856801,null,2007.3329364181095,1,null,null,6.8320000000000007,5.3630000000000004,5.5847964346769574,15.4,15.58,17.390432125820322,null,0,0]
[5008,"ImeNgsld901",1,0.93046755565175365,8228.3728831277422,0,"gsld",5,1.06,1.06,1.06,1.06,1.0900000000000001,1.0900000000000001,1.0900000000000001,1.0900000000000001,1.0900000000000001,1.0900000000000001,1.06,1.06,413.74892552352094,0,3410.4250095155376,0,0,0,1,0,null,null,null,5.3099583246856801,null,2007.3329364181095,1,null,null,6.8320000000000007,5.3630000000000004,5.5847964346769574,15.4,15.58,17.390432125820322,null,0,0]
[5009,"ImiEgsld901",1,0.93046755565175365,8228.3728831277422,0,"gsld",5,1.06,1.06,1.06,1.06,1.0900000000000001,1.0900000000000001,1.0900000000000001,1.0900000000000001,1.0900000000000001,1.0900000000000001,1.06,1.06,413.748925523521,0,3463.7129002892184,0,0,0,1,0,null,null,null,5.3929264235088947,null,2060.6208271917903,1,null,null,6.8320000000000007,5.3630000000000004,5.5847964346769574,15.4,15.58,17.390432125820322,null,0,0]
[5010,"ImiNgsld901",1,0.93046755565175365,8228.3728831277422,0,"gsld",5,1.06,1.06,1.06,1.06,1.0900000000000001,1.0900000000000001,1.0900000000000001,1.0900000000000001,1.0900000000000001,1.0900000000000001,1.06,1.06,413.748925523521,0,3463.7129002892184,0,0,0,1,0,null,null,null,5.3929264235088947,null,2060.6208271917903,1,null,null,6.8320000000000007,5.3630000000000004,5.5847964346769574,15.4,15.58,17.390432125820322,null,0,0]
[5011,"IprEgsld901",1,0.93046755565175365,8228.3728831277422,0,"gsld",5,1.06,1.06,1.06,1.06,1.0900000000000001,1.0900000000000001,1.0900000000000001,1.0900000000000001,1.0900000000000001,1.0900000000000001,1.06,1.06,413.74892552352094,0,3410.4250095155376,0,0,0,1,0,null,null,null,5.3099583246856801,null,2007.3329364181095,1,null,null,6.8320000000000007,5.3630000000000004,5.5847964346769574,15.4,15.58,17.390432125820322,null,0,0]
[5012,"IprNgsld901",1,0.93046755565175365,8228.3728831277422,0,"gsld",5,1.06,1.06,1.06,1.06,1.0900000000000001,1.0900000000000001,1.0900000000000001,1.0900000000000001,1.0900000000000001,1.0900000000000001,1.06,1.06,413.74892552352094,0,3410.4250095155376,0,0,0,1,0,null,null,null,5.3099583246856801,null,2007.3329364181095,1,null,null,6.8320000000000007,5.3630000000000004,5.5847964346769574,15.4,15.58,17.390432125820322,null,0,0]
[5013,"IstEgsld901",1,0.93046755565175365,8228.3728831277422,0,"gsld",5,1.06,1.06,1.06,1.06,1.0900000000000001,1.0900000000000001,1.0900000000000001,1.0900000000000001,1.0900000000000001,1.0900000000000001,1.06,1.06,413.74892552352094,0,3410.4250095155376,0,0,0,1,0,null,null,null,5.3099583246856801,null,2007.3329364181095,1,null,null,6.8320000000000007,5.3630000000000004,5.5847964346769574,15.4,15.58,17.390432125820322,null,0,0]
[5014,"IstNgsld901",1,0.93046755565175365,8228.3728831277422,0,"gsld",5,1.06,1.06,1.06,1.06,1.0900000000000001,1.0900000000000001,1.0900000000000001,1.0900000000000001,1.0900000000000001,1.0900000000000001,1.06,1.06,413.74892552352094,0,3410.4250095155376,0,0,0,1,0,null,null,null,5.3099583246856801,null,2007.3329364181095,1,null,null,6.8320000000000007,5.3630000000000004,5.5847964346769574,15.4,15.58,17.390432125820322,null,0,0]
[5015,"IteEgsld901",1,0.93046755565175365,8228.3728831277422,0,"gsld",5,1.06,1.06,1.06,1.06,1.0900000000000001,1.0900000000000001,1.0900000000000001,1.0900000000000001,1.0900000000000001,1.0900000000000001,1.06,1.06,413.74892552352094,0,3410.4250095155376,0,0,0,1,0,null,null,null,5.3099583246856801,null,2007.3329364181095,1,null,null,6.8320000000000007,5.3630000000000004,5.5847964346769574,15.4,15.58,17.390432125820322,null,0,0]
[5016,"IteNgsld901",1,0.93046755565175365,8228.3728831277422,0,"gsld",5,1.06,1.06,1.06,1.06,1.0900000000000001,1.0900000000000001,1.0900000000000001,1.0900000000000001,1.0900000000000001,1.0900000000000001,1.06,1.06,413.74892552352094,0,3410.4250095155376,0,0,0,1,0,null,null,null,5.3099583246856801,null,2007.3329364181095,1,null,null,6.8320000000000007,5.3630000000000004,5.5847964346769574,15.4,15.58,17.390432125820322,null,0,0]
[5017,"ItrEgsld901",1,0.93046755565175376,8228.372883127744,0,"gsld",5,1.06,1.06,1.06,1.06,1.0900000000000001,1.0900000000000001,1.0900000000000001,1.0900000000000001,1.0900000000000001,1.0900000000000001,1.06,1.06,413.748925523521,0,3518.692470135079,0,0,0,1,0,null,null,null,5.4785284302312567,null,2115.6003970376505,1,null,null,6.8320000000000007,5.3630000000000004,5.5847964346769574,15.4,15.58,17.390432125820322,null,0,0]
[5018,"ItrNgsld901",1,0.93046755565175376,8228.372883127744,0,"gsld",5,1.06,1.06,1.06,1.06,1.0900000000000001,1.0900000000000001,1.0900000000000001,1.0900000000000001,1.0900000000000001,1.0900000000000001,1.06,1.06,413.748925523521,0,3518.692470135079,0,0,0,1,0,null,null,null,5.4785284302312567,null,2115.6003970376505,1,null,null,6.8320000000000007,5.3630000000000004,5.5847964346769574,15.4,15.58,17.390432125820322,null,0,0]
[5019,"IwaEgsld901",1,0.93046755565175365,8228.3728831277422,0,"gsld",5,1.06,1.06,1.06,1.06,1.0900000000000001,1.0900000000000001,1.0900000000000001,1.0900000000000001,1.0900000000000001,1.0900000000000001,1.06,1.06,413.74892552352094,0,3410.4250095155376,0,0,0,1,0,null,null,null,5.3099583246856801,null,2007.3329364181095,1,null,null,6.8320000000000007,5.3630000000000004,5.5847964346769574,15.4,15.58,17.390432125820322,null,0,0]
[5020,"IwaNgsld901",1,0.93046755565175365,8228.3728831277422,0,"gsld",5,1.06,1.06,1.06,1.06,1.0900000000000001,1.0900000000000001,1.0900000000000001,1.0900000000000001,1.0900000000000001,1.0900000000000001,1.06,1.06,413.74892552352094,0,3410.4250095155376,0,0,0,1,0,null,null,null,5.3099583246856801,null,2007.3329364181095,1,null,null,6.8320000000000007,5.3630000000000004,5.5847964346769574,15.4,15.58,17.390432125820322,null,0,0]
[5021,"IagEgsld1001",1,0.90220510041481317,7979.8295151838056,0,"gsld",5,1.06,1.06,1.06,1.06,1.0900000000000001,1.0900000000000001,1.0900000000000001,1.0900000000000001,1.0900000000000001,1.0900000000000001,1.06,1.06,401.25136945825523,0,310.51945287345677,0,0,0,1,0,null,null,null,0.4937185201092486,null,-1062.2627565032085,0,null,null,6.8320000000000007,5.3630000000000004,5.5847964346769574,15.4,15.58,17.390432125820322,null,0,0]
[5022,"IagNgsld1001",1,0.90220510041481317,7979.8295151838056,0,"gsld",5,1.06,1.06,1.06,1.06,1.0900000000000001,1.0900000000000001,1.0900000000000001,1.0900000000000001,1.0900000000000001,1.0900000000000001,1.06,1.06,401.25136945825523,0,310.51945287345677,0,0,0,1,0,null,null,null,0.4937185201092486,null,-1062.2627565032085,0,null,null,6.8320000000000007,5.3630000000000004,5.5847964346769574,15.4,15.58,17.390432125820322,null,0,0]
[5023,"IchEgsld1001",1,0.90220510041481317,7979.8295151838056,0,"gsld",5,1.06,1.06,1.06,1.06,1.0900000000000001,1.0900000000000001,1.0900000000000001,1.0900000000000001,1.0900000000000001,1.0900000000000001,1.06,1.06,401.25136945825523,0,310.51945287345677,0,0,0,1,0,null,null,null,0.4937185201092486,null,-1062.2627565032085,0,null,null,6.8320000000000007,5.3630000000000004,5.5847964346769574,15.4,15.58,17.390432125820322,null,0,0]
[5024,"IchNgsld1001",1,0.90220510041481317,7979.8295151838056,0,"gsld",5,1.06,1.06,1.06,1.06,1.0900000000000001,1.0900000000000001,1.0900000000000001,1.0900000000000001,1.0900000000000001,1.0900000000000001,1.06,1.06,401.25136945825523,0,310.51945287345677,0,0,0,1,0,null,null,null,0.4937185201092486,null,-1062.2627565032085,0,null,null,6.8320000000000007,5.3630000000000004,5.5847964346769574,15.4,15.58,17.390432125820322,null,0,0]
[5025,"IcoEgsld1001",1,0.90220510041481317,7979.8295151838056,0,"gsld",5,1.06,1.06,1.06,1.06,1.0900000000000001,1.0900000000000001,1.0900000000000001,1.0900000000000001,1.0900000000000001,1.0900000000000001,1.06,1.06,401.25136945825523,0,310.51945287345677,0,0,0,1,0,null,null,null,0.4937185201092486,null,-1062.2627565032085,0,null,null,6.8320000000000007,5.3630000000000004,5.5847964346769574,15.4,15.58,17.390432125820322,null,0,0]
[5026,"IcoNgsld1001",1,0.90220510041481317,7979.8295151838056,0,"gsld",5,1.06,1.06,1.06,1.06,1.0900000000000001,1.0900000000000001,1.0900000000000001,1.0900000000000001,1.0900000000000001,1.0900000000000001,1.06,1.06,401.25136945825523,0,310.51945287345677,0,0,0,1,0,null,null,null,0.4937185201092486,null,-1062.2627565032085,0,null,null,6.8320000000000007,5.3630000000000004,5.5847964346769574,15.4,15.58,17.390432125820322,null,0,0]
[5027,"IelEgsld1001",1,0.90220510041481317,7979.8295151838056,0,"gsld",5,1.06,1.06,1.06,1.06,1.0900000000000001,1.0900000000000001,1.0900000000000001,1.0900000000000001,1.0900000000000001,1.0900000000000001,1.06,1.06,401.25136945825523,0,310.51945287345677,0,0,0,1,0,null,null,null,0.4937185201092486,null,-1062.2627565032085,0,null,null,6.8320000000000007,5.3630000000000004,5.5847964346769574,15.4,15.58,17.390432125820322,null,0,0]
[5028,"IelNgsld1001",1,0.90220510041481317,7979.8295151838056,0,"gsld",5,1.06,1.06,1.06,1.06,1.0900000000000001,1.0900000000000001,1.0900000000000001,1.0900000000000001,1.0900000000000001,1.0900000000000001,1.06,1.06,401.25136945825523,0,310.51945287345677,0,0,0,1,0,null,null,null,0.4937185201092486,null,-1062.2627565032085,0,null,null,6.8320000000000007,5.3630000000000004,5.5847964346769574,15.4,15.58,17.390432125820322,null,0,0]
[5029,"IluEgsld1001",1,0.90220510041481317,7979.8295151838056,0,"gsld",5,1.06,1.06,1.06,1.06,1.0900000000000001,1.0900000000000001,1.0900000000000001,1.0900000000000001,1.0900000000000001,1.0900000000000001,1.06,1.06,401.25136945825523,0,310.51945287345677,0,0,0,1,0,null,null,null,0.4937185201092486,null,-1062.2627565032085,0,null,null,6.8320000000000007,5.3630000000000004,5.5847964346769574,15.4,15.58,17.390432125820322,null,0,0]
[5030,"IluNgsld1001",1,0.90220510041481317,7979.8295151838056,0,"gsld",5,1.06,1.06,1.06,1.06,1.0900000000000001,1.0900000000000001,1.0900000000000001,1.0900000000000001,1.0900000000000001,1.0900000000000001,1.06,1.06,401.25136945825523,0,310.51945287345677,0,0,0,1,0,null,null,null,0.4937185201092486,null,-1062.2627565032085,0,null,null,6.8320000000000007,5.3630000000000004,5.5847964346769574,15.4,15.58,17.390432125820322,null,0,0]
[5031,"ImeEgsld1001",1,0.90220510041481317,7979.8295151838056,0,"gsld",5,1.06,1.06,1.06,1.06,1.0900000000000001,1.0900000000000001,1.0900000000000001,1.0900000000000001,1.0900000000000001,1.0900000000000001,1.06,1.06,401.25136945825523,0,310.51945287345677,0,0,0,1,0,null,null,null,0.4937185201092486,null,-1062.2627565032085,0,null,null,6.8320000000000007,5.3630000000000004,5.5847964346769574,15.4,15.58,17.390432125820322,null,0,0]
[5032,"ImeNgsld1001",1,0.90220510041481317,7979.8295151838056,0,"gsld",5,1.06,1.06,1.06,1.06,1.0900000000000001,1.0900000000000001,1.0900000000000001,1.0900000000000001,1.0900000000000001,1.0900000000000001,1.06,1.06,401.25136945825523,0,310.51945287345677,0,0,0,1,0,null,null,null,0.4937185201092486,null,-1062.2627565032085,0,null,null,6.8320000000000007,5.3630000000000004,5.5847964346769574,15.4,15.58,17.390432125820322,null,0,0]
[5033,"ImiEgsld1001",1,0.90220510041481317,7979.8295151838056,0,"gsld",5,1.06,1.06,1.06,1.06,1.0900000000000001,1.0900000000000001,1.0900000000000001,1.0900000000000001,1.0900000000000001,1.0900000000000001,1.06,1.06,401.25136945825523,0,310.51945287345677,0,0,0,1,0,null,null,null,0.4937185201092486,null,-1062.2627565032085,0,null,null,6.8320000000000007,5.3630000000000004,5.5847964346769574,15.4,15.58,17.390432125820322,null,0,0]
[5034,"ImiNgsld1001",1,0.90220510041481317,7979.8295151838056,0,"gsld",5,1.06,1.06,1.06,1.06,1.0900000000000001,1.0900000000000001,1.0900000000000001,1.0900000000000001,1.0900000000000001,1.0900000000000001,1.06,1.06,401.25136945825523,0,310.51945287345677,0,0,0,1,0,null,null,null,0.4937185201092486,null,-1062.2627565032085,0,null,null,6.8320000000000007,5.3630000000000004,5.5847964346769574,15.4,15.58,17.390432125820322,null,0,0]
[5035,"IprEgsld1001",1,0.90220510041481317,7979.8295151838056,0,"gsld",5,1.06,1.06,1.06,1.06,1.0900000000000001,1.0900000000000001,1.0900000000000001,1.0900000000000001,1.0900000000000001,1.0900000000000001,1.06,1.06,401.25136945825523,0,310.51945287345677,0,0,0,1,0,null,null,null,0.4937185201092486,null,-1062.2627565032085,0,null,null,6.8320000000000007,5.3630000000000004,5.5847964346769574,15.4,15.58,17.390432125820322,null,0,0]
[5036,"IprNgsld1001",1,0.90220510041481317,7979.8295151838056,0,"gsld",5,1.06,1.06,1.06,1.06,1.0900000000000001,1.0900000000000001,1.0900000000000001,1.0900000000000001,1.0900000000000001,1.0900000000000001,1.06,1.06,401.25136945825523,0,310.51945287345677,0,0,0,1,0,null,null,null,0.4937185201092486,null,-1062.2627565032085,0,null,null,6.8320000000000007,5.3630000000000004,5.5847964346769574,15.4,15.58,17.390432125820322,null,0,0]
[5037,"IstEgsld1001",1,0.90220510041481317,7979.8295151838056,0,"gsld",5,1.06,1.06,1.06,1.06,1.0900000000000001,1.0900000000000001,1.0900000000000001,1.0900000000000001,1.0900000000000001,1.0900000000000001,1.06,1.06,401.25136945825523,0,310.51945287345677,0,0,0,1,0,null,null,null,0.4937185201092486,null,-1062.2627565032085,0,null,null,6.8320000000000007,5.3630000000000004,5.5847964346769574,15.4,15.58,17.390432125820322,null,0,0]
[5038,"IstNgsld1001",1,0.90220510041481317,7979.8295151838056,0,"gsld",5,1.06,1.06,1.06,1.06,1.0900000000000001,1.0900000000000001,1.0900000000000001,1.0900000000000001,1.0900000000000001,1.0900000000000001,1.06,1.06,401.25136945825523,0,310.51945287345677,0,0,0,1,0,null,null,null,0.4937185201092486,null,-1062.2627565032085,0,null,null,6.8320000000000007,5.3630000000000004,5.5847964346769574,15.4,15.58,17.390432125820322,null,0,0]
[5039,"IteEgsld1001",1,0.90220510041481317,7979.8295151838056,0,"gsld",5,1.06,1.06,1.06,1.06,1.0900000000000001,1.0900000000000001,1.0900000000000001,1.0900000000000001,1.0900000000000001,1.0900000000000001,1.06,1.06,401.25136945825523,0,310.51945287345677,0,0,0,1,0,null,null,null,0.4937185201092486,null,-1062.2627565032085,0,null,null,6.8320000000000007,5.3630000000000004,5.5847964346769574,15.4,15.58,17.390432125820322,null,0,0]
[5040,"IteNgsld1001",1,0.90220510041481317,7979.8295151838056,0,"gsld",5,1.06,1.06,1.06,1.06,1.0900000000000001,1.0900000000000001,1.0900000000000001,1.0900000000000001,1.0900000000000001,1.0900000000000001,1.06,1.06,401.25136945825523,0,310.51945287345677,0,0,0,1,0,null,null,null,0.4937185201092486,null,-1062.2627565032085,0,null,null,6.8320000000000007,5.3630000000000004,5.5847964346769574,15.4,15.58,17.390432125820322,null,0,0]
[5041,"ItrEgsld1001",1,0.90220510041481317,7979.8295151838056,0,"gsld",5,1.06,1.06,1.06,1.06,1.0900000000000001,1.0900000000000001,1.0900000000000001,1.0900000000000001,1.0900000000000001,1.0900000000000001,1.06,1.06,401.25136945825523,0,310.51945287345677,0,0,0,1,0,null,null,null,0.4937185201092486,null,-1062.2627565032085,0,null,null,6.8320000000000007,5.3630000000000004,5.5847964346769574,15.4,15.58,17.390432125820322,null,0,0]
[5042,"ItrNgsld1001",1,0.90220510041481317,7979.8295151838056,0,"gsld",5,1.06,1.06,1.06,1.06,1.0900000000000001,1.0900000000000001,1.0900000000000001,1.0900000000000001,1.0900000000000001,1.0900000000000001,1.06,1.06,401.25136945825523,0,310.51945287345677,0,0,0,1,0,null,null,null,0.4937185201092486,null,-1062.2627565032085,0,null,null,6.8320000000000007,5.3630000000000004,5.5847964346769574,15.4,15.58,17.390432125820322,null,0,0]
[5043,"IwaEgsld1001",1,0.90220510041481317,7979.8295151838056,0,"gsld",5,1.06,1.06,1.06,1.06,1.0900000000000001,1.0900000000000001,1.0900000000000001,1.0900000000000001,1.0900000000000001,1.0900000000000001,1.06,1.06,401.25136945825523,0,310.51945287345677,0,0,0,1,0,null,null,null,0.4937185201092486,null,-1062.2627565032085,0,null,null,6.8320000000000007,5.3630000000000004,5.5847964346769574,15.4,15.58,17.390432125820322,null,0,0]
[5044,"IwaNgsld1001",1,0.90220510041481317,7979.8295151838056,0,"gsld",5,1.06,1.06,1.06,1.06,1.0900000000000001,1.0900000000000001,1.0900000000000001,1.0900000000000001,1.0900000000000001,1.0900000000000001,1.06,1.06,401.25136945825523,0,310.51945287345677,0,0,0,1,0,null,null,null,0.4937185201092486,null,-1062.2627565032085,0,null,null,6.8320000000000007,5.3630000000000004,5.5847964346769574,15.4,15.58,17.390432125820322,null,0,0]
[5045,"IagEgsld1002",1,0.90220510041481328,7979.8295151838065,0,"gsld",15,1.06,1.06,1.06,1.06,1.0900000000000001,1.0900000000000001,1.0900000000000001,1.0900000000000001,1.0900000000000001,1.0900000000000001,1.06,1.06,401.25136945825528,0,2804.1858164849027,0,0,0,1,0,null,null,null,4.4585885316192266,null,1431.4036071082373,1,null,null,6.8320000000000007,5.3630000000000004,5.5847964346769574,15.4,15.58,17.390432125820322,null,0,0]
[5046,"IagNgsld1002",1,0.90220510041481328,7979.8295151838065,0,"gsld",15,1.06,1.06,1.06,1.06,1.0900000000000001,1.0900000000000001,1.0900000000000001,1.0900000000000001,1.0900000000000001,1.0900000000000001,1.06,1.06,401.25136945825528,0,2804.1858164849027,0,0,0,1,0,null,null,null,4.4585885316192266,null,1431.4036071082373,1,null,null,6.8320000000000007,5.3630000000000004,5.5847964346769574,15.4,15.58,17.390432125820322,null,0,0]
[5047,"IchEgsld1002",1,0.90220510041481317,7979.8295151838056,0,"gsld",15,1.06,1.06,1.06,1.06,1.0900000000000001,1.0900000000000001,1.0900000000000001,1.0900000000000001,1.0900000000000001,1.0900000000000001,1.06,1.06,401.25136945825523,0,193.10000035532684,0,0,0,1,0,null,null,null,0.30702439259861508,null,-1179.6822090213384,0,null,null,6.8320000000000007,5.3630000000000004,5.5847964346769574,15.4,15.58,17.390432125820322,null,0,0]
[5048,"IchNgsld1002",1,0.90220510041481317,7979.8295151838056,0,"gsld",15,1.06,1.06,1.06,1.06,1.0900000000000001,1.0900000000000001,1.0900000000000001,1.0900000000000001,1.0900000000000001,1.0900000000000001,1.06,1.06,401.25136945825523,0,193.10000035532684,0,0,0,1,0,null,null,null,0.30702439259861508,null,-1179.6822090213384,0,null,null,6.8320000000000007,5.3630000000000004,5.5847964346769574,15.4,15.58,17.390432125820322,null,0,0]
[5049,"IcoEgsld1002",1,0.90220510041481328,7979.8295151838056,0,"gsld",15,1.06,1.06,1.06,1.06,1.0900000000000001,1.0900000000000001,1.0900000000000001,1.0900000000000001,1.0900000000000001,1.0900000000000001,1.06,1.06,401.25136945825528,0,10365.333214502449,0,0,0,1,0,null,null,null,16.480632461982673,null,8992.5510051257825,1,null,null,6.8320000000000007,5.3630000000000004,5.5847964346769574,15.4,15.58,17.390432125820322,null,12882.882994284868,1691.3539967658151]
[5050,"IcoNgsld1002",1,0.90220510041481328,7979.8295151838056,0,"gsld",15,1.06,1.06,1.06,1.06,1.0900000000000001,1.0900000000000001,1.0900000000000001,1.0900000000000001,1.0900000000000001,1.0900000000000001,1.06,1.06,401.25136945825528,0,10365.333214502449,0,0,0,1,0,null,null,null,16.480632461982673,null,8992.5510051257825,1,null,null,6.8320000000000007,5.3630000000000004,5.5847964346769574,15.4,15.58,17.390432125820322,null,12882.882994284868,1691.3539967658151]
[5051,"IelEgsld1002",1,0.90220510041481328,7979.8295151838065,0,"gsld",15,1.06,1.06,1.06,1.06,1.0900000000000001,1.0900000000000001,1.0900000000000001,1.0900000000000001,1.0900000000000001,1.0900000000000001,1.06,1.06,401.25136945825528,0,503.15452566167301,0,0,0,1,0,null,null,null,0.80000368897077512,null,-869.62768371499226,0,null,null,6.8320000000000007,5.3630000000000004,5.5847964346769574,15.4,15.58,17.390432125820322,null,0,0]
[5052,"IelNgsld1002",1,0.90220510041481328,7979.8295151838065,0,"gsld",15,1.06,1.06,1.06,1.06,1.0900000000000001,1.0900000000000001,1.0900000000000001,1.0900000000000001,1.0900000000000001,1.0900000000000001,1.06,1.06,401.25136945825528,0,503.15452566167301,0,0,0,1,0,null,null,null,0.80000368897077512,null,-869.62768371499226,0,null,null,6.8320000000000007,5.3630000000000004,5.5847964346769574,15.4,15.58,17.390432125820322,null,0,0]
[5053,"IluEgsld1002",1,0.90220510041481317,7979.8295151838056,0,"gsld",15,1.06,1.06,1.06,1.06,1.0900000000000001,1.0900000000000001,1.0900000000000001,1.0900000000000001,1.0900000000000001,1.0900000000000001,1.06,1.06,401.25136945825528,0,431.65800461736825,0,0,0,1,0,null,null,null,0.68632592663960468,null,-941.12420475929684,0,null,null,6.8320000000000007,5.3630000000000004,5.5847964346769574,15.4,15.58,17.390432125820322,null,0,0]
[5054,"IluNgsld1002",1,0.90220510041481317,7979.8295151838056,0,"gsld",15,1.06,1.06,1.06,1.06,1.0900000000000001,1.0900000000000001,1.0900000000000001,1.0900000000000001,1.0900000000000001,1.0900000000000001,1.06,1.06,401.25136945825528,0,431.65800461736825,0,0,0,1,0,null,null,null,0.68632592663960468,null,-941.12420475929684,0,null,null,6.8320000000000007,5.3630000000000004,5.5847964346769574,15.4,15.58,17.390432125820322,null,0,0]
[5055,"ImeEgsld1002",1,0.90220510041481305,7979.8295151838056,0,"gsld",15,1.06,1.06,1.06,1.06,1.0900000000000001,1.0900000000000001,1.0900000000000001,1.0900000000000001,1.0900000000000001,1.0900000000000001,1.06,1.06,401.25136945825523,0,2647.3220637888221,0,0,0,1,0,null,null,null,4.2091789080892852,null,1274.5398544121567,1,null,null,6.8320000000000007,5.3630000000000004,5.5847964346769574,15.4,15.58,17.390432125820322,null,0,0]
[5056,"ImeNgsld1002",1,0.90220510041481305,7979.8295151838056,0,"gsld",15,1.06,1.06,1.06,1.06,1.0900000000000001,1.0900000000000001,1.0900000000000001,1.0900000000000001,1.0900000000000001,1.0900000000000001,1.06,1.06,401.25136945825523,0,2647.3220637888221,0,0,0,1,0,null,null,null,4.2091789080892852,null,1274.5398544121567,1,null,null,6.8320000000000007,5.3630000000000004,5.5847964346769574,15.4,15.58,17.390432125820322,null,0,0]
[5057,"ImiEgsld1002",1,0.90220510041481328,7979.8295151838056,0,"gsld",15,1.06,1.06,1.06,1.06,1.0900000000000001,1.0900000000000001,1.0900000000000001,1.0900000000000001,1.0900000000000001,1.0900000000000001,1.06,1.06,401.25136945825528,0,10365.333214502449,0,0,0,1,0,null,null,null,16.480632461982673,null,8992.5510051257825,1,null,null,6.8320000000000007,5.3630000000000004,5.5847964346769574,15.4,15.58,17.390432125820322,null,12882.882994284868,1691.3539967658151]
[5058,"ImiNgsld1002",1,0.90220510041481328,7979.8295151838056,0,"gsld",15,1.06,1.06,1.06,1.06,1.0900000000000001,1.0900000000000001,1.0900000000000001,1.0900000000000001,1.0900000000000001,1.0900000000000001,1.06,1.06,401.25136945825528,0,10365.333214502449,0,0,0,1,0,null,null,null,16.480632461982673,null,8992.5510051257825,1,null,null,6.8320000000000007,5.3630000000000004,5.5847964346769574,15.4,15.58,17.390432125820322,null,12882.882994284868,1691.3539967658151]
[5059,"IprEgsld1002",1,0.90220510041481317,7979.8295151838056,0,"gsld",15,1.06,1.06,1.06,1.06,1.0900000000000001,1.0900000000000001,1.0900000000000001,1.0900000000000001,1.0900000000000001,1.0900000000000001,1.06,1.06,401.25136945825523,0,23.935934388413838,0,0,0,1,0,null,null,null,3.80575644917669E-2,null,-1348.8462749882515,0,null,null,6.8320000000000007,5.3630000000000004,5.5847964346769574,15.4,15.58,17.390432125820322,null,0,0]
[5060,"IprNgsld1002",1,0.90220510041481317,7979.8295151838056,0,"gsld",15,1.06,1.06,1.06,1.06,1.0900000000000001,1.0900000000000001,1.0900000000000001,1.0900000000000001,1.0900000000000001,1.0900000000000001,1.06,1.06,401.25136945825523,0,23.935934388413838,0,0,0,1,0,null,null,null,3.80575644917669E-2,null,-1348.8462749882515,0,null,null,6.8320000000000007,5.3630000000000004,5.5847964346769574,15.4,15.58,17.390432125820322,null,0,0]
[5061,"IstEgsld1002",1,0.90220510041481317,7979.8295151838047,0,"gsld",15,1.06,1.06,1.06,1.06,1.0900000000000001,1.0900000000000001,1.0900000000000001,1.0900000000000001,1.0900000000000001,1.0900000000000001,1.06,1.06,401.25136945825523,0,1734.1376561333238,0,0,0,1,0,null,null,null,2.7572374913360922,null,361.35544675665892,1,null,null,6.8320000000000007,5.3630000000000004,5.5847964346769574,15.4,15.58,17.390432125820322,null,0,0]
[5062,"IstNgsld1002",1,0.90220510041481317,7979.8295151838047,0,"gsld",15,1.06,1.06,1.06,1.06,1.0900000000000001,1.0900000000000001,1.0900000000000001,1.0900000000000001,1.0900000000000001,1.0900000000000001,1.06,1.06,401.25136945825523,0,1734.1376561333238,0,0,0,1,0,null,null,null,2.7572374913360922,null,361.35544675665892,1,null,null,6.8320000000000007,5.3630000000000004,5.5847964346769574,15.4,15.58,17.390432125820322,null,0,0]
[5063,"IteEgsld1002",1,0.90220510041481317,7979.8295151838056,0,"gsld",15,1.06,1.06,1.06,1.06,1.0900000000000001,1.0900000000000001,1.0900000000000001,1.0900000000000001,1.0900000000000001,1.0900000000000001,1.06,1.06,401.25136945825523,0,6521.453232445172,0,0,0,1,0,null,null,null,10.368955017438561,null,5148.6710230685076,1,null,null,6.8320000000000007,5.3630000000000004,5.5847964346769574,15.4,15.58,17.390432125820322,null,0,0]
[5064,"IteNgsld1002",1,0.90220510041481317,7979.8295151838056,0,"gsld",15,1.06,1.06,1.06,1.06,1.0900000000000001,1.0900000000000001,1.0900000000000001,1.0900000000000001,1.0900000000000001,1.0900000000000001,1.06,1.06,401.25136945825523,0,6521.453232445172,0,0,0,1,0,null,null,null,10.368955017438561,null,5148.6710230685076,1,null,null,6.8320000000000007,5.3630000000000004,5.5847964346769574,15.4,15.58,17.390432125820322,null,0,0]
[5065,"ItrEgsld1002",1,0.90220510041481328,7979.8295151838056,0,"gsld",15,1.06,1.06,1.06,1.06,1.0900000000000001,1.0900000000000001,1.0900000000000001,1.0900000000000001,1.0900000000000001,1.0900000000000001,1.06,1.06,401.25136945825523,0,592.20019430101854,0,0,0,1,0,null,null,null,0.94158417720083865,null,-780.58201507564661,0,null,null,6.8320000000000007,5.3630000000000004,5.5847964346769574,15.4,15.58,17.390432125820322,null,0,0]
[5066,"ItrNgsld1002",1,0.90220510041481328,7979.8295151838056,0,"gsld",15,1.06,1.06,1.06,1.06,1.0900000000000001,1.0900000000000001,1.0900000000000001,1.0900000000000001,1.0900000000000001,1.0900000000000001,1.06,1.06,401.25136945825523,0,592.20019430101854,0,0,0,1,0,null,null,null,0.94158417720083865,null,-780.58201507564661,0,null,null,6.8320000000000007,5.3630000000000004,5.5847964346769574,15.4,15.58,17.390432125820322,null,0,0]
[5067,"IwaEgsld1002",1,0.90220510041481317,7979.8295151838056,0,"gsld",15,1.06,1.06,1.06,1.06,1.0900000000000001,1.0900000000000001,1.0900000000000001,1.0900000000000001,1.0900000000000001,1.0900000000000001,1.06,1.06,401.25136945825528,0,811.29312798778938,0,0,0,1,0,null,null,null,1.2899367135242485,null,-561.48908138887577,0,null,null,6.8320000000000007,5.3630000000000004,5.5847964346769574,15.4,15.58,17.390432125820322,null,0,0]
[5068,"IwaNgsld1002",1,0.90220510041481317,7979.8295151838056,0,"gsld",15,1.06,1.06,1.06,1.06,1.0900000000000001,1.0900000000000001,1.0900000000000001,1.0900000000000001,1.0900000000000001,1.0900000000000001,1.06,1.06,401.25136945825528,0,811.29312798778938,0,0,0,1,0,null,null,null,1.2899367135242485,null,-561.48908138887577,0,null,null,6.8320000000000007,5.3630000000000004,5.5847964346769574,15.4,15.58,17.390432125820322,null,0,0]
[5069,"IagTgsld1003",1,0.90220510041481305,7979.8295151838056,0,"gsld",15,1.06,1.06,1.06,1.06,1.0900000000000001,1.0900000000000001,1.0900000000000001,1.0900000000000001,1.0900000000000001,1.0900000000000001,1.06,1.06,478.78977091102831,0,578.90276238834224,0,0,0,1,0,null,null,null,0.92044157777775026,null,-793.87944698832291,0,null,null,6.8320000000000007,5.3630000000000004,5.5847964346769574,15.4,15.58,17.390432125820322,null,0,0]
[5070,"IagNgsld1003",1,0.90220510041481305,7979.8295151838056,0,"gsld",15,1.06,1.06,1.06,1.06,1.0900000000000001,1.0900000000000001,1.0900000000000001,1.0900000000000001,1.0900000000000001,1.0900000000000001,1.06,1.06,478.78977091102831,0,578.90276238834224,0,0,0,1,0,null,null,null,0.92044157777775026,null,-793.87944698832291,0,null,null,6.8320000000000007,5.3630000000000004,5.5847964346769574,15.4,15.58,17.390432125820322,null,0,0]
[5071,"IchTgsld1003",1,0.90220510041481305,7979.8295151838056,0,"gsld",15,1.06,1.06,1.06,1.06,1.0900000000000001,1.0900000000000001,1.0900000000000001,1.0900000000000001,1.0900000000000001,1.0900000000000001,1.06,1.06,478.78977091102831,0,578.90276238834224,0,0,0,1,0,null,null,null,0.92044157777775026,null,-793.87944698832291,0,null,null,6.8320000000000007,5.3630000000000004,5.5847964346769574,15.4,15.58,17.390432125820322,null,0,0]
[5072,"IchNgsld1003",1,0.90220510041481305,7979.8295151838056,0,"gsld",15,1.06,1.06,1.06,1.06,1.0900000000000001,1.0900000000000001,1.0900000000000001,1.0900000000000001,1.0900000000000001,1.0900000000000001,1.06,1.06,478.78977091102831,0,578.90276238834224,0,0,0,1,0,null,null,null,0.92044157777775026,null,-793.87944698832291,0,null,null,6.8320000000000007,5.3630000000000004,5.5847964346769574,15.4,15.58,17.390432125820322,null,0,0]
[5073,"IcoTgsld1003",1,0.90220510041481305,7979.8295151838056,0,"gsld",15,1.06,1.06,1.06,1.06,1.0900000000000001,1.0900000000000001,1.0900000000000001,1.0900000000000001,1.0900000000000001,1.0900000000000001,1.06,1.06,478.78977091102831,0,578.90276238834224,0,0,0,1,0,null,null,null,0.92044157777775026,null,-793.87944698832291,0,null,null,6.8320000000000007,5.3630000000000004,5.5847964346769574,15.4,15.58,17.390432125820322,null,0,0]
[5074,"IcoNgsld1003",1,0.90220510041481305,7979.8295151838056,0,"gsld",15,1.06,1.06,1.06,1.06,1.0900000000000001,1.0900000000000001,1.0900000000000001,1.0900000000000001,1.0900000000000001,1.0900000000000001,1.06,1.06,478.78977091102831,0,578.90276238834224,0,0,0,1,0,null,null,null,0.92044157777775026,null,-793.87944698832291,0,null,null,6.8320000000000007,5.3630000000000004,5.5847964346769574,15.4,15.58,17.390432125820322,null,0,0]
[5075,"IelTgsld1003",1,0.90220510041481305,7979.8295151838056,0,"gsld",15,1.06,1.06,1.06,1.06,1.0900000000000001,1.0900000000000001,1.0900000000000001,1.0900000000000001,1.0900000000000001,1.0900000000000001,1.06,1.06,478.78977091102831,0,578.90276238834224,0,0,0,1,0,null,null,null,0.92044157777775026,null,-793.87944698832291,0,null,null,6.8320000000000007,5.3630000000000004,5.5847964346769574,15.4,15.58,17.390432125820322,null,0,0]
[5076,"IelNgsld1003",1,0.90220510041481305,7979.8295151838056,0,"gsld",15,1.06,1.06,1.06,1.06,1.0900000000000001,1.0900000000000001,1.0900000000000001,1.0900000000000001,1.0900000000000001,1.0900000000000001,1.06,1.06,478.78977091102831,0,578.90276238834224,0,0,0,1,0,null,null,null,0.92044157777775026,null,-793.87944698832291,0,null,null,6.8320000000000007,5.3630000000000004,5.5847964346769574,15.4,15.58,17.390432125820322,null,0,0]
[5077,"IluTgsld1003",1,0.90220510041481305,7979.8295151838056,0,"gsld",15,1.06,1.06,1.06,1.06,1.0900000000000001,1.0900000000000001,1.0900000000000001,1.0900000000000001,1.0900000000000001,1.0900000000000001,1.06,1.06,478.78977091102831,0,578.90276238834224,0,0,0,1,0,null,null,null,0.92044157777775026,null,-793.87944698832291,0,null,null,6.8320000000000007,5.3630000000000004,5.5847964346769574,15.4,15.58,17.390432125820322,null,0,0]
[5078,"IluNgsld1003",1,0.90220510041481305,7979.8295151838056,0,"gsld",15,1.06,1.06,1.06,1.06,1.0900000000000001,1.0900000000000001,1.0900000000000001,1.0900000000000001,1.0900000000000001,1.0900000000000001,1.06,1.06,478.78977091102831,0,578.90276238834224,0,0,0,1,0,null,null,null,0.92044157777775026,null,-793.87944698832291,0,null,null,6.8320000000000007,5.3630000000000004,5.5847964346769574,15.4,15.58,17.390432125820322,null,0,0]
[5079,"ImeTgsld1003",1,0.90220510041481305,7979.8295151838056,0,"gsld",15,1.06,1.06,1.06,1.06,1.0900000000000001,1.0900000000000001,1.0900000000000001,1.0900000000000001,1.0900000000000001,1.0900000000000001,1.06,1.06,478.78977091102831,0,578.90276238834224,0,0,0,1,0,null,null,null,0.92044157777775026,null,-793.87944698832291,0,null,null,6.8320000000000007,5.3630000000000004,5.5847964346769574,15.4,15.58,17.390432125820322,null,0,0]
[5080,"ImeNgsld1003",1,0.90220510041481305,7979.8295151838056,0,"gsld",15,1.06,1.06,1.06,1.06,1.0900000000000001,1.0900000000000001,1.0900000000000001,1.0900000000000001,1.0900000000000001,1.0900000000000001,1.06,1.06,478.78977091102831,0,578.90276238834224,0,0,0,1,0,null,null,null,0.92044157777775026,null,-793.87944698832291,0,null,null,6.8320000000000007,5.3630000000000004,5.5847964346769574,15.4,15.58,17.390432125820322,null,0,0]
[5081,"ImiTgsld1003",1,0.90220510041481305,7979.8295151838056,0,"gsld",15,1.06,1.06,1.06,1.06,1.0900000000000001,1.0900000000000001,1.0900000000000001,1.0900000000000001,1.0900000000000001,1.0900000000000001,1.06,1.06,478.78977091102831,0,578.90276238834224,0,0,0,1,0,null,null,null,0.92044157777775026,null,-793.87944698832291,0,null,null,6.8320000000000007,5.3630000000000004,5.5847964346769574,15.4,15.58,17.390432125820322,null,0,0]
[5082,"ImiNgsld1003",1,0.90220510041481305,7979.8295151838056,0,"gsld",15,1.06,1.06,1.06,1.06,1.0900000000000001,1.0900000000000001,1.0900000000000001,1.0900000000000001,1.0900000000000001,1.0900000000000001,1.06,1.06,478.78977091102831,0,578.90276238834224,0,0,0,1,0,null,null,null,0.92044157777775026,null,-793.87944698832291,0,null,null,6.8320000000000007,5.3630000000000004,5.5847964346769574,15.4,15.58,17.390432125820322,null,0,0]
[5083,"IprTgsld1003",1,0.90220510041481305,7979.8295151838056,0,"gsld",15,1.06,1.06,1.06,1.06,1.0900000000000001,1.0900000000000001,1.0900000000000001,1.0900000000000001,1.0900000000000001,1.0900000000000001,1.06,1.06,478.78977091102831,0,578.90276238834224,0,0,0,1,0,null,null,null,0.92044157777775026,null,-793.87944698832291,0,null,null,6.8320000000000007,5.3630000000000004,5.5847964346769574,15.4,15.58,17.390432125820322,null,0,0]
[5084,"IprNgsld1003",1,0.90220510041481305,7979.8295151838056,0,"gsld",15,1.06,1.06,1.06,1.06,1.0900000000000001,1.0900000000000001,1.0900000000000001,1.0900000000000001,1.0900000000000001,1.0900000000000001,1.06,1.06,478.78977091102831,0,578.90276238834224,0,0,0,1,0,null,null,null,0.92044157777775026,null,-793.87944698832291,0,null,null,6.8320000000000007,5.3630000000000004,5.5847964346769574,15.4,15.58,17.390432125820322,null,0,0]
[5085,"IstTgsld1003",1,0.90220510041481305,7979.8295151838056,0,"gsld",15,1.06,1.06,1.06,1.06,1.0900000000000001,1.0900000000000001,1.0900000000000001,1.0900000000000001,1.0900000000000001,1.0900000000000001,1.06,1.06,478.78977091102831,0,578.90276238834224,0,0,0,1,0,null,null,null,0.92044157777775026,null,-793.87944698832291,0,null,null,6.8320000000000007,5.3630000000000004,5.5847964346769574,15.4,15.58,17.390432125820322,null,0,0]
[5086,"IstNgsld1003",1,0.90220510041481305,7979.8295151838056,0,"gsld",15,1.06,1.06,1.06,1.06,1.0900000000000001,1.0900000000000001,1.0900000000000001,1.0900000000000001,1.0900000000000001,1.0900000000000001,1.06,1.06,478.78977091102831,0,578.90276238834224,0,0,0,1,0,null,null,null,0.92044157777775026,null,-793.87944698832291,0,null,null,6.8320000000000007,5.3630000000000004,5.5847964346769574,15.4,15.58,17.390432125820322,null,0,0]
[5087,"IteTgsld1003",1,0.90220510041481305,7979.8295151838056,0,"gsld",15,1.06,1.06,1.06,1.06,1.0900000000000001,1.0900000000000001,1.0900000000000001,1.0900000000000001,1.0900000000000001,1.0900000000000001,1.06,1.06,478.78977091102831,0,578.90276238834224,0,0,0,1,0,null,null,null,0.92044157777775026,null,-793.87944698832291,0,null,null,6.8320000000000007,5.3630000000000004,5.5847964346769574,15.4,15.58,17.390432125820322,null,0,0]
[5088,"IteNgsld1003",1,0.90220510041481305,7979.8295151838056,0,"gsld",15,1.06,1.06,1.06,1.06,1.0900000000000001,1.0900000000000001,1.0900000000000001,1.0900000000000001,1.0900000000000001,1.0900000000000001,1.06,1.06,478.78977091102831,0,578.90276238834224,0,0,0,1,0,null,null,null,0.92044157777775026,null,-793.87944698832291,0,null,null,6.8320000000000007,5.3630000000000004,5.5847964346769574,15.4,15.58,17.390432125820322,null,0,0]
[5089,"ItrTgsld1003",1,0.90220510041481305,7979.8295151838056,0,"gsld",15,1.06,1.06,1.06,1.06,1.0900000000000001,1.0900000000000001,1.0900000000000001,1.0900000000000001,1.0900000000000001,1.0900000000000001,1.06,1.06,478.78977091102831,0,578.90276238834224,0,0,0,1,0,null,null,null,0.92044157777775026,null,-793.87944698832291,0,null,null,6.8320000000000007,5.3630000000000004,5.5847964346769574,15.4,15.58,17.390432125820322,null,0,0]
[5090,"ItrNgsld1003",1,0.90220510041481305,7979.8295151838056,0,"gsld",15,1.06,1.06,1.06,1.06,1.0900000000000001,1.0900000000000001,1.0900000000000001,1.0900000000000001,1.0900000000000001,1.0900000000000001,1.06,1.06,478.78977091102831,0,578.90276238834224,0,0,0,1,0,null,null,null,0.92044157777775026,null,-793.87944698832291,0,null,null,6.8320000000000007,5.3630000000000004,5.5847964346769574,15.4,15.58,17.390432125820322,null,0,0]
[5091,"IwaTgsld1003",1,0.90220510041481305,7979.8295151838056,0,"gsld",15,1.06,1.06,1.06,1.06,1.0900000000000001,1.0900000000000001,1.0900000000000001,1.0900000000000001,1.0900000000000001,1.0900000000000001,1.06,1.06,478.78977091102831,0,578.90276238834224,0,0,0,1,0,null,null,null,0.92044157777775026,null,-793.87944698832291,0,null,null,6.8320000000000007,5.3630000000000004,5.5847964346769574,15.4,15.58,17.390432125820322,null,0,0]
[5092,"IwaNgsld1003",1,0.90220510041481305,7979.8295151838056,0,"gsld",15,1.06,1.06,1.06,1.06,1.0900000000000001,1.0900000000000001,1.0900000000000001,1.0900000000000001,1.0900000000000001,1.0900000000000001,1.06,1.06,478.78977091102831,0,578.90276238834224,0,0,0,1,0,null,null,null,0.92044157777775026,null,-793.87944698832291,0,null,null,6.8320000000000007,5.3630000000000004,5.5847964346769574,15.4,15.58,17.390432125820322,null,0,0]
[5093,"IagEgsld1004",1,0.90220510041481317,7979.8295151838056,0,"gsld",5,1.06,1.06,1.06,1.06,1.0900000000000001,1.0900000000000001,1.0900000000000001,1.0900000000000001,1.0900000000000001,1.0900000000000001,1.06,1.06,401.25136945825523,0,87.764788768043402,0,0,0,1,0,null,null,null,0.1395439198004691,null,-1285.0174206086217,0,null,null,6.8320000000000007,5.3630000000000004,5.5847964346769574,15.4,15.58,17.390432125820322,null,0,0]
[5094,"IagNgsld1004",1,0.90220510041481317,7979.8295151838056,0,"gsld",5,1.06,1.06,1.06,1.06,1.0900000000000001,1.0900000000000001,1.0900000000000001,1.0900000000000001,1.0900000000000001,1.0900000000000001,1.06,1.06,401.25136945825523,0,87.764788768043402,0,0,0,1,0,null,null,null,0.1395439198004691,null,-1285.0174206086217,0,null,null,6.8320000000000007,5.3630000000000004,5.5847964346769574,15.4,15.58,17.390432125820322,null,0,0]
[5095,"IchEgsld1004",1,0.90220510041481317,7979.8295151838056,0,"gsld",5,1.06,1.06,1.06,1.06,1.0900000000000001,1.0900000000000001,1.0900000000000001,1.0900000000000001,1.0900000000000001,1.0900000000000001,1.06,1.06,401.25136945825523,0,87.764788768043402,0,0,0,1,0,null,null,null,0.1395439198004691,null,-1285.0174206086217,0,null,null,6.8320000000000007,5.3630000000000004,5.5847964346769574,15.4,15.58,17.390432125820322,null,0,0]
[5096,"IchNgsld1004",1,0.90220510041481317,7979.8295151838056,0,"gsld",5,1.06,1.06,1.06,1.06,1.0900000000000001,1.0900000000000001,1.0900000000000001,1.0900000000000001,1.0900000000000001,1.0900000000000001,1.06,1.06,401.25136945825523,0,87.764788768043402,0,0,0,1,0,null,null,null,0.1395439198004691,null,-1285.0174206086217,0,null,null,6.8320000000000007,5.3630000000000004,5.5847964346769574,15.4,15.58,17.390432125820322,null,0,0]
[5097,"IcoEgsld1004",1,0.90220510041481317,7979.8295151838056,0,"gsld",5,1.06,1.06,1.06,1.06,1.0900000000000001,1.0900000000000001,1.0900000000000001,1.0900000000000001,1.0900000000000001,1.0900000000000001,1.06,1.06,401.25136945825523,0,87.764788768043402,0,0,0,1,0,null,null,null,0.1395439198004691,null,-1285.0174206086217,0,null,null,6.8320000000000007,5.3630000000000004,5.5847964346769574,15.4,15.58,17.390432125820322,null,0,0]
[5098,"IcoNgsld1004",1,0.90220510041481317,7979.8295151838056,0,"gsld",5,1.06,1.06,1.06,1.06,1.0900000000000001,1.0900000000000001,1.0900000000000001,1.0900000000000001,1.0900000000000001,1.0900000000000001,1.06,1.06,401.25136945825523,0,87.764788768043402,0,0,0,1,0,null,null,null,0.1395439198004691,null,-1285.0174206086217,0,null,null,6.8320000000000007,5.3630000000000004,5.5847964346769574,15.4,15.58,17.390432125820322,null,0,0]
[5099,"IelEgsld1004",1,0.90220510041481317,7979.8295151838056,0,"gsld",5,1.06,1.06,1.06,1.06,1.0900000000000001,1.0900000000000001,1.0900000000000001,1.0900000000000001,1.0900000000000001,1.0900000000000001,1.06,1.06,401.25136945825523,0,87.764788768043402,0,0,0,1,0,null,null,null,0.1395439198004691,null,-1285.0174206086217,0,null,null,6.8320000000000007,5.3630000000000004,5.5847964346769574,15.4,15.58,17.390432125820322,null,0,0]
[5100,"IelNgsld1004",1,0.90220510041481317,7979.8295151838056,0,"gsld",5,1.06,1.06,1.06,1.06,1.0900000000000001,1.0900000000000001,1.0900000000000001,1.0900000000000001,1.0900000000000001,1.0900000000000001,1.06,1.06,401.25136945825523,0,87.764788768043402,0,0,0,1,0,null,null,null,0.1395439198004691,null,-1285.0174206086217,0,null,null,6.8320000000000007,5.3630000000000004,5.5847964346769574,15.4,15.58,17.390432125820322,null,0,0]
[5101,"IluEgsld1004",1,0.90220510041481317,7979.8295151838065,0,"gsld",5,1.06,1.06,1.06,1.06,1.0900000000000001,1.0900000000000001,1.0900000000000001,1.0900000000000001,1.0900000000000001,1.0900000000000001,1.06,1.06,401.25136945825528,0,91.275311523896605,0,0,0,1,0,null,null,null,0.14512556721028855,null,-1281.5068978527688,0,null,null,6.8320000000000007,5.3630000000000004,5.5847964346769574,15.4,15.58,17.390432125820322,null,0,0]
[5102,"IluNgsld1004",1,0.90220510041481317,7979.8295151838065,0,"gsld",5,1.06,1.06,1.06,1.06,1.0900000000000001,1.0900000000000001,1.0900000000000001,1.0900000000000001,1.0900000000000001,1.0900000000000001,1.06,1.06,401.25136945825528,0,91.275311523896605,0,0,0,1,0,null,null,null,0.14512556721028855,null,-1281.5068978527688,0,null,null,6.8320000000000007,5.3630000000000004,5.5847964346769574,15.4,15.58,17.390432125820322,null,0,0]
[5103,"ImeEgsld1004",1,0.90220510041481317,7979.8295151838056,0,"gsld",5,1.06,1.06,1.06,1.06,1.0900000000000001,1.0900000000000001,1.0900000000000001,1.0900000000000001,1.0900000000000001,1.0900000000000001,1.06,1.06,401.25136945825523,0,87.764788768043402,0,0,0,1,0,null,null,null,0.1395439198004691,null,-1285.0174206086217,0,null,null,6.8320000000000007,5.3630000000000004,5.5847964346769574,15.4,15.58,17.390432125820322,null,0,0]
[5104,"ImeNgsld1004",1,0.90220510041481317,7979.8295151838056,0,"gsld",5,1.06,1.06,1.06,1.06,1.0900000000000001,1.0900000000000001,1.0900000000000001,1.0900000000000001,1.0900000000000001,1.0900000000000001,1.06,1.06,401.25136945825523,0,87.764788768043402,0,0,0,1,0,null,null,null,0.1395439198004691,null,-1285.0174206086217,0,null,null,6.8320000000000007,5.3630000000000004,5.5847964346769574,15.4,15.58,17.390432125820322,null,0,0]
[5105,"ImiEgsld1004",1,0.90220510041481305,7979.8295151838056,0,"gsld",5,1.06,1.06,1.06,1.06,1.0900000000000001,1.0900000000000001,1.0900000000000001,1.0900000000000001,1.0900000000000001,1.0900000000000001,1.06,1.06,401.25136945825523,0,89.136087349372119,0,0,0,1,0,null,null,null,0.14172425182133425,null,-1283.6461220272931,0,null,null,6.8320000000000007,5.3630000000000004,5.5847964346769574,15.4,15.58,17.390432125820322,null,0,0]
[5106,"ImiNgsld1004",1,0.90220510041481305,7979.8295151838056,0,"gsld",5,1.06,1.06,1.06,1.06,1.0900000000000001,1.0900000000000001,1.0900000000000001,1.0900000000000001,1.0900000000000001,1.0900000000000001,1.06,1.06,401.25136945825523,0,89.136087349372119,0,0,0,1,0,null,null,null,0.14172425182133425,null,-1283.6461220272931,0,null,null,6.8320000000000007,5.3630000000000004,5.5847964346769574,15.4,15.58,17.390432125820322,null,0,0]
[5107,"IprEgsld1004",1,0.90220510041481317,7979.8295151838056,0,"gsld",5,1.06,1.06,1.06,1.06,1.0900000000000001,1.0900000000000001,1.0900000000000001,1.0900000000000001,1.0900000000000001,1.0900000000000001,1.06,1.06,401.25136945825523,0,87.764788768043402,0,0,0,1,0,null,null,null,0.1395439198004691,null,-1285.0174206086217,0,null,null,6.8320000000000007,5.3630000000000004,5.5847964346769574,15.4,15.58,17.390432125820322,null,0,0]
[5108,"IprNgsld1004",1,0.90220510041481317,7979.8295151838056,0,"gsld",5,1.06,1.06,1.06,1.06,1.0900000000000001,1.0900000000000001,1.0900000000000001,1.0900000000000001,1.0900000000000001,1.0900000000000001,1.06,1.06,401.25136945825523,0,87.764788768043402,0,0,0,1,0,null,null,null,0.1395439198004691,null,-1285.0174206086217,0,null,null,6.8320000000000007,5.3630000000000004,5.5847964346769574,15.4,15.58,17.390432125820322,null,0,0]
[5109,"IstEgsld1004",1,0.90220510041481317,7979.8295151838056,0,"gsld",5,1.06,1.06,1.06,1.06,1.0900000000000001,1.0900000000000001,1.0900000000000001,1.0900000000000001,1.0900000000000001,1.0900000000000001,1.06,1.06,401.25136945825523,0,87.764788768043402,0,0,0,1,0,null,null,null,0.1395439198004691,null,-1285.0174206086217,0,null,null,6.8320000000000007,5.3630000000000004,5.5847964346769574,15.4,15.58,17.390432125820322,null,0,0]
[5110,"IstNgsld1004",1,0.90220510041481317,7979.8295151838056,0,"gsld",5,1.06,1.06,1.06,1.06,1.0900000000000001,1.0900000000000001,1.0900000000000001,1.0900000000000001,1.0900000000000001,1.0900000000000001,1.06,1.06,401.25136945825523,0,87.764788768043402,0,0,0,1,0,null,null,null,0.1395439198004691,null,-1285.0174206086217,0,null,null,6.8320000000000007,5.3630000000000004,5.5847964346769574,15.4,15.58,17.390432125820322,null,0,0]
[5111,"IteEgsld1004",1,0.90220510041481317,7979.8295151838056,0,"gsld",5,1.06,1.06,1.06,1.06,1.0900000000000001,1.0900000000000001,1.0900000000000001,1.0900000000000001,1.0900000000000001,1.0900000000000001,1.06,1.06,401.25136945825523,0,87.764788768043402,0,0,0,1,0,null,null,null,0.1395439198004691,null,-1285.0174206086217,0,null,null,6.8320000000000007,5.3630000000000004,5.5847964346769574,15.4,15.58,17.390432125820322,null,0,0]
[5112,"IteNgsld1004",1,0.90220510041481317,7979.8295151838056,0,"gsld",5,1.06,1.06,1.06,1.06,1.0900000000000001,1.0900000000000001,1.0900000000000001,1.0900000000000001,1.0900000000000001,1.0900000000000001,1.06,1.06,401.25136945825523,0,87.764788768043402,0,0,0,1,0,null,null,null,0.1395439198004691,null,-1285.0174206086217,0,null,null,6.8320000000000007,5.3630000000000004,5.5847964346769574,15.4,15.58,17.390432125820322,null,0,0]
[5113,"ItrEgsld1004",1,0.90220510041481317,7979.8295151838056,0,"gsld",5,1.06,1.06,1.06,1.06,1.0900000000000001,1.0900000000000001,1.0900000000000001,1.0900000000000001,1.0900000000000001,1.0900000000000001,1.06,1.06,401.25136945825528,0,90.550918372673351,0,0,0,1,0,null,null,null,0.14397379938611629,null,-1282.2312910039918,0,null,null,6.8320000000000007,5.3630000000000004,5.5847964346769574,15.4,15.58,17.390432125820322,null,0,0]
[5114,"ItrNgsld1004",1,0.90220510041481317,7979.8295151838056,0,"gsld",5,1.06,1.06,1.06,1.06,1.0900000000000001,1.0900000000000001,1.0900000000000001,1.0900000000000001,1.0900000000000001,1.0900000000000001,1.06,1.06,401.25136945825528,0,90.550918372673351,0,0,0,1,0,null,null,null,0.14397379938611629,null,-1282.2312910039918,0,null,null,6.8320000000000007,5.3630000000000004,5.5847964346769574,15.4,15.58,17.390432125820322,null,0,0]
[5115,"IwaEgsld1004",1,0.90220510041481317,7979.8295151838056,0,"gsld",5,1.06,1.06,1.06,1.06,1.0900000000000001,1.0900000000000001,1.0900000000000001,1.0900000000000001,1.0900000000000001,1.0900000000000001,1.06,1.06,401.25136945825523,0,87.764788768043402,0,0,0,1,0,null,null,null,0.1395439198004691,null,-1285.0174206086217,0,null,null,6.8320000000000007,5.3630000000000004,5.5847964346769574,15.4,15.58,17.390432125820322,null,0,0]
[5116,"IwaNgsld1004",1,0.90220510041481317,7979.8295151838056,0,"gsld",5,1.06,1.06,1.06,1.06,1.0900000000000001,1.0900000000000001,1.0900000000000001,1.0900000000000001,1.0900000000000001,1.0900000000000001,1.06,1.06,401.25136945825523,0,87.764788768043402,0,0,0,1,0,null,null,null,0.1395439198004691,null,-1285.0174206086217,0,null,null,6.8320000000000007,5.3630000000000004,5.5847964346769574,15.4,15.58,17.390432125820322,null,0,0]
[5117,"IagNgsld2001",1,0.90687281768330019,7998.8549944002989,0,"gsld",20,1.0550000000000002,1.0550000000000002,1.0550000000000002,1.0550000000000002,1.085,1.085,1.085,1.085,1.085,1.085,1.0550000000000002,1.0550000000000002,402.20803144905238,0,6671.7692118221894,0,0,0,1,0,null,null,null,10.606511342394537,null,5298.525645255073,1,null,null,6.8320000000000007,5.3630000000000004,5.5847964346769574,15.4,15.58,17.390432125820322,null,0,0]
[5118,"IchNgsld2001",1,0.90687281768330041,7998.8549944002998,0,"gsld",20,1.0550000000000002,1.0550000000000002,1.0550000000000002,1.0550000000000002,1.085,1.085,1.085,1.085,1.085,1.085,1.0550000000000002,1.0550000000000002,402.20803144905244,0,2763.585031758998,0,0,0,1,0,null,null,null,4.3934367413494364,null,1390.3414651918815,1,null,null,6.8320000000000007,5.3630000000000004,5.5847964346769574,15.4,15.58,17.390432125820322,null,0,0]
[5119,"IcoNgsld2001",1,0.9068728176833003,7998.8549944002998,0,"gsld",20,1.0550000000000002,1.0550000000000002,1.0550000000000002,1.0550000000000002,1.085,1.085,1.085,1.085,1.085,1.085,1.0550000000000002,1.0550000000000002,402.20803144905238,0,17118.179170285955,0,0,0,1,0,null,null,null,27.213795286721439,null,15744.935603718839,1,null,null,6.8320000000000007,5.3630000000000004,5.5847964346769574,15.4,15.58,17.390432125820322,null,54805.111846826854,8242.7538404649295]
[5120,"IelNgsld2001",1,0.90687281768330053,7998.8549944003007,0,"gsld",20,1.0550000000000002,1.0550000000000002,1.0550000000000002,1.0550000000000002,1.085,1.085,1.085,1.085,1.085,1.085,1.0550000000000002,1.0550000000000002,402.20803144905244,0,3523.7090398005571,0,0,0,1,0,null,null,null,5.601851429710222,null,2150.4654732334407,1,null,null,6.8320000000000007,5.3630000000000004,5.5847964346769574,15.4,15.58,17.390432125820322,null,0,0]
[5121,"IluNgsld2001",1,0.90687281768330041,7998.8549944003007,0,"gsld",20,1.0550000000000002,1.0550000000000002,1.0550000000000002,1.0550000000000002,1.085,1.085,1.085,1.085,1.085,1.085,1.0550000000000002,1.0550000000000002,402.20803144905244,0,5939.642995654428,0,0,0,1,0,null,null,null,9.4426064216296144,null,4566.3994290873115,1,null,null,6.8320000000000007,5.3630000000000004,5.5847964346769574,15.4,15.58,17.390432125820322,null,0,0]
[5122,"ImeNgsld2001",1,0.90687281768330041,7998.8549944002998,0,"gsld",20,1.0550000000000002,1.0550000000000002,1.0550000000000002,1.0550000000000002,1.085,1.085,1.085,1.085,1.085,1.085,1.0550000000000002,1.0550000000000002,402.20803144905244,0,15353.953626617496,0,0,0,1,0,null,null,null,24.409100213291133,null,13980.710060050378,1,null,null,6.8320000000000007,5.3630000000000004,5.5847964346769574,15.4,15.58,17.390432125820322,null,39258.265481257054,5904.4897028954638]
[5123,"ImiNgsld2001",1,0.9068728176833003,7998.8549944002998,0,"gsld",20,1.0550000000000002,1.0550000000000002,1.0550000000000002,1.0550000000000002,1.085,1.085,1.085,1.085,1.085,1.085,1.0550000000000002,1.0550000000000002,402.20803144905238,0,17118.179170285955,0,0,0,1,0,null,null,null,27.213795286721439,null,15744.935603718839,1,null,null,6.8320000000000007,5.3630000000000004,5.5847964346769574,15.4,15.58,17.390432125820322,null,54805.111846826854,8242.7538404649295]
[5124,"IprNgsld2001",1,0.90687281768330041,7998.8549944002998,0,"gsld",20,1.0550000000000002,1.0550000000000002,1.0550000000000002,1.0550000000000002,1.085,1.085,1.085,1.085,1.085,1.085,1.0550000000000002,1.0550000000000002,402.20803144905244,0,2140.3889412040839,0,0,0,1,0,null,null,null,3.4027045692452211,null,767.1453746369674,1,null,null,6.8320000000000007,5.3630000000000004,5.5847964346769574,15.4,15.58,17.390432125820322,null,0,0]
[5125,"IstNgsld2001",1,0.90687281768330041,7998.8549944002998,0,"gsld",20,1.0550000000000002,1.0550000000000002,1.0550000000000002,1.0550000000000002,1.085,1.085,1.085,1.085,1.085,1.085,1.0550000000000002,1.0550000000000002,402.20803144905244,0,11380.677056389379,0,0,0,1,0,null,null,null,18.092544338738477,null,10007.433489822261,1,null,null,6.8320000000000007,5.3630000000000004,5.5847964346769574,15.4,15.58,17.390432125820322,null,4244.6408498836972,638.39901950312139]
[5126,"IteNgsld2001",1,0.90687281768330053,7998.8549944002998,0,"gsld",20,1.0550000000000002,1.0550000000000002,1.0550000000000002,1.0550000000000002,1.085,1.085,1.085,1.085,1.085,1.085,1.0550000000000002,1.0550000000000002,402.20803144905244,0,6388.0260354139973,0,0,0,1,0,null,null,null,10.155427810672885,null,5014.7824688468809,1,null,null,6.8320000000000007,5.3630000000000004,5.5847964346769574,15.4,15.58,17.390432125820322,null,0,0]
[5127,"ItrNgsld2001",1,0.90687281768330041,7998.8549944002998,0,"gsld",20,1.0550000000000002,1.0550000000000002,1.0550000000000002,1.0550000000000002,1.085,1.085,1.085,1.085,1.085,1.085,1.0550000000000002,1.0550000000000002,402.20803144905244,0,1946.2888311067152,0,0,0,1,0,null,null,null,3.0941319921752939,null,573.04526453959863,1,null,null,6.8320000000000007,5.3630000000000004,5.5847964346769574,15.4,15.58,17.390432125820322,null,0,0]
[5128,"IwaNgsld2001",1,0.9068728176833003,7998.8549944002989,0,"gsld",20,1.0549999999999999,1.0549999999999999,1.0549999999999999,1.0549999999999999,1.085,1.085,1.085,1.085,1.085,1.085,1.0549999999999999,1.0549999999999999,402.20803144905244,0,1333.0483171491207,0,0,0,1,0,null,null,null,2.11922679680649,null,-40.195249417995768,0,null,null,6.8320000000000007,5.3630000000000004,5.5847964346769574,15.4,15.58,17.390432125820322,null,0,0]

{"sheet":"OUTPUTS","index":1,"n_rows":5153,"n_cols":84,"rows_kept":1125,"cut":true,"hidden":false,"merged":[[22,60,22,65],[16,46,16,51],[16,54,16,57],[14,67,14,78],[17,28,17,30],[1,0,1,44],[2,0,2,44],[3,0,3,44]],"bounds":{"rows_first":500,"rows_last":125,"rows_between":500,"halvings":2}}
[]
["II. Outputs: Batch Runs"]
[]
["All values are Net Present Value (NPV) dollars unless otherwise noted."]
["FPL 000698"]
["20240012-EG"]
[]
[]
[null,"DSM",null,null,null,"DSM",null,null,null,null,"DSM",null,null,null,"Total DSM Costs",null,null,null,"DSM",null,null,null,"DSM",null,null,"DSM Total",null,null,"DSM Net",null,null,null,"Step 1",null,null,null,"Step 2"]
[null,"Measure",null,null,null,"Utility Costs",null,null,null,null,"Participant",null,null,null,"Accounted",null,null,null,"Utility",null,null,null,"Participant",null,null,"Benefits",null,null,"Benefits"]
[null,null,null,null,null,null,null,null,null,null,"Costs",null,null,null,"for in",null,null,null,"Benefits",null,null,null,"Benefits",null,null,"Accounted for",null,null,"Accounted for"]
[null,null,null,null,null,null,null,null,null,null,null,null,null,null,"Tests",null,null,null,null,null,null,null,null,null,null,"In Tests",null,null,"In Tests"]
[null,"<---------->",null,null,null,"<-------------","--------------","--------------","--------------","----------->","<-------------","----------->",null,null,"<--------","------------","------------",null,"<-----------------","-----------------",null,"----------->","<------------","--------->",null,"<------------","------------->",null,"<----------","------------","----------->"]
[]
["E-RIM :",null,null,null,null,"X","X","X","X","X",null,null,null,null,null,null,null,null,"X","X","X","X",null,null,null,null,null,null,null,null,null,null,"E-RIM","E-TRC",null,null,"E-RIM","E-TRC",null,null,null,null,"PART.",null,null,null,null,null,null,null,null,null,null,null,null,null,null,null,null,null,null,null,null,null,null,null,null,"E-RIM Maximum Incentive Based on 2 Years Payback"]
["Part :",null,null,null,null,null,"X",null,null,null,"X","X","X",null,null,null,null,null,null,null,null,null,"X","X",null,null,null,null,null,null,null,null,"Cut-off","Cut-off",null,null,"Cut-off","Cut-off",null,null,null,null,"Cut-off"]
["E-TRC :",null,null,null,null,"X",null,"X",null,null,"X","X","X",null,null,null,null,null,"X","X",null,"X",null,null,null,null,null,null,null,null,null,null,1.0049999999999999,1.0049999999999999,null,null,1.0049999999999999,1.0049999999999999,null,null,null,null,1.0049999999999999,null,null,null,"Screening Step # 3",null,null,null,null,null,null,null,"Screening Step # 4",null,null,null,null,null,null,null,null,null,null,null,null,null,null,"[A]",null,"[B]",null,"[C]",null,"[D]",null,"[E]","[F]"]
[null,null,null,null,null,null,null,null,null,null,null,null,null,null,null,null,null,null,null,null,null,null,null,null,null,null,null,null,"Formulas"]
["Page :",1,1,1,1,2,2,2,2,2,2,2,2,null,11,10,9,null,11,11,11,11,10,10,null,11,10,null,11,9,10,null,null,null,null,null,null,null,null,null,null,null,null,null,null,null,null,null,null,null,null,null,null,null,null,null,null,null,null,null,null,null,null,null,null,null,null,null,null,null,null,null,null,"Maximum Incentive"]
[null,null,null,null,null,"Utility",null,"Other","Energy ","Demand",null,null,null,null,null,null,null,null,null,null,null,null,null,null,null,"Total ",null,null,null,null,null,null,null,null,null,null,null,null,null,null,null,null,null,null,null,null,null,null,null,null,null,null,null,null,null,null,null,null,null,null,null,null,null,null,null,null,null,"E-RIM",null,null,null,null,null,"that passes E-RIM and",null,"Maximum Incentive",null,"Maximum Incentive"]
[null,null,null,null,null,null,null,null,null,null,null,null,null,null,null,null,null,null,null,null,null,null,null,null,null,null,null,null,null,null,null,null,"E-RIM","E-TRC",null,null,"E-RIM","E-TRC",null,null,null,null,null,null,null,null,null,null,null,null,5128,null,null,null,null,null,"Maximum Incentive"]
[null,null,null,null,"Cust.","Program","Utility","Utility","Charge","Charge","Part.","Part.","Other",null,"Total ","Total ","Total ",null,"Avoided gen","Avoided",null,"Env /","Savings in","Part.",null,"E-RIM /","Total ",null,"Net","Net","Net",null,"Accounting","Accounting",null,null,"Accounting","Accounting",null,null,null,null,null,null,null,null,"Net","Incentive ",null,null,null,null,null,null,"(Based on 2-Yrs.)",null,"that does not violate",null,null,null,null,null,null,null,null,null,null,"Maximum",null,"Maximum One-time",null,"Incentive ",null,"has a Part. Test >= 1.00",null,"that does not violate",null,"that can be offered","Percentage of the maximum"]
[null,null,"Cust.","Gen.","kwh","Costs w/o","Incentives","Program","Revenue","Revenue","Equipment","O&M","Part.",null,"E-RIM","Part","E-TRC",null,"Unit $ & Fuel","T&D","Revenue","Other","Part.","Tax",null,"E-TRC","Part",null,"E-RIM","E-TRC","Part",null,"for","for",5128,2448,"for","for",5128,2548,null,null,null,null,null,null,"Part","Amount Needed","E-RIM",null,null,null,null,null,"with zero incentive",null,"2-Years Payback",null,null,null,"Energy and Demand Charge",null,null,null,null,null,null,"Incentive",null,"Incentive Payment ",null,"needed to make",null,"Larger of",null,"2-Years Payback",null,"Smaller of","incentive based on the"]
[null,"Measure","kw red at","kwh red.","increase","Incentives","to Part.","Costs","Loss","Loss","Cost","Cost","Costs",null,"Costs","Costs","Costs",null,"Benefits","Benefits","Gains","Benefits","Bills","Credits",null,"Benefits","Benefits",null,"Benefits","Benefits","Benefits",null,"Unrecovered","Participant",null,null,"Admin","Admin",null,null,"Part.","PASS /","PASS",null,"Measure",null,"Benefits","to pass Part. Test","Test","PASS /","PASS","FAIL",null,null,"Years",null,"one-time incentive payment","2 Yrs. Payback ",null,null,null,null,null,null,null,null,null,"for E-RIM = 1.005",null,"for RIM =1.005",null,"Part. Test = 1.00",null,"[A] and [B]",null,"one-time incentive payment",null,"[C] and [D]","participant costs",null,"Measure"]
[null,"Name","meter","per cust.","at meter","(000$)","(000$)","(000$)","(000$)","(000$)","(000$)","(000$)","(000$)",null,"(000$)","(000$)","(000$)",null,"(000$)","(000$)",null,"(000$)","(000$)","(000$)",null,"(000$)","(000$)",null,"(000$)","(000$)","(000$)",null,"Revenue Req.","Cost","Pass RIM?","Pass TRC?","Cost","Cost","Pass RIM","Pass TRC?","Test","FAIL","Cnt.",null,"Name",null,"(000$)","(000$)","w/Incentive","FAIL","Cnt.","Cnt.",null,null,"to Payback",null,"(Nominal $)"," criterion met",null,null,"Egy yr1","Egy yr2","Egy yr3","Dmd yr1","Dmd yr2","Dmd yr3",null,"(NPV 000$)",null,"(Nominal $)",null,"(Nominal $)",null,"(Nominal $)",null,"(Nominal $)",null,"(Nominal $)","(%)",null,"Name",null,"Segment","Measure Name/Description"]
[1,"IagTgsd101",0.98533076643943773,8329.1060426051008,0,5026.65576171875,0,0,44867.340505010172,18458.40625,7480.5952446688925,0,0,null,68352.403202238391,7480.5952446688925,12507.251000396789,null,33164.395208091366,7334.8229106418003,0,4394.6034241054613,72515.443694524685,0,null,44893.8203125,72515.4453125,null,-23458.582204228922,32386.569306112357,65034.85006783111,null,0.70893471633554983,6.0013700573485709,0,1,0.65679944902466969,3.5894234703990544,0,1,9.6938068349813111,"PASS",1,null,"IagTgsd101",null,65034.85006783111,0,0.65679944902466969,"FAIL",0,1,null,null,1.1039344052384439,null,-694.33707531545099,"NO",0,null,7.4389999999999992,5.9600000000000009,6.2474711356919013,13.13,13.290000000000001,14.852837601175882,null,-23681.934544092102,null,-3109.1281866074291,null,0,null,0,null,-694.33707531545099,null,-694.33707531545099,-0.97447004309189822,null,"IagTgsd101",null,"Agriculture and Assembly","Compressed Air Desiccant Dryer"]
[2,"IagNgsd101",0.98533076643943773,8329.1060426051008,0,5026.65576171875,0,0,44867.340505010172,18458.40625,7480.5952446688925,0,0,null,68352.403202238391,7480.5952446688925,12507.251000396789,null,33164.395208091366,7334.8229106418003,0,4394.6034241054613,72515.443694524685,0,null,44893.8203125,72515.4453125,null,-23458.582204228922,32386.569306112357,65034.85006783111,null,0.70893471633554983,6.0013700573485709,0,1,0.65679944902466969,3.5894234703990544,0,1,9.6938068349813111,"PASS",1,null,"IagNgsd101",null,65034.85006783111,0,0.65679944902466969,"FAIL",0,1,null,null,1.1039344052384439,null,-694.33707531545099,"NO",0,null,7.4389999999999992,5.9600000000000009,6.2474711356919013,13.13,13.290000000000001,14.852837601175882,null,-23681.934544092102,null,-3109.1281866074291,null,0,null,0,null,-694.33707531545099,null,-694.33707531545099,-0.97447004309189822,null,"IagNgsd101",null,"Agriculture and Assembly","Compressed Air Desiccant Dryer"]
[3,"IchTgsd101",0.98533076643943773,8329.1060426051008,0,5026.65576171875,0,0,44867.340505010172,18458.40625,7480.5952446688925,0,0,null,68352.403202238391,7480.5952446688925,12507.251000396789,null,33164.395208091366,7334.8229106418003,0,4394.6034241054613,72515.443694524685,0,null,44893.8203125,72515.4453125,null,-23458.582204228922,32386.569306112357,65034.85006783111,null,0.70893471633554983,6.0013700573485709,0,1,0.65679944902466969,3.5894234703990544,0,1,9.6938068349813111,"PASS",1,null,"IchTgsd101",null,65034.85006783111,0,0.65679944902466969,"FAIL",0,1,null,null,1.1039344052384439,null,-694.33707531545099,"NO",0,null,7.4389999999999992,5.9600000000000009,6.2474711356919013,13.13,13.290000000000001,14.852837601175882,null,-23681.934544092102,null,-3109.1281866074291,null,0,null,0,null,-694.33707531545099,null,-694.33707531545099,-0.97447004309189822,null,"IchTgsd101",null,"Chemicals and Plastics","Compressed Air Desiccant Dryer"]
[4,"IchNgsd101",0.98533076643943773,8329.1060426051008,0,5026.65576171875,0,0,44867.340505010172,18458.40625,7480.5952446688925,0,0,null,68352.403202238391,7480.5952446688925,12507.251000396789,null,33164.395208091366,7334.8229106418003,0,4394.6034241054613,72515.443694524685,0,null,44893.8203125,72515.4453125,null,-23458.582204228922,32386.569306112357,65034.85006783111,null,0.70893471633554983,6.0013700573485709,0,1,0.65679944902466969,3.5894234703990544,0,1,9.6938068349813111,"PASS",1,null,"IchNgsd101",null,65034.85006783111,0,0.65679944902466969,"FAIL",0,1,null,null,1.1039344052384439,null,-694.33707531545099,"NO",0,null,7.4389999999999992,5.9600000000000009,6.2474711356919013,13.13,13.290000000000001,14.852837601175882,null,-23681.934544092102,null,-3109.1281866074291,null,0,null,0,null,-694.33707531545099,null,-694.33707531545099,-0.97447004309189822,null,"IchNgsd101",null,"Chemicals and Plastics","Compressed Air Desiccant Dryer"]
[5,"IcoTgsd101",0.98533076643943773,8329.1060426051008,0,5026.65576171875,0,0,44867.340505010172,18458.40625,7480.5952446688925,0,0,null,68352.403202238391,7480.5952446688925,12507.251000396789,null,33164.395208091366,7334.8229106418003,0,4394.6034241054613,72515.443694524685,0,null,44893.8203125,72515.4453125,null,-23458.582204228922,32386.569306112357,65034.85006783111,null,0.70893471633554983,6.0013700573485709,0,1,0.65679944902466969,3.5894234703990544,0,1,9.6938068349813111,"PASS",1,null,"IcoTgsd101",null,65034.85006783111,0,0.65679944902466969,"FAIL",0,1,null,null,1.1039344052384439,null,-694.33707531545099,"NO",0,null,7.4389999999999992,5.9600000000000009,6.2474711356919013,13.13,13.290000000000001,14.852837601175882,null,-23681.934544092102,null,-3109.1281866074291,null,0,null,0,null,-694.33707531545099,null,-694.33707531545099,-0.97447004309189822,null,"IcoTgsd101",null,"Construction","Compressed Air Desiccant Dryer"]
[6,"IcoNgsd101",0.98533076643943773,8329.1060426051008,0,5026.65576171875,0,0,44867.340505010172,18458.40625,7480.5952446688925,0,0,null,68352.403202238391,7480.5952446688925,12507.251000396789,null,33164.395208091366,7334.8229106418003,0,4394.6034241054613,72515.443694524685,0,null,44893.8203125,72515.4453125,null,-23458.582204228922,32386.569306112357,65034.85006783111,null,0.70893471633554983,6.0013700573485709,0,1,0.65679944902466969,3.5894234703990544,0,1,9.6938068349813111,"PASS",1,null,"IcoNgsd101",null,65034.85006783111,0,0.65679944902466969,"FAIL",0,1,null,null,1.1039344052384439,null,-694.33707531545099,"NO",0,null,7.4389999999999992,5.9600000000000009,6.2474711356919013,13.13,13.290000000000001,14.852837601175882,null,-23681.934544092102,null,-3109.1281866074291,null,0,null,0,null,-694.33707531545099,null,-694.33707531545099,-0.97447004309189822,null,"IcoNgsd101",null,"Construction","Compressed Air Desiccant Dryer"]
[7,"IelTgsd101",0.98533076643943773,8329.1060426051008,0,5026.65576171875,0,0,44867.340505010172,18458.40625,7480.5952446688925,0,0,null,68352.403202238391,7480.5952446688925,12507.251000396789,null,33164.395208091366,7334.8229106418003,0,4394.6034241054613,72515.443694524685,0,null,44893.8203125,72515.4453125,null,-23458.582204228922,32386.569306112357,65034.85006783111,null,0.70893471633554983,6.0013700573485709,0,1,0.65679944902466969,3.5894234703990544,0,1,9.6938068349813111,"PASS",1,null,"IelTgsd101",null,65034.85006783111,0,0.65679944902466969,"FAIL",0,1,null,null,1.1039344052384439,null,-694.33707531545099,"NO",0,null,7.4389999999999992,5.9600000000000009,6.2474711356919013,13.13,13.290000000000001,14.852837601175882,null,-23681.934544092102,null,-3109.1281866074291,null,0,null,0,null,-694.33707531545099,null,-694.33707531545099,-0.97447004309189822,null,"IelTgsd101",null,"Electrical and Electronic Equip.","Compressed Air Desiccant Dryer"]
[8,"IelNgsd101",0.98533076643943773,8329.1060426051008,0,5026.65576171875,0,0,44867.340505010172,18458.40625,7480.5952446688925,0,0,null,68352.403202238391,7480.5952446688925,12507.251000396789,null,33164.395208091366,7334.8229106418003,0,4394.6034241054613,72515.443694524685,0,null,44893.8203125,72515.4453125,null,-23458.582204228922,32386.569306112357,65034.85006783111,null,0.70893471633554983,6.0013700573485709,0,1,0.65679944902466969,3.5894234703990544,0,1,9.6938068349813111,"PASS",1,null,"IelNgsd101",null,65034.85006783111,0,0.65679944902466969,"FAIL",0,1,null,null,1.1039344052384439,null,-694.33707531545099,"NO",0,null,7.4389999999999992,5.9600000000000009,6.2474711356919013,13.13,13.290000000000001,14.852837601175882,null,-23681.934544092102,null,-3109.1281866074291,null,0,null,0,null,-694.33707531545099,null,-694.33707531545099,-0.97447004309189822,null,"IelNgsd101",null,"Electrical and Electronic Equip.","Compressed Air Desiccant Dryer"]
[9,"IluTgsd101",0.98533076643943773,8329.1060426051008,0,5026.65576171875,0,0,44867.340505010172,18458.40625,7778.9640638878382,0,0,null,68352.403202238391,7778.9640638878382,12805.619819615737,null,33164.395208091366,7334.8229106418003,0,4394.6034241054613,72515.443694524685,0,null,44893.8203125,72515.4453125,null,-23458.582204228922,32088.200486893413,64736.481248612159,null,0.70893471633554983,5.7711823764439112,0,1,0.65679944902466969,3.5057904985378894,0,1,9.3219925837088393,"PASS",1,null,"IluTgsd101",null,64736.481248612159,0,0.65679944902466969,"FAIL",0,1,null,null,1.1479655898883026,null,-665.9174096484702,"NO",0,null,7.4389999999999992,5.9600000000000009,6.2474711356919013,13.13,13.290000000000001,14.852837601175882,null,-23681.934544092102,null,-3109.1281866074291,null,0,null,0,null,-665.9174096484702,null,-665.9174096484702,-0.89873758576148932,null,"IluTgsd101",null,"Lumber/Furniture/Pulp/Paper","Compressed Air Desiccant Dryer"]
[10,"IluNgsd101",0.98533076643943773,8329.1060426051008,0,5026.65576171875,0,0,44867.340505010172,18458.40625,7778.9640638878382,0,0,null,68352.403202238391,7778.9640638878382,12805.619819615737,null,33164.395208091366,7334.8229106418003,0,4394.6034241054613,72515.443694524685,0,null,44893.8203125,72515.4453125,null,-23458.582204228922,32088.200486893413,64736.481248612159,null,0.70893471633554983,5.7711823764439112,0,1,0.65679944902466969,3.5057904985378894,0,1,9.3219925837088393,"PASS",1,null,"IluNgsd101",null,64736.481248612159,0,0.65679944902466969,"FAIL",0,1,null,null,1.1479655898883026,null,-665.9174096484702,"NO",0,null,7.4389999999999992,5.9600000000000009,6.2474711356919013,13.13,13.290000000000001,14.852837601175882,null,-23681.934544092102,null,-3109.1281866074291,null,0,null,0,null,-665.9174096484702,null,-665.9174096484702,-0.89873758576148932,null,"IluNgsd101",null,"Lumber/Furniture/Pulp/Paper","Compressed Air Desiccant Dryer"]
[11,"ImeTgsd101",0.98533076643943773,8329.1060426051008,0,5026.65576171875,0,0,44867.340505010172,18458.40625,7480.5952446688925,0,0,null,68352.403202238391,7480.5952446688925,12507.251000396789,null,33164.395208091366,7334.8229106418003,0,4394.6034241054613,72515.443694524685,0,null,44893.8203125,72515.4453125,null,-23458.582204228922,32386.569306112357,65034.85006783111,null,0.70893471633554983,6.0013700573485709,0,1,0.65679944902466969,3.5894234703990544,0,1,9.6938068349813111,"PASS",1,null,"ImeTgsd101",null,65034.85006783111,0,0.65679944902466969,"FAIL",0,1,null,null,1.1039344052384439,null,-694.33707531545099,"NO",0,null,7.4389999999999992,5.9600000000000009,6.2474711356919013,13.13,13.290000000000001,14.852837601175882,null,-23681.934544092102,null,-3109.1281866074291,null,0,null,0,null,-694.33707531545099,null,-694.33707531545099,-0.97447004309189822,null,"ImeTgsd101",null,"Metal Products and Machinery","Compressed Air Desiccant Dryer"]
[12,"ImeNgsd101",0.98533076643943773,8329.1060426051008,0,5026.65576171875,0,0,44867.340505010172,18458.40625,7480.5952446688925,0,0,null,68352.403202238391,7480.5952446688925,12507.251000396789,null,33164.395208091366,7334.8229106418003,0,4394.6034241054613,72515.443694524685,0,null,44893.8203125,72515.4453125,null,-23458.582204228922,32386.569306112357,65034.85006783111,null,0.70893471633554983,6.0013700573485709,0,1,0.65679944902466969,3.5894234703990544,0,1,9.6938068349813111,"PASS",1,null,"ImeNgsd101",null,65034.85006783111,0,0.65679944902466969,"FAIL",0,1,null,null,1.1039344052384439,null,-694.33707531545099,"NO",0,null,7.4389999999999992,5.9600000000000009,6.2474711356919013,13.13,13.290000000000001,14.852837601175882,null,-23681.934544092102,null,-3109.1281866074291,null,0,null,0,null,-694.33707531545099,null,-694.33707531545099,-0.97447004309189822,null,"ImeNgsd101",null,"Metal Products and Machinery","Compressed Air Desiccant Dryer"]
[13,"ImiTgsd101",0.98533076643943773,8329.1060426051008,0,5026.65576171875,0,0,44867.340505010172,18458.40625,7597.4781736801042,0,0,null,68352.403202238391,7597.4781736801042,12624.133929407995,null,33164.395208091366,7334.8229106418003,0,4394.6034241054613,72515.443694524685,0,null,44893.8203125,72515.4453125,null,-23458.582204228922,32269.686377101145,64917.967138819899,null,0.70893471633554983,5.9090423540834092,0,1,0.65679944902466969,3.5561901150790978,0,1,9.5446730684551095,"PASS",1,null,"ImiTgsd101",null,64917.967138819899,0,0.65679944902466969,"FAIL",0,1,null,null,1.1211831949968951,null,-683.203946784084,"NO",0,null,7.4389999999999992,5.9600000000000009,6.2474711356919013,13.13,13.290000000000001,14.852837601175882,null,-23681.934544092102,null,-3109.1281866074291,null,0,null,0,null,-683.203946784084,null,-683.203946784084,-0.94409390223496503,null,"ImiTgsd101",null,"Miscellaneous Manufacturing","Compressed Air Desiccant Dryer"]
[14,"ImiNgsd101",0.98533076643943773,8329.1060426051008,0,5026.65576171875,0,0,44867.340505010172,18458.40625,7597.4781736801042,0,0,null,68352.403202238391,7597.4781736801042,12624.133929407995,null,33164.395208091366,7334.8229106418003,0,4394.6034241054613,72515.443694524685,0,null,44893.8203125,72515.4453125,null,-23458.582204228922,32269.686377101145,64917.967138819899,null,0.70893471633554983,5.9090423540834092,0,1,0.65679944902466969,3.5561901150790978,0,1,9.5446730684551095,"PASS",1,null,"ImiNgsd101",null,64917.967138819899,0,0.65679944902466969,"FAIL",0,1,null,null,1.1211831949968951,null,-683.203946784084,"NO",0,null,7.4389999999999992,5.9600000000000009,6.2474711356919013,13.13,13.290000000000001,14.852837601175882,null,-23681.934544092102,null,-3109.1281866074291,null,0,null,0,null,-683.203946784084,null,-683.203946784084,-0.94409390223496503,null,"ImiNgsd101",null,"Miscellaneous Manufacturing","Compressed Air Desiccant Dryer"]
[15,"IprTgsd101",0.98533076643943773,8329.1060426051008,0,5026.65576171875,0,0,44867.340505010172,18458.40625,7480.5952446688925,0,0,null,68352.403202238391,7480.5952446688925,12507.251000396789,null,33164.395208091366,7334.8229106418003,0,4394.6034241054613,72515.443694524685,0,null,44893.8203125,72515.4453125,null,-23458.582204228922,32386.569306112357,65034.85006783111,null,0.70893471633554983,6.0013700573485709,0,1,0.65679944902466969,3.5894234703990544,0,1,9.6938068349813111,"PASS",1,null,"IprTgsd101",null,65034.85006783111,0,0.65679944902466969,"FAIL",0,1,null,null,1.1039344052384439,null,-694.33707531545099,"NO",0,null,7.4389999999999992,5.9600000000000009,6.2474711356919013,13.13,13.290000000000001,14.852837601175882,null,-23681.934544092102,null,-3109.1281866074291,null,0,null,0,null,-694.33707531545099,null,-694.33707531545099,-0.97447004309189822,null,"IprTgsd101",null,"Primary Resources Industries","Compressed Air Desiccant Dryer"]
[16,"IprNgsd101",0.98533076643943773,8329.1060426051008,0,5026.65576171875,0,0,44867.340505010172,18458.40625,7480.5952446688925,0,0,null,68352.403202238391,7480.5952446688925,12507.251000396789,null,33164.395208091366,7334.8229106418003,0,4394.6034241054613,72515.443694524685,0,null,44893.8203125,72515.4453125,null,-23458.582204228922,32386.569306112357,65034.85006783111,null,0.70893471633554983,6.0013700573485709,0,1,0.65679944902466969,3.5894234703990544,0,1,9.6938068349813111,"PASS",1,null,"IprNgsd101",null,65034.85006783111,0,0.65679944902466969,"FAIL",0,1,null,null,1.1039344052384439,null,-694.33707531545099,"NO",0,null,7.4389999999999992,5.9600000000000009,6.2474711356919013,13.13,13.290000000000001,14.852837601175882,null,-23681.934544092102,null,-3109.1281866074291,null,0,null,0,null,-694.33707531545099,null,-694.33707531545099,-0.97447004309189822,null,"IprNgsd101",null,"Primary Resources Industries","Compressed Air Desiccant Dryer"]
[17,"IstTgsd101",0.98533076643943773,8329.1060426051008,0,5026.65576171875,0,0,44867.340505010172,18458.40625,7480.5952446688925,0,0,null,68352.403202238391,7480.5952446688925,12507.251000396789,null,33164.395208091366,7334.8229106418003,0,4394.6034241054613,72515.443694524685,0,null,44893.8203125,72515.4453125,null,-23458.582204228922,32386.569306112357,65034.85006783111,null,0.70893471633554983,6.0013700573485709,0,1,0.65679944902466969,3.5894234703990544,0,1,9.6938068349813111,"PASS",1,null,"IstTgsd101",null,65034.85006783111,0,0.65679944902466969,"FAIL",0,1,null,null,1.1039344052384439,null,-694.33707531545099,"NO",0,null,7.4389999999999992,5.9600000000000009,6.2474711356919013,13.13,13.290000000000001,14.852837601175882,null,-23681.934544092102,null,-3109.1281866074291,null,0,null,0,null,-694.33707531545099,null,-694.33707531545099,-0.97447004309189822,null,"IstTgsd101",null,"Stone/Clay/Glass/Concrete","Compressed Air Desiccant Dryer"]
[18,"IstNgsd101",0.98533076643943773,8329.1060426051008,0,5026.65576171875,0,0,44867.340505010172,18458.40625,7480.5952446688925,0,0,null,68352.403202238391,7480.5952446688925,12507.251000396789,null,33164.395208091366,7334.8229106418003,0,4394.6034241054613,72515.443694524685,0,null,44893.8203125,72515.4453125,null,-23458.582204228922,32386.569306112357,65034.85006783111,null,0.70893471633554983,6.0013700573485709,0,1,0.65679944902466969,3.5894234703990544,0,1,9.6938068349813111,"PASS",1,null,"IstNgsd101",null,65034.85006783111,0,0.65679944902466969,"FAIL",0,1,null,null,1.1039344052384439,null,-694.33707531545099,"NO",0,null,7.4389999999999992,5.9600000000000009,6.2474711356919013,13.13,13.290000000000001,14.852837601175882,null,-23681.934544092102,null,-3109.1281866074291,null,0,null,0,null,-694.33707531545099,null,-694.33707531545099,-0.97447004309189822,null,"IstNgsd101",null,"Stone/Clay/Glass/Concrete","Compressed Air Desiccant Dryer"]
[19,"IteTgsd101",0.98533076643943773,8329.1060426051008,0,5026.65576171875,0,0,44867.340505010172,18458.40625,7480.5952446688925,0,0,null,68352.403202238391,7480.5952446688925,12507.251000396789,null,33164.395208091366,7334.8229106418003,0,4394.6034241054613,72515.443694524685,0,null,44893.8203125,72515.4453125,null,-23458.582204228922,32386.569306112357,65034.85006783111,null,0.70893471633554983,6.0013700573485709,0,1,0.65679944902466969,3.5894234703990544,0,1,9.6938068349813111,"PASS",1,null,"IteTgsd101",null,65034.85006783111,0,0.65679944902466969,"FAIL",0,1,null,null,1.1039344052384439,null,-694.33707531545099,"NO",0,null,7.4389999999999992,5.9600000000000009,6.2474711356919013,13.13,13.290000000000001,14.852837601175882,null,-23681.934544092102,null,-3109.1281866074291,null,0,null,0,null,-694.33707531545099,null,-694.33707531545099,-0.97447004309189822,null,"IteTgsd101",null,"Textiles and Leather","Compressed Air Desiccant Dryer"]
[20,"IteNgsd101",0.98533076643943773,8329.1060426051008,0,5026.65576171875,0,0,44867.340505010172,18458.40625,7480.5952446688925,0,0,null,68352.403202238391,7480.5952446688925,12507.251000396789,null,33164.395208091366,7334.8229106418003,0,4394.6034241054613,72515.443694524685,0,null,44893.8203125,72515.4453125,null,-23458.582204228922,32386.569306112357,65034.85006783111,null,0.70893471633554983,6.0013700573485709,0,1,0.65679944902466969,3.5894234703990544,0,1,9.6938068349813111,"PASS",1,null,"IteNgsd101",null,65034.85006783111,0,0.65679944902466969,"FAIL",0,1,null,null,1.1039344052384439,null,-694.33707531545099,"NO",0,null,7.4389999999999992,5.9600000000000009,6.2474711356919013,13.13,13.290000000000001,14.852837601175882,null,-23681.934544092102,null,-3109.1281866074291,null,0,null,0,null,-694.33707531545099,null,-694.33707531545099,-0.97447004309189822,null,"IteNgsd101",null,"Textiles and Leather","Compressed Air Desiccant Dryer"]
[21,"ItrTgsd101",0.98533076643943773,8329.1060426051008,0,5026.65576171875,0,0,44867.340505010172,18458.40625,7718.0719058047398,0,0,null,68352.403202238391,7718.0719058047398,12744.727661532632,null,33164.395208091366,7334.8229106418003,0,4394.6034241054613,72515.443694524685,0,null,44893.8203125,72515.4453125,null,-23458.582204228922,32149.09264497651,64797.37340669526,null,0.70893471633554983,5.8167144411722163,0,1,0.65679944902466969,3.5225405739268814,0,1,9.3955389632948787,"PASS",1,null,"ItrTgsd101",null,64797.37340669526,0,0.65679944902466969,"FAIL",0,1,null,null,1.1389795594059995,null,-671.71738945848813,"NO",0,null,7.4389999999999992,5.9600000000000009,6.2474711356919013,13.13,13.290000000000001,14.852837601175882,null,-23681.934544092102,null,-3109.1281866074291,null,0,null,0,null,-671.71738945848813,null,-671.71738945848813,-0.91371776137802585,null,"ItrTgsd101",null,"Transportation Equipment","Compressed Air Desiccant Dryer"]
[22,"ItrNgsd101",0.98533076643943773,8329.1060426051008,0,5026.65576171875,0,0,44867.340505010172,18458.40625,7718.0719058047398,0,0,null,68352.403202238391,7718.0719058047398,12744.727661532632,null,33164.395208091366,7334.8229106418003,0,4394.6034241054613,72515.443694524685,0,null,44893.8203125,72515.4453125,null,-23458.582204228922,32149.09264497651,64797.37340669526,null,0.70893471633554983,5.8167144411722163,0,1,0.65679944902466969,3.5225405739268814,0,1,9.3955389632948787,"PASS",1,null,"ItrNgsd101",null,64797.37340669526,0,0.65679944902466969,"FAIL",0,1,null,null,1.1389795594059995,null,-671.71738945848813,"NO",0,null,7.4389999999999992,5.9600000000000009,6.2474711356919013,13.13,13.290000000000001,14.852837601175882,null,-23681.934544092102,null,-3109.1281866074291,null,0,null,0,null,-671.71738945848813,null,-671.71738945848813,-0.91371776137802585,null,"ItrNgsd101",null,"Transportation Equipment","Compressed Air Desiccant Dryer"]
[23,"IwaTgsd101",0.98533076643943773,8329.1060426051008,0,5026.65576171875,0,0,44867.340505010172,18458.40625,7480.5952446688925,0,0,null,68352.403202238391,7480.5952446688925,12507.251000396789,null,33164.395208091366,7334.8229106418003,0,4394.6034241054613,72515.443694524685,0,null,44893.8203125,72515.4453125,null,-23458.582204228922,32386.569306112357,65034.85006783111,null,0.70893471633554983,6.0013700573485709,0,1,0.65679944902466969,3.5894234703990544,0,1,9.6938068349813111,"PASS",1,null,"IwaTgsd101",null,65034.85006783111,0,0.65679944902466969,"FAIL",0,1,null,null,1.1039344052384439,null,-694.33707531545099,"NO",0,null,7.4389999999999992,5.9600000000000009,6.2474711356919013,13.13,13.290000000000001,14.852837601175882,null,-23681.934544092102,null,-3109.1281866074291,null,0,null,0,null,-694.33707531545099,null,-694.33707531545099,-0.97447004309189822,null,"IwaTgsd101",null,"Water and Wastewater","Compressed Air Desiccant Dryer"]
[24,"IwaNgsd101",0.98533076643943773,8329.1060426051008,0,5026.65576171875,0,0,44867.340505010172,18458.40625,7480.5952446688925,0,0,null,68352.403202238391,7480.5952446688925,12507.251000396789,null,33164.395208091366,7334.8229106418003,0,4394.6034241054613,72515.443694524685,0,null,44893.8203125,72515.4453125,null,-23458.582204228922,32386.569306112357,65034.85006783111,null,0.70893471633554983,6.0013700573485709,0,1,0.65679944902466969,3.5894234703990544,0,1,9.6938068349813111,"PASS",1,null,"IwaNgsd101",null,65034.85006783111,0,0.65679944902466969,"FAIL",0,1,null,null,1.1039344052384439,null,-694.33707531545099,"NO",0,null,7.4389999999999992,5.9600000000000009,6.2474711356919013,13.13,13.290000000000001,14.852837601175882,null,-23681.934544092102,null,-3109.1281866074291,null,0,null,0,null,-694.33707531545099,null,-694.33707531545099,-0.97447004309189822,null,"IwaNgsd101",null,"Water and Wastewater","Compressed Air Desiccant Dryer"]
[25,"IagEgsd102",0.98533076643943773,8329.1060426051008,0,5614.0166015625,0,0,44867.340505010172,18458.40625,18401.407559134219,0,0,null,68939.764091784498,18401.407559134219,24015.424204408195,null,33164.395208091366,7334.8229106418003,0,4394.6034241054613,72515.443694524685,0,null,44893.8203125,72515.4453125,null,-24045.943044072672,20878.396151803281,54114.037753365781,null,0.70893471633554983,2.439694907480884,0,1,0.65120357434792175,1.8693744491913888,0,1,3.940755351429857,"PASS",1,null,"IagEgsd102",null,54114.037753365781,0,0.65120357434792175,"FAIL",0,1,null,null,2.0376766559163948,null,-91.65870555492296,"NO",0,null,7.4389999999999992,5.9600000000000009,6.2474711356919013,13.13,13.290000000000001,14.852837601175882,null,-24269.295383935849,null,-2501.6114537919293,null,0,null,0,null,-91.65870555492296,null,-91.65870555492296,-6.9691506919442869E-2,null,"IagEgsd102",null,"Agriculture and Assembly","Compressed Air No-Loss Condensate Drains"]
[26,"IagNgsd102",0.98533076643943773,8329.1060426051008,0,5614.0166015625,0,0,44867.340505010172,18458.40625,18401.407559134219,0,0,null,68939.764091784498,18401.407559134219,24015.424204408195,null,33164.395208091366,7334.8229106418003,0,4394.6034241054613,72515.443694524685,0,null,44893.8203125,72515.4453125,null,-24045.943044072672,20878.396151803281,54114.037753365781,null,0.70893471633554983,2.439694907480884,0,1,0.65120357434792175,1.8693744491913888,0,1,3.940755351429857,"PASS",1,null,"IagNgsd102",null,54114.037753365781,0,0.65120357434792175,"FAIL",0,1,null,null,2.0376766559163948,null,-91.65870555492296,"NO",0,null,7.4389999999999992,5.9600000000000009,6.2474711356919013,13.13,13.290000000000001,14.852837601175882,null,-24269.295383935849,null,-2501.6114537919293,null,0,null,0,null,-91.65870555492296,null,-91.65870555492296,-6.9691506919442869E-2,null,"IagNgsd102",null,"Agriculture and Assembly","Compressed Air No-Loss Condensate Drains"]
[27,"IchEgsd102",0.98533076643943773,8329.1060426051008,0,5614.0166015625,0,0,44867.340505010172,18458.40625,18401.407559134219,0,0,null,68939.764091784498,18401.407559134219,24015.424204408195,null,33164.395208091366,7334.8229106418003,0,4394.6034241054613,72515.443694524685,0,null,44893.8203125,72515.4453125,null,-24045.943044072672,20878.396151803281,54114.037753365781,null,0.70893471633554983,2.439694907480884,0,1,0.65120357434792175,1.8693744491913888,0,1,3.940755351429857,"PASS",1,null,"IchEgsd102",null,54114.037753365781,0,0.65120357434792175,"FAIL",0,1,null,null,2.0376766559163948,null,-91.65870555492296,"NO",0,null,7.4389999999999992,5.9600000000000009,6.2474711356919013,13.13,13.290000000000001,14.852837601175882,null,-24269.295383935849,null,-2501.6114537919293,null,0,null,0,null,-91.65870555492296,null,-91.65870555492296,-6.9691506919442869E-2,null,"IchEgsd102",null,"Chemicals and Plastics","Compressed Air No-Loss Condensate Drains"]
[28,"IchNgsd102",0.98533076643943773,8329.1060426051008,0,5614.0166015625,0,0,44867.340505010172,18458.40625,18401.407559134219,0,0,null,68939.764091784498,18401.407559134219,24015.424204408195,null,33164.395208091366,7334.8229106418003,0,4394.6034241054613,72515.443694524685,0,null,44893.8203125,72515.4453125,null,-24045.943044072672,20878.396151803281,54114.037753365781,null,0.70893471633554983,2.439694907480884,0,1,0.65120357434792175,1.8693744491913888,0,1,3.940755351429857,"PASS",1,null,"IchNgsd102",null,54114.037753365781,0,0.65120357434792175,"FAIL",0,1,null,null,2.0376766559163948,null,-91.65870555492296,"NO",0,null,7.4389999999999992,5.9600000000000009,6.2474711356919013,13.13,13.290000000000001,14.852837601175882,null,-24269.295383935849,null,-2501.6114537919293,null,0,null,0,null,-91.65870555492296,null,-91.65870555492296,-6.9691506919442869E-2,null,"IchNgsd102",null,"Chemicals and Plastics","Compressed Air No-Loss Condensate Drains"]
[29,"IcoEgsd102",0.98533076643943773,8329.1060426051008,0,5614.0166015625,0,0,44867.340505010172,18458.40625,18401.407559134219,0,0,null,68939.764091784498,18401.407559134219,24015.424204408195,null,33164.395208091366,7334.8229106418003,0,4394.6034241054613,72515.443694524685,0,null,44893.8203125,72515.4453125,null,-24045.943044072672,20878.396151803281,54114.037753365781,null,0.70893471633554983,2.439694907480884,0,1,0.65120357434792175,1.8693744491913888,0,1,3.940755351429857,"PASS",1,null,"IcoEgsd102",null,54114.037753365781,0,0.65120357434792175,"FAIL",0,1,null,null,2.0376766559163948,null,-91.65870555492296,"NO",0,null,7.4389999999999992,5.9600000000000009,6.2474711356919013,13.13,13.290000000000001,14.852837601175882,null,-24269.295383935849,null,-2501.6114537919293,null,0,null,0,null,-91.65870555492296,null,-91.65870555492296,-6.9691506919442869E-2,null,"IcoEgsd102",null,"Construction","Compressed Air No-Loss Condensate Drains"]
[30,"IcoNgsd102",0.98533076643943773,8329.1060426051008,0,5614.0166015625,0,0,44867.340505010172,18458.40625,18401.407559134219,0,0,null,68939.764091784498,18401.407559134219,24015.424204408195,null,33164.395208091366,7334.8229106418003,0,4394.6034241054613,72515.443694524685,0,null,44893.8203125,72515.4453125,null,-24045.943044072672,20878.396151803281,54114.037753365781,null,0.70893471633554983,2.439694907480884,0,1,0.65120357434792175,1.8693744491913888,0,1,3.940755351429857,"PASS",1,null,"IcoNgsd102",null,54114.037753365781,0,0.65120357434792175,"FAIL",0,1,null,null,2.0376766559163948,null,-91.65870555492296,"NO",0,null,7.4389999999999992,5.9600000000000009,6.2474711356919013,13.13,13.290000000000001,14.852837601175882,null,-24269.295383935849,null,-2501.6114537919293,null,0,null,0,null,-91.65870555492296,null,-91.65870555492296,-6.9691506919442869E-2,null,"IcoNgsd102",null,"Construction","Compressed Air No-Loss Condensate Drains"]
[31,"IelEgsd102",0.98533076643943773,8329.1060426051008,0,5614.0166015625,0,0,44867.340505010172,18458.40625,18401.407559134219,0,0,null,68939.764091784498,18401.407559134219,24015.424204408195,null,33164.395208091366,7334.8229106418003,0,4394.6034241054613,72515.443694524685,0,null,44893.8203125,72515.4453125,null,-24045.943044072672,20878.396151803281,54114.037753365781,null,0.70893471633554983,2.439694907480884,0,1,0.65120357434792175,1.8693744491913888,0,1,3.940755351429857,"PASS",1,null,"IelEgsd102",null,54114.037753365781,0,0.65120357434792175,"FAIL",0,1,null,null,2.0376766559163948,null,-91.65870555492296,"NO",0,null,7.4389999999999992,5.9600000000000009,6.2474711356919013,13.13,13.290000000000001,14.852837601175882,null,-24269.295383935849,null,-2501.6114537919293,null,0,null,0,null,-91.65870555492296,null,-91.65870555492296,-6.9691506919442869E-2,null,"IelEgsd102",null,"Electrical and Electronic Equip.","Compressed Air No-Loss Condensate Drains"]
[32,"IelNgsd102",0.98533076643943773,8329.1060426051008,0,5614.0166015625,0,0,44867.340505010172,18458.40625,18401.407559134219,0,0,null,68939.764091784498,18401.407559134219,24015.424204408195,null,33164.395208091366,7334.8229106418003,0,4394.6034241054613,72515.443694524685,0,null,44893.8203125,72515.4453125,null,-24045.943044072672,20878.396151803281,54114.037753365781,null,0.70893471633554983,2.439694907480884,0,1,0.65120357434792175,1.8693744491913888,0,1,3.940755351429857,"PASS",1,null,"IelNgsd102",null,54114.037753365781,0,0.65120357434792175,"FAIL",0,1,null,null,2.0376766559163948,null,-91.65870555492296,"NO",0,null,7.4389999999999992,5.9600000000000009,6.2474711356919013,13.13,13.290000000000001,14.852837601175882,null,-24269.295383935849,null,-2501.6114537919293,null,0,null,0,null,-91.65870555492296,null,-91.65870555492296,-6.9691506919442869E-2,null,"IelNgsd102",null,"Electrical and Electronic Equip.","Compressed Air No-Loss Condensate Drains"]
[33,"IluEgsd102",0.98533076643943773,8329.1060426051008,0,5614.0166015625,0,0,44867.340505010172,18458.40625,19135.467645999448,0,0,null,68939.764091784498,19135.467645999448,24749.484291273428,null,33164.395208091366,7334.8229106418003,0,4394.6034241054613,72515.443694524685,0,null,44893.8203125,72515.4453125,null,-24045.943044072672,20144.336064938052,53379.977666500548,null,0.70893471633554983,2.3461052085594427,0,1,0.65120357434792175,1.813929529336453,0,1,3.7895831266846738,"PASS",1,null,"IluEgsd102",null,53379.977666500548,0,0.65120357434792175,"FAIL",0,1,null,null,2.1189628041257285,null,-39.193045731406755,"NO",0,null,7.4389999999999992,5.9600000000000009,6.2474711356919013,13.13,13.290000000000001,14.852837601175882,null,-24269.295383935849,null,-2501.6114537919293,null,0,null,0,null,-39.193045731406755,null,-39.193045731406755,-2.8656760013824289E-2,null,"IluEgsd102",null,"Lumber/Furniture/Pulp/Paper","Compressed Air No-Loss Condensate Drains"]
[34,"IluNgsd102",0.98533076643943773,8329.1060426051008,0,5614.0166015625,0,0,44867.340505010172,18458.40625,19135.467645999448,0,0,null,68939.764091784498,19135.467645999448,24749.484291273428,null,33164.395208091366,7334.8229106418003,0,4394.6034241054613,72515.443694524685,0,null,44893.8203125,72515.4453125,null,-24045.943044072672,20144.336064938052,53379.977666500548,null,0.70893471633554983,2.3461052085594427,0,1,0.65120357434792175,1.813929529336453,0,1,3.7895831266846738,"PASS",1,null,"IluNgsd102",null,53379.977666500548,0,0.65120357434792175,"FAIL",0,1,null,null,2.1189628041257285,null,-39.193045731406755,"NO",0,null,7.4389999999999992,5.9600000000000009,6.2474711356919013,13.13,13.290000000000001,14.852837601175882,null,-24269.295383935849,null,-2501.6114537919293,null,0,null,0,null,-39.193045731406755,null,-39.193045731406755,-2.8656760013824289E-2,null,"IluNgsd102",null,"Lumber/Furniture/Pulp/Paper","Compressed Air No-Loss Condensate Drains"]
[35,"ImeEgsd102",0.98533076643943773,8329.1060426051008,0,5614.0166015625,0,0,44867.340505010172,18458.40625,18401.407559134219,0,0,null,68939.764091784498,18401.407559134219,24015.424204408195,null,33164.395208091366,7334.8229106418003,0,4394.6034241054613,72515.443694524685,0,null,44893.8203125,72515.4453125,null,-24045.943044072672,20878.396151803281,54114.037753365781,null,0.70893471633554983,2.439694907480884,0,1,0.65120357434792175,1.8693744491913888,0,1,3.940755351429857,"PASS",1,null,"ImeEgsd102",null,54114.037753365781,0,0.65120357434792175,"FAIL",0,1,null,null,2.0376766559163948,null,-91.65870555492296,"NO",0,null,7.4389999999999992,5.9600000000000009,6.2474711356919013,13.13,13.290000000000001,14.852837601175882,null,-24269.295383935849,null,-2501.6114537919293,null,0,null,0,null,-91.65870555492296,null,-91.65870555492296,-6.9691506919442869E-2,null,"ImeEgsd102",null,"Metal Products and Machinery","Compressed Air No-Loss Condensate Drains"]
[36,"ImeNgsd102",0.98533076643943773,8329.1060426051008,0,5614.0166015625,0,0,44867.340505010172,18458.40625,18401.407559134219,0,0,null,68939.764091784498,18401.407559134219,24015.424204408195,null,33164.395208091366,7334.8229106418003,0,4394.6034241054613,72515.443694524685,0,null,44893.8203125,72515.4453125,null,-24045.943044072672,20878.396151803281,54114.037753365781,null,0.70893471633554983,2.439694907480884,0,1,0.65120357434792175,1.8693744491913888,0,1,3.940755351429857,"PASS",1,null,"ImeNgsd102",null,54114.037753365781,0,0.65120357434792175,"FAIL",0,1,null,null,2.0376766559163948,null,-91.65870555492296,"NO",0,null,7.4389999999999992,5.9600000000000009,6.2474711356919013,13.13,13.290000000000001,14.852837601175882,null,-24269.295383935849,null,-2501.6114537919293,null,0,null,0,null,-91.65870555492296,null,-91.65870555492296,-6.9691506919442869E-2,null,"ImeNgsd102",null,"Metal Products and Machinery","Compressed Air No-Loss Condensate Drains"]
[37,"ImiEgsd102",0.98533076643943773,8329.1060426051008,0,5614.0166015625,0,0,44867.340505010172,18458.40625,18689.015962262773,0,0,null,68939.764091784498,18689.015962262773,24303.032607536737,null,33164.395208091366,7334.8229106418003,0,4394.6034241054613,72515.443694524685,0,null,44893.8203125,72515.4453125,null,-24045.943044072672,20590.787748674727,53826.429350237231,null,0.70893471633554983,2.4021500331077079,0,1,0.65120357434792175,1.8472517861546147,0,1,3.880110405969186,"PASS",1,null,"ImiEgsd102",null,53826.429350237231,0,0.65120357434792175,"FAIL",0,1,null,null,2.0695249071214015,null,-71.102441658734278,"NO",0,null,7.4389999999999992,5.9600000000000009,6.2474711356919013,13.13,13.290000000000001,14.852837601175882,null,-24269.295383935849,null,-2501.6114537919293,null,0,null,0,null,-71.102441658734278,null,-71.102441658734278,-5.3229852504459815E-2,null,"ImiEgsd102",null,"Miscellaneous Manufacturing","Compressed Air No-Loss Condensate Drains"]
[38,"ImiNgsd102",0.98533076643943773,8329.1060426051008,0,5614.0166015625,0,0,44867.340505010172,18458.40625,18689.015962262773,0,0,null,68939.764091784498,18689.015962262773,24303.032607536737,null,33164.395208091366,7334.8229106418003,0,4394.6034241054613,72515.443694524685,0,null,44893.8203125,72515.4453125,null,-24045.943044072672,20590.787748674727,53826.429350237231,null,0.70893471633554983,2.4021500331077079,0,1,0.65120357434792175,1.8472517861546147,0,1,3.880110405969186,"PASS",1,null,"ImiNgsd102",null,53826.429350237231,0,0.65120357434792175,"FAIL",0,1,null,null,2.0695249071214015,null,-71.102441658734278,"NO",0,null,7.4389999999999992,5.9600000000000009,6.2474711356919013,13.13,13.290000000000001,14.852837601175882,null,-24269.295383935849,null,-2501.6114537919293,null,0,null,0,null,-71.102441658734278,null,-71.102441658734278,-5.3229852504459815E-2,null,"ImiNgsd102",null,"Miscellaneous Manufacturing","Compressed Air No-Loss Condensate Drains"]
[39,"IprEgsd102",0.98533076643943773,8329.1060426051008,0,5614.0166015625,0,0,44867.340505010172,18458.40625,18401.407559134219,0,0,null,68939.764091784498,18401.407559134219,24015.424204408195,null,33164.395208091366,7334.8229106418003,0,4394.6034241054613,72515.443694524685,0,null,44893.8203125,72515.4453125,null,-24045.943044072672,20878.396151803281,54114.037753365781,null,0.70893471633554983,2.439694907480884,0,1,0.65120357434792175,1.8693744491913888,0,1,3.940755351429857,"PASS",1,null,"IprEgsd102",null,54114.037753365781,0,0.65120357434792175,"FAIL",0,1,null,null,2.0376766559163948,null,-91.65870555492296,"NO",0,null,7.4389999999999992,5.9600000000000009,6.2474711356919013,13.13,13.290000000000001,14.852837601175882,null,-24269.295383935849,null,-2501.6114537919293,null,0,null,0,null,-91.65870555492296,null,-91.65870555492296,-6.9691506919442869E-2,null,"IprEgsd102",null,"Primary Resources Industries","Compressed Air No-Loss Condensate Drains"]
[40,"IprNgsd102",0.98533076643943773,8329.1060426051008,0,5614.0166015625,0,0,44867.340505010172,18458.40625,18401.407559134219,0,0,null,68939.764091784498,18401.407559134219,24015.424204408195,null,33164.395208091366,7334.8229106418003,0,4394.6034241054613,72515.443694524685,0,null,44893.8203125,72515.4453125,null,-24045.943044072672,20878.396151803281,54114.037753365781,null,0.70893471633554983,2.439694907480884,0,1,0.65120357434792175,1.8693744491913888,0,1,3.940755351429857,"PASS",1,null,"IprNgsd102",null,54114.037753365781,0,0.65120357434792175,"FAIL",0,1,null,null,2.0376766559163948,null,-91.65870555492296,"NO",0,null,7.4389999999999992,5.9600000000000009,6.2474711356919013,13.13,13.290000000000001,14.852837601175882,null,-24269.295383935849,null,-2501.6114537919293,null,0,null,0,null,-91.65870555492296,null,-91.65870555492296,-6.9691506919442869E-2,null,"IprNgsd102",null,"Primary Resources Industries","Compressed Air No-Loss Condensate Drains"]
[41,"IstEgsd102",0.98533076643943773,8329.1060426051008,0,5614.0166015625,0,0,44867.340505010172,18458.40625,18401.407559134219,0,0,null,68939.764091784498,18401.407559134219,24015.424204408195,null,33164.395208091366,7334.8229106418003,0,4394.6034241054613,72515.443694524685,0,null,44893.8203125,72515.4453125,null,-24045.943044072672,20878.396151803281,54114.037753365781,null,0.70893471633554983,2.439694907480884,0,1,0.65120357434792175,1.8693744491913888,0,1,3.940755351429857,"PASS",1,null,"IstEgsd102",null,54114.037753365781,0,0.65120357434792175,"FAIL",0,1,null,null,2.0376766559163948,null,-91.65870555492296,"NO",0,null,7.4389999999999992,5.9600000000000009,6.2474711356919013,13.13,13.290000000000001,14.852837601175882,null,-24269.295383935849,null,-2501.6114537919293,null,0,null,0,null,-91.65870555492296,null,-91.65870555492296,-6.9691506919442869E-2,null,"IstEgsd102",null,"Stone/Clay/Glass/Concrete","Compressed Air No-Loss Condensate Drains"]
[42,"IstNgsd102",0.98533076643943773,8329.1060426051008,0,5614.0166015625,0,0,44867.340505010172,18458.40625,18401.407559134219,0,0,null,68939.764091784498,18401.407559134219,24015.424204408195,null,33164.395208091366,7334.8229106418003,0,4394.6034241054613,72515.443694524685,0,null,44893.8203125,72515.4453125,null,-24045.943044072672,20878.396151803281,54114.037753365781,null,0.70893471633554983,2.439694907480884,0,1,0.65120357434792175,1.8693744491913888,0,1,3.940755351429857,"PASS",1,null,"IstNgsd102",null,54114.037753365781,0,0.65120357434792175,"FAIL",0,1,null,null,2.0376766559163948,null,-91.65870555492296,"NO",0,null,7.4389999999999992,5.9600000000000009,6.2474711356919013,13.13,13.290000000000001,14.852837601175882,null,-24269.295383935849,null,-2501.6114537919293,null,0,null,0,null,-91.65870555492296,null,-91.65870555492296,-6.9691506919442869E-2,null,"IstNgsd102",null,"Stone/Clay/Glass/Concrete","Compressed Air No-Loss Condensate Drains"]
[43,"IteEgsd102",0.98533076643943773,8329.1060426051008,0,5614.0166015625,0,0,44867.340505010172,18458.40625,18401.407559134219,0,0,null,68939.764091784498,18401.407559134219,24015.424204408195,null,33164.395208091366,7334.8229106418003,0,4394.6034241054613,72515.443694524685,0,null,44893.8203125,72515.4453125,null,-24045.943044072672,20878.396151803281,54114.037753365781,null,0.70893471633554983,2.439694907480884,0,1,0.65120357434792175,1.8693744491913888,0,1,3.940755351429857,"PASS",1,null,"IteEgsd102",null,54114.037753365781,0,0.65120357434792175,"FAIL",0,1,null,null,2.0376766559163948,null,-91.65870555492296,"NO",0,null,7.4389999999999992,5.9600000000000009,6.2474711356919013,13.13,13.290000000000001,14.852837601175882,null,-24269.295383935849,null,-2501.6114537919293,null,0,null,0,null,-91.65870555492296,null,-91.65870555492296,-6.9691506919442869E-2,null,"IteEgsd102",null,"Textiles and Leather","Compressed Air No-Loss Condensate Drains"]
[44,"IteNgsd102",0.98533076643943773,8329.1060426051008,0,5614.0166015625,0,0,44867.340505010172,18458.40625,18401.407559134219,0,0,null,68939.764091784498,18401.407559134219,24015.424204408195,null,33164.395208091366,7334.8229106418003,0,4394.6034241054613,72515.443694524685,0,null,44893.8203125,72515.4453125,null,-24045.943044072672,20878.396151803281,54114.037753365781,null,0.70893471633554983,2.439694907480884,0,1,0.65120357434792175,1.8693744491913888,0,1,3.940755351429857,"PASS",1,null,"IteNgsd102",null,54114.037753365781,0,0.65120357434792175,"FAIL",0,1,null,null,2.0376766559163948,null,-91.65870555492296,"NO",0,null,7.4389999999999992,5.9600000000000009,6.2474711356919013,13.13,13.290000000000001,14.852837601175882,null,-24269.295383935849,null,-2501.6114537919293,null,0,null,0,null,-91.65870555492296,null,-91.65870555492296,-6.9691506919442869E-2,null,"IteNgsd102",null,"Textiles and Leather","Compressed Air No-Loss Condensate Drains"]
[45,"ItrEgsd102",0.98533076643943773,8329.1060426051008,0,5614.0166015625,0,0,44867.340505010172,18458.40625,18985.628513335127,0,0,null,68939.764091784498,18985.628513335127,24599.645158609106,null,33164.395208091366,7334.8229106418003,0,4394.6034241054613,72515.443694524685,0,null,44893.8203125,72515.4453125,null,-24045.943044072672,20294.175197602373,53529.816799164873,null,0.70893471633554983,2.3646212334222949,0,1,0.65120357434792175,1.8249783727697826,0,1,3.8194914253993013,"PASS",1,null,"ItrEgsd102",null,53529.816799164873,0,0.65120357434792175,"FAIL",0,1,null,null,2.1023702810165132,null,-49.902590865960974,"NO",0,null,7.4389999999999992,5.9600000000000009,6.2474711356919013,13.13,13.290000000000001,14.852837601175882,null,-24269.295383935849,null,-2501.6114537919293,null,0,null,0,null,-49.902590865960974,null,-49.902590865960974,-3.6775220979571664E-2,null,"ItrEgsd102",null,"Transportation Equipment","Compressed Air No-Loss Condensate Drains"]
[46,"ItrNgsd102",0.98533076643943773,8329.1060426051008,0,5614.0166015625,0,0,44867.340505010172,18458.40625,18985.628513335127,0,0,null,68939.764091784498,18985.628513335127,24599.645158609106,null,33164.395208091366,7334.8229106418003,0,4394.6034241054613,72515.443694524685,0,null,44893.8203125,72515.4453125,null,-24045.943044072672,20294.175197602373,53529.816799164873,null,0.70893471633554983,2.3646212334222949,0,1,0.65120357434792175,1.8249783727697826,0,1,3.8194914253993013,"PASS",1,null,"ItrNgsd102",null,53529.816799164873,0,0.65120357434792175,"FAIL",0,1,null,null,2.1023702810165132,null,-49.902590865960974,"NO",0,null,7.4389999999999992,5.9600000000000009,6.2474711356919013,13.13,13.290000000000001,14.852837601175882,null,-24269.295383935849,null,-2501.6114537919293,null,0,null,0,null,-49.902590865960974,null,-49.902590865960974,-3.6775220979571664E-2,null,"ItrNgsd102",null,"Transportation Equipment","Compressed Air No-Loss Condensate Drains"]
[47,"IwaEgsd102",0.98533076643943773,8329.1060426051008,0,5614.0166015625,0,0,44867.340505010172,18458.40625,18401.407559134219,0,0,null,68939.764091784498,18401.407559134219,24015.424204408195,null,33164.395208091366,7334.8229106418003,0,4394.6034241054613,72515.443694524685,0,null,44893.8203125,72515.4453125,null,-24045.943044072672,20878.396151803281,54114.037753365781,null,0.70893471633554983,2.439694907480884,0,1,0.65120357434792175,1.8693744491913888,0,1,3.940755351429857,"PASS",1,null,"IwaEgsd102",null,54114.037753365781,0,0.65120357434792175,"FAIL",0,1,null,null,2.0376766559163948,null,-91.65870555492296,"NO",0,null,7.4389999999999992,5.9600000000000009,6.2474711356919013,13.13,13.290000000000001,14.852837601175882,null,-24269.295383935849,null,-2501.6114537919293,null,0,null,0,null,-91.65870555492296,null,-91.65870555492296,-6.9691506919442869E-2,null,"IwaEgsd102",null,"Water and Wastewater","Compressed Air No-Loss Condensate Drains"]
[48,"IwaNgsd102",0.98533076643943773,8329.1060426051008,0,5614.0166015625,0,0,44867.340505010172,18458.40625,18401.407559134219,0,0,null,68939.764091784498,18401.407559134219,24015.424204408195,null,33164.395208091366,7334.8229106418003,0,4394.6034241054613,72515.443694524685,0,null,44893.8203125,72515.4453125,null,-24045.943044072672,20878.396151803281,54114.037753365781,null,0.70893471633554983,2.439694907480884,0,1,0.65120357434792175,1.8693744491913888,0,1,3.940755351429857,"PASS",1,null,"IwaNgsd102",null,54114.037753365781,0,0.65120357434792175,"FAIL",0,1,null,null,2.0376766559163948,null,-91.65870555492296,"NO",0,null,7.4389999999999992,5.9600000000000009,6.2474711356919013,13.13,13.290000000000001,14.852837601175882,null,-24269.295383935849,null,-2501.6114537919293,null,0,null,0,null,-91.65870555492296,null,-91.65870555492296,-6.9691506919442869E-2,null,"IwaNgsd102",null,"Water and Wastewater","Compressed Air No-Loss Condensate Drains"]
[49,"IagEgsd103",0.98603092133998871,8348.9641729365176,0,5627.4013671875,0,0,44974.312548686328,18458.40625,8518.1254892630041,0,0,null,69060.121095141178,8518.1254892630041,14145.527094217494,null,33235.238220224281,7340.0348784200078,0,4406.1622744788092,72644.325674857319,0,null,44981.43359375,72644.328125,null,-24078.686572123828,30835.906737299498,64126.202635736998,null,0.70912037897201963,5.2806728018328171,0,1,0.65133732008734113,3.1799051424682716,0,1,8.528205908279622,"PASS",1,null,"IagEgsd103",null,64126.202635736998,0,0.65133732008734113,"FAIL",0,1,null,null,0.94159899014723791,null,-800.5970287096842,"NO",0,null,7.4389999999999992,5.9600000000000009,6.2474711356919013,13.13,13.290000000000001,14.852837601175882,null,-24302.474798958399,null,-2505.0314955911435,null,0,null,0,null,-800.5970287096842,null,-800.5970287096842,-1.3150040633592701,null,"IagEgsd103",null,"Agriculture and Assembly","Compressed Air Storage Tank"]
[50,"IagNgsd103",0.98603092133998871,8348.9641729365176,0,5627.4013671875,0,0,44974.312548686328,18458.40625,8518.1254892630041,0,0,null,69060.121095141178,8518.1254892630041,14145.527094217494,null,33235.238220224281,7340.0348784200078,0,4406.1622744788092,72644.325674857319,0,null,44981.43359375,72644.328125,null,-24078.686572123828,30835.906737299498,64126.202635736998,null,0.70912037897201963,5.2806728018328171,0,1,0.65133732008734113,3.1799051424682716,0,1,8.528205908279622,"PASS",1,null,"IagNgsd103",null,64126.202635736998,0,0.65133732008734113,"FAIL",0,1,null,null,0.94159899014723791,null,-800.5970287096842,"NO",0,null,7.4389999999999992,5.9600000000000009,6.2474711356919013,13.13,13.290000000000001,14.852837601175882,null,-24302.474798958399,null,-2505.0314955911435,null,0,null,0,null,-800.5970287096842,null,-800.5970287096842,-1.3150040633592701,null,"IagNgsd103",null,"Agriculture and Assembly","Compressed Air Storage Tank"]
[51,"IchEgsd103",0.98603092133998871,8348.9641729365176,0,5627.4013671875,0,0,44974.312548686328,18458.40625,8518.1254892630041,0,0,null,69060.121095141178,8518.1254892630041,14145.527094217494,null,33235.238220224281,7340.0348784200078,0,4406.1622744788092,72644.325674857319,0,null,44981.43359375,72644.328125,null,-24078.686572123828,30835.906737299498,64126.202635736998,null,0.70912037897201963,5.2806728018328171,0,1,0.65133732008734113,3.1799051424682716,0,1,8.528205908279622,"PASS",1,null,"IchEgsd103",null,64126.202635736998,0,0.65133732008734113,"FAIL",0,1,null,null,0.94159899014723791,null,-800.5970287096842,"NO",0,null,7.4389999999999992,5.9600000000000009,6.2474711356919013,13.13,13.290000000000001,14.852837601175882,null,-24302.474798958399,null,-2505.0314955911435,null,0,null,0,null,-800.5970287096842,null,-800.5970287096842,-1.3150040633592701,null,"IchEgsd103",null,"Chemicals and Plastics","Compressed Air Storage Tank"]
[52,"IchNgsd103",0.98603092133998871,8348.9641729365176,0,5627.4013671875,0,0,44974.312548686328,18458.40625,8518.1254892630041,0,0,null,69060.121095141178,8518.1254892630041,14145.527094217494,null,33235.238220224281,7340.0348784200078,0,4406.1622744788092,72644.325674857319,0,null,44981.43359375,72644.328125,null,-24078.686572123828,30835.906737299498,64126.202635736998,null,0.70912037897201963,5.2806728018328171,0,1,0.65133732008734113,3.1799051424682716,0,1,8.528205908279622,"PASS",1,null,"IchNgsd103",null,64126.202635736998,0,0.65133732008734113,"FAIL",0,1,null,null,0.94159899014723791,null,-800.5970287096842,"NO",0,null,7.4389999999999992,5.9600000000000009,6.2474711356919013,13.13,13.290000000000001,14.852837601175882,null,-24302.474798958399,null,-2505.0314955911435,null,0,null,0,null,-800.5970287096842,null,-800.5970287096842,-1.3150040633592701,null,"IchNgsd103",null,"Chemicals and Plastics","Compressed Air Storage Tank"]
[53,"IcoEgsd103",0.98603092133998871,8348.9641729365176,0,5627.4013671875,0,0,44974.312548686328,18458.40625,8518.1254892630041,0,0,null,69060.121095141178,8518.1254892630041,14145.527094217494,null,33235.238220224281,7340.0348784200078,0,4406.1622744788092,72644.325674857319,0,null,44981.43359375,72644.328125,null,-24078.686572123828,30835.906737299498,64126.202635736998,null,0.70912037897201963,5.2806728018328171,0,1,0.65133732008734113,3.1799051424682716,0,1,8.528205908279622,"PASS",1,null,"IcoEgsd103",null,64126.202635736998,0,0.65133732008734113,"FAIL",0,1,null,null,0.94159899014723791,null,-800.5970287096842,"NO",0,null,7.4389999999999992,5.9600000000000009,6.2474711356919013,13.13,13.290000000000001,14.852837601175882,null,-24302.474798958399,null,-2505.0314955911435,null,0,null,0,null,-800.5970287096842,null,-800.5970287096842,-1.3150040633592701,null,"IcoEgsd103",null,"Construction","Compressed Air Storage Tank"]
[54,"IcoNgsd103",0.98603092133998871,8348.9641729365176,0,5627.4013671875,0,0,44974.312548686328,18458.40625,8518.1254892630041,0,0,null,69060.121095141178,8518.1254892630041,14145.527094217494,null,33235.238220224281,7340.0348784200078,0,4406.1622744788092,72644.325674857319,0,null,44981.43359375,72644.328125,null,-24078.686572123828,30835.906737299498,64126.202635736998,null,0.70912037897201963,5.2806728018328171,0,1,0.65133732008734113,3.1799051424682716,0,1,8.528205908279622,"PASS",1,null,"IcoNgsd103",null,64126.202635736998,0,0.65133732008734113,"FAIL",0,1,null,null,0.94159899014723791,null,-800.5970287096842,"NO",0,null,7.4389999999999992,5.9600000000000009,6.2474711356919013,13.13,13.290000000000001,14.852837601175882,null,-24302.474798958399,null,-2505.0314955911435,null,0,null,0,null,-800.5970287096842,null,-800.5970287096842,-1.3150040633592701,null,"IcoNgsd103",null,"Construction","Compressed Air Storage Tank"]
[55,"IelEgsd103",0.98603092133998871,8348.9641729365176,0,5627.4013671875,0,0,44974.312548686328,18458.40625,8518.1254892630041,0,0,null,69060.121095141178,8518.1254892630041,14145.527094217494,null,33235.238220224281,7340.0348784200078,0,4406.1622744788092,72644.325674857319,0,null,44981.43359375,72644.328125,null,-24078.686572123828,30835.906737299498,64126.202635736998,null,0.70912037897201963,5.2806728018328171,0,1,0.65133732008734113,3.1799051424682716,0,1,8.528205908279622,"PASS",1,null,"IelEgsd103",null,64126.202635736998,0,0.65133732008734113,"FAIL",0,1,null,null,0.94159899014723791,null,-800.5970287096842,"NO",0,null,7.4389999999999992,5.9600000000000009,6.2474711356919013,13.13,13.290000000000001,14.852837601175882,null,-24302.474798958399,null,-2505.0314955911435,null,0,null,0,null,-800.5970287096842,null,-800.5970287096842,-1.3150040633592701,null,"IelEgsd103",null,"Electrical and Electronic Equip.","Compressed Air Storage Tank"]
[56,"IelNgsd103",0.98603092133998871,8348.9641729365176,0,5627.4013671875,0,0,44974.312548686328,18458.40625,8518.1254892630041,0,0,null,69060.121095141178,8518.1254892630041,14145.527094217494,null,33235.238220224281,7340.0348784200078,0,4406.1622744788092,72644.325674857319,0,null,44981.43359375,72644.328125,null,-24078.686572123828,30835.906737299498,64126.202635736998,null,0.70912037897201963,5.2806728018328171,0,1,0.65133732008734113,3.1799051424682716,0,1,8.528205908279622,"PASS",1,null,"IelNgsd103",null,64126.202635736998,0,0.65133732008734113,"FAIL",0,1,null,null,0.94159899014723791,null,-800.5970287096842,"NO",0,null,7.4389999999999992,5.9600000000000009,6.2474711356919013,13.13,13.290000000000001,14.852837601175882,null,-24302.474798958399,null,-2505.0314955911435,null,0,null,0,null,-800.5970287096842,null,-800.5970287096842,-1.3150040633592701,null,"IelNgsd103",null,"Electrical and Electronic Equip.","Compressed Air Storage Tank"]
[57,"IluEgsd103",0.98603092133998871,8348.9641729365176,0,5627.4013671875,0,0,44974.312548686328,18458.40625,8858.8561449655826,0,0,null,69060.121095141178,8858.8561449655826,14486.257749920069,null,33235.238220224281,7340.0348784200078,0,4406.1622744788092,72644.325674857319,0,null,44981.43359375,72644.328125,null,-24078.686572123828,30495.176081596917,63785.471980034417,null,0.70912037897201963,5.0775667713390504,0,1,0.65133732008734113,3.1051107269088192,0,1,8.2001927716461669,"PASS",1,null,"IluEgsd103",null,63785.471980034417,0,0.65133732008734113,"FAIL",0,1,null,null,0.97926358816620374,null,-776.2439298462607,"NO",0,null,7.4389999999999992,5.9600000000000009,6.2474711356919013,13.13,13.290000000000001,14.852837601175882,null,-24302.474798958399,null,-2505.0314955911435,null,0,null,0,null,-776.2439298462607,null,-776.2439298462607,-1.2259639943600944,null,"IluEgsd103",null,"Lumber/Furniture/Pulp/Paper","Compressed Air Storage Tank"]
[58,"IluNgsd103",0.98603092133998871,8348.9641729365176,0,5627.4013671875,0,0,44974.312548686328,18458.40625,8858.8561449655826,0,0,null,69060.121095141178,8858.8561449655826,14486.257749920069,null,33235.238220224281,7340.0348784200078,0,4406.1622744788092,72644.325674857319,0,null,44981.43359375,72644.328125,null,-24078.686572123828,30495.176081596917,63785.471980034417,null,0.70912037897201963,5.0775667713390504,0,1,0.65133732008734113,3.1051107269088192,0,1,8.2001927716461669,"PASS",1,null,"IluNgsd103",null,63785.471980034417,0,0.65133732008734113,"FAIL",0,1,null,null,0.97926358816620374,null,-776.2439298462607,"NO",0,null,7.4389999999999992,5.9600000000000009,6.2474711356919013,13.13,13.290000000000001,14.852837601175882,null,-24302.474798958399,null,-2505.0314955911435,null,0,null,0,null,-776.2439298462607,null,-776.2439298462607,-1.2259639943600944,null,"IluNgsd103",null,"Lumber/Furniture/Pulp/Paper","Compressed Air Storage Tank"]
[59,"ImeEgsd103",0.98603092133998871,8348.9641729365176,0,5627.4013671875,0,0,44974.312548686328,18458.40625,8518.1254892630041,0,0,null,69060.121095141178,8518.1254892630041,14145.527094217494,null,33235.238220224281,7340.0348784200078,0,4406.1622744788092,72644.325674857319,0,null,44981.43359375,72644.328125,null,-24078.686572123828,30835.906737299498,64126.202635736998,null,0.70912037897201963,5.2806728018328171,0,1,0.65133732008734113,3.1799051424682716,0,1,8.528205908279622,"PASS",1,null,"ImeEgsd103",null,64126.202635736998,0,0.65133732008734113,"FAIL",0,1,null,null,0.94159899014723791,null,-800.5970287096842,"NO",0,null,7.4389999999999992,5.9600000000000009,6.2474711356919013,13.13,13.290000000000001,14.852837601175882,null,-24302.474798958399,null,-2505.0314955911435,null,0,null,0,null,-800.5970287096842,null,-800.5970287096842,-1.3150040633592701,null,"ImeEgsd103",null,"Metal Products and Machinery","Compressed Air Storage Tank"]
[60,"ImeNgsd103",0.98603092133998871,8348.9641729365176,0,5627.4013671875,0,0,44974.312548686328,18458.40625,8518.1254892630041,0,0,null,69060.121095141178,8518.1254892630041,14145.527094217494,null,33235.238220224281,7340.0348784200078,0,4406.1622744788092,72644.325674857319,0,null,44981.43359375,72644.328125,null,-24078.686572123828,30835.906737299498,64126.202635736998,null,0.70912037897201963,5.2806728018328171,0,1,0.65133732008734113,3.1799051424682716,0,1,8.528205908279622,"PASS",1,null,"ImeNgsd103",null,64126.202635736998,0,0.65133732008734113,"FAIL",0,1,null,null,0.94159899014723791,null,-800.5970287096842,"NO",0,null,7.4389999999999992,5.9600000000000009,6.2474711356919013,13.13,13.290000000000001,14.852837601175882,null,-24302.474798958399,null,-2505.0314955911435,null,0,null,0,null,-800.5970287096842,null,-800.5970287096842,-1.3150040633592701,null,"ImeNgsd103",null,"Metal Products and Machinery","Compressed Air Storage Tank"]
[61,"ImiEgsd103",0.98603092133998871,8348.9641729365176,0,5627.4013671875,0,0,44974.312548686328,18458.40625,8651.2458047380351,0,0,null,69060.121095141178,8651.2458047380351,14278.647409692523,null,33235.238220224281,7340.0348784200078,0,4406.1622744788092,72644.325674857319,0,null,44981.43359375,72644.328125,null,-24078.686572123828,30702.786421824465,63993.082320261965,null,0.70912037897201963,5.199416894283015,0,1,0.65133732008734113,3.1502587781699538,0,1,8.3969788588384375,"PASS",1,null,"ImiEgsd103",null,63993.082320261965,0,0.65133732008734113,"FAIL",0,1,null,null,0.95631418032152471,null,-791.08251110012338,"NO",0,null,7.4389999999999992,5.9600000000000009,6.2474711356919013,13.13,13.290000000000001,14.852837601175882,null,-24302.474798958399,null,-2505.0314955911435,null,0,null,0,null,-791.08251110012338,null,-791.08251110012338,-1.2793821665521721,null,"ImiEgsd103",null,"Miscellaneous Manufacturing","Compressed Air Storage Tank"]
[62,"ImiNgsd103",0.98603092133998871,8348.9641729365176,0,5627.4013671875,0,0,44974.312548686328,18458.40625,8651.2458047380351,0,0,null,69060.121095141178,8651.2458047380351,14278.647409692523,null,33235.238220224281,7340.0348784200078,0,4406.1622744788092,72644.325674857319,0,null,44981.43359375,72644.328125,null,-24078.686572123828,30702.786421824465,63993.082320261965,null,0.70912037897201963,5.199416894283015,0,1,0.65133732008734113,3.1502587781699538,0,1,8.3969788588384375,"PASS",1,null,"ImiNgsd103",null,63993.082320261965,0,0.65133732008734113,"FAIL",0,1,null,null,0.95631418032152471,null,-791.08251110012338,"NO",0,null,7.4389999999999992,5.9600000000000009,6.2474711356919013,13.13,13.290000000000001,14.852837601175882,null,-24302.474798958399,null,-2505.0314955911435,null,0,null,0,null,-791.08251110012338,null,-791.08251110012338,-1.2793821665521721,null,"ImiNgsd103",null,"Miscellaneous Manufacturing","Compressed Air Storage Tank"]
[63,"IprEgsd103",0.98603092133998871,8348.9641729365176,0,5627.4013671875,0,0,44974.312548686328,18458.40625,8518.1254892630041,0,0,null,69060.121095141178,8518.1254892630041,14145.527094217494,null,33235.238220224281,7340.0348784200078,0,4406.1622744788092,72644.325674857319,0,null,44981.43359375,72644.328125,null,-24078.686572123828,30835.906737299498,64126.202635736998,null,0.70912037897201963,5.2806728018328171,0,1,0.65133732008734113,3.1799051424682716,0,1,8.528205908279622,"PASS",1,null,"IprEgsd103",null,64126.202635736998,0,0.65133732008734113,"FAIL",0,1,null,null,0.94159899014723791,null,-800.5970287096842,"NO",0,null,7.4389999999999992,5.9600000000000009,6.2474711356919013,13.13,13.290000000000001,14.852837601175882,null,-24302.474798958399,null,-2505.0314955911435,null,0,null,0,null,-800.5970287096842,null,-800.5970287096842,-1.3150040633592701,null,"IprEgsd103",null,"Primary Resources Industries","Compressed Air Storage Tank"]
[64,"IprNgsd103",0.98603092133998871,8348.9641729365176,0,5627.4013671875,0,0,44974.312548686328,18458.40625,8518.1254892630041,0,0,null,69060.121095141178,8518.1254892630041,14145.527094217494,null,33235.238220224281,7340.0348784200078,0,4406.1622744788092,72644.325674857319,0,null,44981.43359375,72644.328125,null,-24078.686572123828,30835.906737299498,64126.202635736998,null,0.70912037897201963,5.2806728018328171,0,1,0.65133732008734113,3.1799051424682716,0,1,8.528205908279622,"PASS",1,null,"IprNgsd103",null,64126.202635736998,0,0.65133732008734113,"FAIL",0,1,null,null,0.94159899014723791,null,-800.5970287096842,"NO",0,null,7.4389999999999992,5.9600000000000009,6.2474711356919013,13.13,13.290000000000001,14.852837601175882,null,-24302.474798958399,null,-2505.0314955911435,null,0,null,0,null,-800.5970287096842,null,-800.5970287096842,-1.3150040633592701,null,"IprNgsd103",null,"Primary Resources Industries","Compressed Air Storage Tank"]
[65,"IstEgsd103",0.98603092133998871,8348.9641729365176,0,5627.4013671875,0,0,44974.312548686328,18458.40625,8518.1254892630041,0,0,null,69060.121095141178,8518.1254892630041,14145.527094217494,null,33235.238220224281,7340.0348784200078,0,4406.1622744788092,72644.325674857319,0,null,44981.43359375,72644.328125,null,-24078.686572123828,30835.906737299498,64126.202635736998,null,0.70912037897201963,5.2806728018328171,0,1,0.65133732008734113,3.1799051424682716,0,1,8.528205908279622,"PASS",1,null,"IstEgsd103",null,64126.202635736998,0,0.65133732008734113,"FAIL",0,1,null,null,0.94159899014723791,null,-800.5970287096842,"NO",0,null,7.4389999999999992,5.9600000000000009,6.2474711356919013,13.13,13.290000000000001,14.852837601175882,null,-24302.474798958399,null,-2505.0314955911435,null,0,null,0,null,-800.5970287096842,null,-800.5970287096842,-1.3150040633592701,null,"IstEgsd103",null,"Stone/Clay/Glass/Concrete","Compressed Air Storage Tank"]
[66,"IstNgsd103",0.98603092133998871,8348.9641729365176,0,5627.4013671875,0,0,44974.312548686328,18458.40625,8518.1254892630041,0,0,null,69060.121095141178,8518.1254892630041,14145.527094217494,null,33235.238220224281,7340.0348784200078,0,4406.1622744788092,72644.325674857319,0,null,44981.43359375,72644.328125,null,-24078.686572123828,30835.906737299498,64126.202635736998,null,0.70912037897201963,5.2806728018328171,0,1,0.65133732008734113,3.1799051424682716,0,1,8.528205908279622,"PASS",1,null,"IstNgsd103",null,64126.202635736998,0,0.65133732008734113,"FAIL",0,1,null,null,0.94159899014723791,null,-800.5970287096842,"NO",0,null,7.4389999999999992,5.9600000000000009,6.2474711356919013,13.13,13.290000000000001,14.852837601175882,null,-24302.474798958399,null,-2505.0314955911435,null,0,null,0,null,-800.5970287096842,null,-800.5970287096842,-1.3150040633592701,null,"IstNgsd103",null,"Stone/Clay/Glass/Concrete","Compressed Air Storage Tank"]
[67,"IteEgsd103",0.98603092133998871,8348.9641729365176,0,5627.4013671875,0,0,44974.312548686328,18458.40625,8518.1254892630041,0,0,null,69060.121095141178,8518.1254892630041,14145.527094217494,null,33235.238220224281,7340.0348784200078,0,4406.1622744788092,72644.325674857319,0,null,44981.43359375,72644.328125,null,-24078.686572123828,30835.906737299498,64126.202635736998,null,0.70912037897201963,5.2806728018328171,0,1,0.65133732008734113,3.1799051424682716,0,1,8.528205908279622,"PASS",1,null,"IteEgsd103",null,64126.202635736998,0,0.65133732008734113,"FAIL",0,1,null,null,0.94159899014723791,null,-800.5970287096842,"NO",0,null,7.4389999999999992,5.9600000000000009,6.2474711356919013,13.13,13.290000000000001,14.852837601175882,null,-24302.474798958399,null,-2505.0314955911435,null,0,null,0,null,-800.5970287096842,null,-800.5970287096842,-1.3150040633592701,null,"IteEgsd103",null,"Textiles and Leather","Compressed Air Storage Tank"]
[68,"IteNgsd103",0.98603092133998871,8348.9641729365176,0,5627.4013671875,0,0,44974.312548686328,18458.40625,8518.1254892630041,0,0,null,69060.121095141178,8518.1254892630041,14145.527094217494,null,33235.238220224281,7340.0348784200078,0,4406.1622744788092,72644.325674857319,0,null,44981.43359375,72644.328125,null,-24078.686572123828,30835.906737299498,64126.202635736998,null,0.70912037897201963,5.2806728018328171,0,1,0.65133732008734113,3.1799051424682716,0,1,8.528205908279622,"PASS",1,null,"IteNgsd103",null,64126.202635736998,0,0.65133732008734113,"FAIL",0,1,null,null,0.94159899014723791,null,-800.5970287096842,"NO",0,null,7.4389999999999992,5.9600000000000009,6.2474711356919013,13.13,13.290000000000001,14.852837601175882,null,-24302.474798958399,null,-2505.0314955911435,null,0,null,0,null,-800.5970287096842,null,-800.5970287096842,-1.3150040633592701,null,"IteNgsd103",null,"Textiles and Leather","Compressed Air Storage Tank"]
[69,"ItrEgsd103",0.98603092133998871,8348.9641729365176,0,5627.4013671875,0,0,44974.312548686328,18458.40625,8788.559914840529,0,0,null,69060.121095141178,8788.559914840529,14415.961519795019,null,33235.238220224281,7340.0348784200078,0,4406.1622744788092,72644.325674857319,0,null,44981.43359375,72644.328125,null,-24078.686572123828,30565.472311721969,63855.768210159469,null,0.70912037897201963,5.1181802285711786,0,1,0.65133732008734113,3.1202521090166275,0,1,8.2657828846716299,"PASS",1,null,"ItrEgsd103",null,63855.768210159469,0,0.65133732008734113,"FAIL",0,1,null,null,0.97149297635568732,null,-781.26823616052184,"NO",0,null,7.4389999999999992,5.9600000000000009,6.2474711356919013,13.13,13.290000000000001,14.852837601175882,null,-24302.474798958399,null,-2505.0314955911435,null,0,null,0,null,-781.26823616052184,null,-781.26823616052184,-1.243768654327112,null,"ItrEgsd103",null,"Transportation Equipment","Compressed Air Storage Tank"]
[70,"ItrNgsd103",0.98603092133998871,8348.9641729365176,0,5627.4013671875,0,0,44974.312548686328,18458.40625,8788.559914840529,0,0,null,69060.121095141178,8788.559914840529,14415.961519795019,null,33235.238220224281,7340.0348784200078,0,4406.1622744788092,72644.325674857319,0,null,44981.43359375,72644.328125,null,-24078.686572123828,30565.472311721969,63855.768210159469,null,0.70912037897201963,5.1181802285711786,0,1,0.65133732008734113,3.1202521090166275,0,1,8.2657828846716299,"PASS",1,null,"ItrNgsd103",null,63855.768210159469,0,0.65133732008734113,"FAIL",0,1,null,null,0.97149297635568732,null,-781.26823616052184,"NO",0,null,7.4389999999999992,5.9600000000000009,6.2474711356919013,13.13,13.290000000000001,14.852837601175882,null,-24302.474798958399,null,-2505.0314955911435,null,0,null,0,null,-781.26823616052184,null,-781.26823616052184,-1.243768654327112,null,"ItrNgsd103",null,"Transportation Equipment","Compressed Air Storage Tank"]
[71,"IwaEgsd103",0.98533076643943773,8329.1060426051008,0,5614.0166015625,0,0,44867.340505010172,18458.40625,8497.8653024300274,0,0,null,68939.764091784498,8497.8653024300274,14111.881947704012,null,33164.395208091366,7334.8229106418003,0,4394.6034241054613,72515.443694524685,0,null,44893.8203125,72515.4453125,null,-24045.943044072672,30781.938408507471,64017.580010069971,null,0.70893471633554983,5.2829526845597661,0,1,0.65120357434792175,3.1812780618436625,0,1,8.5333719389225511,"PASS",1,null,"IwaEgsd103",null,64017.580010069971,0,0.65120357434792175,"FAIL",0,1,null,null,0.94100964324468961,null,-799.49589176691325,"NO",0,null,7.4389999999999992,5.9600000000000009,6.2474711356919013,13.13,13.290000000000001,14.852837601175882,null,-24269.295383935849,null,-2501.6114537919293,null,0,null,0,null,-799.49589176691325,null,-799.49589176691325,-1.3163263292031944,null,"IwaEgsd103",null,"Water and Wastewater","Compressed Air Storage Tank"]
[72,"IwaNgsd103",0.98533076643943773,8329.1060426051008,0,5614.0166015625,0,0,44867.340505010172,18458.40625,8497.8653024300274,0,0,null,68939.764091784498,8497.8653024300274,14111.881947704012,null,33164.395208091366,7334.8229106418003,0,4394.6034241054613,72515.443694524685,0,null,44893.8203125,72515.4453125,null,-24045.943044072672,30781.938408507471,64017.580010069971,null,0.70893471633554983,5.2829526845597661,0,1,0.65120357434792175,3.1812780618436625,0,1,8.5333719389225511,"PASS",1,null,"IwaNgsd103",null,64017.580010069971,0,0.65120357434792175,"FAIL",0,1,null,null,0.94100964324468961,null,-799.49589176691325,"NO",0,null,7.4389999999999992,5.9600000000000009,6.2474711356919013,13.13,13.290000000000001,14.852837601175882,null,-24269.295383935849,null,-2501.6114537919293,null,0,null,0,null,-799.49589176691325,null,-799.49589176691325,-1.3163263292031944,null,"IwaNgsd103",null,"Water and Wastewater","Compressed Air Storage Tank"]
[73,"IagEgsd104",0.98603092133998871,8348.9641729365176,0,4222.6494140625,0,0,44974.312548686328,18458.40625,1091.8916411533557,0,0,null,67655.368972652897,1091.8916411533557,5314.5411236195469,null,33235.238220224281,7340.0348784200078,0,4406.1622744788092,72644.325674857319,0,null,44981.43359375,72644.328125,null,-22673.934618998828,39666.892538534143,71552.436483846643,null,0.70912037897201963,41.19587686030502,0,1,0.66486126351868402,8.4638415860206457,0,1,66.530711828022078,"PASS",1,null,"IagEgsd104",null,71552.436483846643,0,0.66486126351868402,"FAIL",0,1,null,null,0.16085121602811181,null,-1305.4113299521057,"NO",0,null,7.4389999999999992,5.9600000000000009,6.2474711356919013,13.13,13.290000000000001,14.852837601175882,null,-22897.722845833399,null,-3006.1714500796829,null,0,null,0,null,-1305.4113299521057,null,-1305.4113299521057,-12.551687964018118,null,"IagEgsd104",null,"Agriculture and Assembly","Efficient Compressed Air Nozzles"]
[74,"IagNgsd104",0.98603092133998871,8348.9641729365176,0,4222.6494140625,0,0,44974.312548686328,18458.40625,1091.8916411533557,0,0,null,67655.368972652897,1091.8916411533557,5314.5411236195469,null,33235.238220224281,7340.0348784200078,0,4406.1622744788092,72644.325674857319,0,null,44981.43359375,72644.328125,null,-22673.934618998828,39666.892538534143,71552.436483846643,null,0.70912037897201963,41.19587686030502,0,1,0.66486126351868402,8.4638415860206457,0,1,66.530711828022078,"PASS",1,null,"IagNgsd104",null,71552.436483846643,0,0.66486126351868402,"FAIL",0,1,null,null,0.16085121602811181,null,-1305.4113299521057,"NO",0,null,7.4389999999999992,5.9600000000000009,6.2474711356919013,13.13,13.290000000000001,14.852837601175882,null,-22897.722845833399,null,-3006.1714500796829,null,0,null,0,null,-1305.4113299521057,null,-1305.4113299521057,-12.551687964018118,null,"IagNgsd104",null,"Agriculture and Assembly","Efficient Compressed Air Nozzles"]
[75,"IchEgsd104",0.98603092133998871,8348.9641729365176,0,4222.6494140625,0,0,44974.312548686328,18458.40625,1091.8916411533557,0,0,null,67655.368972652897,1091.8916411533557,5314.5411236195469,null,33235.238220224281,7340.0348784200078,0,4406.1622744788092,72644.325674857319,0,null,44981.43359375,72644.328125,null,-22673.934618998828,39666.892538534143,71552.436483846643,null,0.70912037897201963,41.19587686030502,0,1,0.66486126351868402,8.4638415860206457,0,1,66.530711828022078,"PASS",1,null,"IchEgsd104",null,71552.436483846643,0,0.66486126351868402,"FAIL",0,1,null,null,0.16085121602811181,null,-1305.4113299521057,"NO",0,null,7.4389999999999992,5.9600000000000009,6.2474711356919013,13.13,13.290000000000001,14.852837601175882,null,-22897.722845833399,null,-3006.1714500796829,null,0,null,0,null,-1305.4113299521057,null,-1305.4113299521057,-12.551687964018118,null,"IchEgsd104",null,"Chemicals and Plastics","Efficient Compressed Air Nozzles"]
[76,"IchNgsd104",0.98603092133998871,8348.9641729365176,0,4222.6494140625,0,0,44974.312548686328,18458.40625,1091.8916411533557,0,0,null,67655.368972652897,1091.8916411533557,5314.5411236195469,null,33235.238220224281,7340.0348784200078,0,4406.1622744788092,72644.325674857319,0,null,44981.43359375,72644.328125,null,-22673.934618998828,39666.892538534143,71552.436483846643,null,0.70912037897201963,41.19587686030502,0,1,0.66486126351868402,8.4638415860206457,0,1,66.530711828022078,"PASS",1,null,"IchNgsd104",null,71552.436483846643,0,0.66486126351868402,"FAIL",0,1,null,null,0.16085121602811181,null,-1305.4113299521057,"NO",0,null,7.4389999999999992,5.9600000000000009,6.2474711356919013,13.13,13.290000000000001,14.852837601175882,null,-22897.722845833399,null,-3006.1714500796829,null,0,null,0,null,-1305.4113299521057,null,-1305.4113299521057,-12.551687964018118,null,"IchNgsd104",null,"Chemicals and Plastics","Efficient Compressed Air Nozzles"]
[77,"IcoEgsd104",0.98603092133998871,8348.9641729365176,0,4222.6494140625,0,0,44974.312548686328,18458.40625,1613.6998601191956,0,0,null,67655.368972652897,1613.6998601191956,5836.3493425853849,null,33235.238220224281,7340.0348784200078,0,4406.1622744788092,72644.325674857319,0,null,44981.43359375,72644.328125,null,-22673.934618998828,39145.084319568305,71030.628264880797,null,0.70912037897201963,27.874721133350942,0,1,0.66486126351868402,7.7071181796358088,0,1,45.017248820752911,"PASS",1,null,"IcoEgsd104",null,71030.628264880797,0,0.66486126351868402,"FAIL",0,1,null,null,0.23772102354366317,null,-1255.709006802502,"NO",0,null,7.4389999999999992,5.9600000000000009,6.2474711356919013,13.13,13.290000000000001,14.852837601175882,null,-22897.722845833399,null,-3006.1714500796829,null,0,null,0,null,-1255.709006802502,null,-1255.709006802502,-8.1695949131965069,null,"IcoEgsd104",null,"Construction","Efficient Compressed Air Nozzles"]
[78,"IcoNgsd104",0.98603092133998871,8348.9641729365176,0,4222.6494140625,0,0,44974.312548686328,18458.40625,1613.6998601191956,0,0,null,67655.368972652897,1613.6998601191956,5836.3493425853849,null,33235.238220224281,7340.0348784200078,0,4406.1622744788092,72644.325674857319,0,null,44981.43359375,72644.328125,null,-22673.934618998828,39145.084319568305,71030.628264880797,null,0.70912037897201963,27.874721133350942,0,1,0.66486126351868402,7.7071181796358088,0,1,45.017248820752911,"PASS",1,null,"IcoNgsd104",null,71030.628264880797,0,0.66486126351868402,"FAIL",0,1,null,null,0.23772102354366317,null,-1255.709006802502,"NO",0,null,7.4389999999999992,5.9600000000000009,6.2474711356919013,13.13,13.290000000000001,14.852837601175882,null,-22897.722845833399,null,-3006.1714500796829,null,0,null,0,null,-1255.709006802502,null,-1255.709006802502,-8.1695949131965069,null,"IcoNgsd104",null,"Construction","Efficient Compressed Air Nozzles"]
[79,"IelEgsd104",0.98603092133998871,8348.9641729365176,0,4222.6494140625,0,0,44974.312548686328,18458.40625,1091.8916411533557,0,0,null,67655.368972652897,1091.8916411533557,5314.5411236195469,null,33235.238220224281,7340.0348784200078,0,4406.1622744788092,72644.325674857319,0,null,44981.43359375,72644.328125,null,-22673.934618998828,39666.892538534143,71552.436483846643,null,0.70912037897201963,41.19587686030502,0,1,0.66486126351868402,8.4638415860206457,0,1,66.530711828022078,"PASS",1,null,"IelEgsd104",null,71552.436483846643,0,0.66486126351868402,"FAIL",0,1,null,null,0.16085121602811181,null,-1305.4113299521057,"NO",0,null,7.4389999999999992,5.9600000000000009,6.2474711356919013,13.13,13.290000000000001,14.852837601175882,null,-22897.722845833399,null,-3006.1714500796829,null,0,null,0,null,-1305.4113299521057,null,-1305.4113299521057,-12.551687964018118,null,"IelEgsd104",null,"Electrical and Electronic Equip.","Efficient Compressed Air Nozzles"]
[80,"IelNgsd104",0.98603092133998871,8348.9641729365176,0,4222.6494140625,0,0,44974.312548686328,18458.40625,1091.8916411533557,0,0,null,67655.368972652897,1091.8916411533557,5314.5411236195469,null,33235.238220224281,7340.0348784200078,0,4406.1622744788092,72644.325674857319,0,null,44981.43359375,72644.328125,null,-22673.934618998828,39666.892538534143,71552.436483846643,null,0.70912037897201963,41.19587686030502,0,1,0.66486126351868402,8.4638415860206457,0,1,66.530711828022078,"PASS",1,null,"IelNgsd104",null,71552.436483846643,0,0.66486126351868402,"FAIL",0,1,null,null,0.16085121602811181,null,-1305.4113299521057,"NO",0,null,7.4389999999999992,5.9600000000000009,6.2474711356919013,13.13,13.290000000000001,14.852837601175882,null,-22897.722845833399,null,-3006.1714500796829,null,0,null,0,null,-1305.4113299521057,null,-1305.4113299521057,-12.551687964018118,null,"IelNgsd104",null,"Electrical and Electronic Equip.","Efficient Compressed Air Nozzles"]
[81,"IluEgsd104",0.98603092133998871,8348.9641729365176,0,4222.6494140625,0,0,44974.312548686328,18458.40625,1091.8916411533557,0,0,null,67655.368972652897,1091.8916411533557,5314.5411236195469,null,33235.238220224281,7340.0348784200078,0,4406.1622744788092,72644.325674857319,0,null,44981.43359375,72644.328125,null,-22673.934618998828,39666.892538534143,71552.436483846643,null,0.70912037897201963,41.19587686030502,0,1,0.66486126351868402,8.4638415860206457,0,1,66.530711828022078,"PASS",1,null,"IluEgsd104",null,71552.436483846643,0,0.66486126351868402,"FAIL",0,1,null,null,0.16085121602811181,null,-1305.4113299521057,"NO",0,null,7.4389999999999992,5.9600000000000009,6.2474711356919013,13.13,13.290000000000001,14.852837601175882,null,-22897.722845833399,null,-3006.1714500796829,null,0,null,0,null,-1305.4113299521057,null,-1305.4113299521057,-12.551687964018118,null,"IluEgsd104",null,"Lumber/Furniture/Pulp/Paper","Efficient Compressed Air Nozzles"]
[82,"IluNgsd104",0.98603092133998871,8348.9641729365176,0,4222.6494140625,0,0,44974.312548686328,18458.40625,1091.8916411533557,0,0,null,67655.368972652897,1091.8916411533557,5314.5411236195469,null,33235.238220224281,7340.0348784200078,0,4406.1622744788092,72644.325674857319,0,null,44981.43359375,72644.328125,null,-22673.934618998828,39666.892538534143,71552.436483846643,null,0.70912037897201963,41.19587686030502,0,1,0.66486126351868402,8.4638415860206457,0,1,66.530711828022078,"PASS",1,null,"IluNgsd104",null,71552.436483846643,0,0.66486126351868402,"FAIL",0,1,null,null,0.16085121602811181,null,-1305.4113299521057,"NO",0,null,7.4389999999999992,5.9600000000000009,6.2474711356919013,13.13,13.290000000000001,14.852837601175882,null,-22897.722845833399,null,-3006.1714500796829,null,0,null,0,null,-1305.4113299521057,null,-1305.4113299521057,-12.551687964018118,null,"IluNgsd104",null,"Lumber/Furniture/Pulp/Paper","Efficient Compressed Air Nozzles"]
[83,"ImeEgsd104",0.98603092133998871,8348.9641729365176,0,4222.6494140625,0,0,44974.312548686328,18458.40625,1140.2921184224633,0,0,null,67655.368972652897,1140.2921184224633,5362.9416008886565,null,33235.238220224281,7340.0348784200078,0,4406.1622744788092,72644.325674857319,0,null,44981.43359375,72644.328125,null,-22673.934618998828,39618.492061265039,71504.036006577531,null,0.70912037897201963,39.44728974885799,0,1,0.66486126351868402,8.387455526278595,0,1,63.706770354161321,"PASS",1,null,"ImeEgsd104",null,71504.036006577531,0,0.66486126351868402,"FAIL",0,1,null,null,0.16798129572677631,null,-1300.8011775825455,"NO",0,null,7.4389999999999992,5.9600000000000009,6.2474711356919013,13.13,13.290000000000001,14.852837601175882,null,-22897.722845833399,null,-3006.1714500796829,null,0,null,0,null,-1300.8011775825455,null,-1300.8011775825455,-11.976477403718341,null,"ImeEgsd104",null,"Metal Products and Machinery","Efficient Compressed Air Nozzles"]
[84,"ImeNgsd104",0.98603092133998871,8348.9641729365176,0,4222.6494140625,0,0,44974.312548686328,18458.40625,1140.2921184224633,0,0,null,67655.368972652897,1140.2921184224633,5362.9416008886565,null,33235.238220224281,7340.0348784200078,0,4406.1622744788092,72644.325674857319,0,null,44981.43359375,72644.328125,null,-22673.934618998828,39618.492061265039,71504.036006577531,null,0.70912037897201963,39.44728974885799,0,1,0.66486126351868402,8.387455526278595,0,1,63.706770354161321,"PASS",1,null,"ImeNgsd104",null,71504.036006577531,0,0.66486126351868402,"FAIL",0,1,null,null,0.16798129572677631,null,-1300.8011775825455,"NO",0,null,7.4389999999999992,5.9600000000000009,6.2474711356919013,13.13,13.290000000000001,14.852837601175882,null,-22897.722845833399,null,-3006.1714500796829,null,0,null,0,null,-1300.8011775825455,null,-1300.8011775825455,-11.976477403718341,null,"ImeNgsd104",null,"Metal Products and Machinery","Efficient Compressed Air Nozzles"]
[85,"ImiEgsd104",0.98603092133998871,8348.9641729365176,0,4222.6494140625,0,0,44974.312548686328,18458.40625,1507.3389899102576,0,0,null,67655.368972652897,1507.3389899102576,5729.988472376448,null,33235.238220224281,7340.0348784200078,0,4406.1622744788092,72644.325674857319,0,null,44981.43359375,72644.328125,null,-22673.934618998828,39251.445189777245,71136.989135089738,null,0.70912037897201963,29.841617509295673,0,1,0.66486126351868402,7.8501788175632505,0,1,48.193756421921407,"PASS",1,null,"ImiEgsd104",null,71136.989135089738,0,0.66486126351868402,"FAIL",0,1,null,null,0.22205253929077537,null,-1265.8399033504602,"NO",0,null,7.4389999999999992,5.9600000000000009,6.2474711356919013,13.13,13.290000000000001,14.852837601175882,null,-22897.722845833399,null,-3006.1714500796829,null,0,null,0,null,-1265.8399033504602,null,-1265.8399033504602,-8.8166204052789947,null,"ImiEgsd104",null,"Miscellaneous Manufacturing","Efficient Compressed Air Nozzles"]
[86,"ImiNgsd104",0.98603092133998871,8348.9641729365176,0,4222.6494140625,0,0,44974.312548686328,18458.40625,1507.3389899102576,0,0,null,67655.368972652897,1507.3389899102576,5729.988472376448,null,33235.238220224281,7340.0348784200078,0,4406.1622744788092,72644.325674857319,0,null,44981.43359375,72644.328125,null,-22673.934618998828,39251.445189777245,71136.989135089738,null,0.70912037897201963,29.841617509295673,0,1,0.66486126351868402,7.8501788175632505,0,1,48.193756421921407,"PASS",1,null,"ImiNgsd104",null,71136.989135089738,0,0.66486126351868402,"FAIL",0,1,null,null,0.22205253929077537,null,-1265.8399033504602,"NO",0,null,7.4389999999999992,5.9600000000000009,6.2474711356919013,13.13,13.290000000000001,14.852837601175882,null,-22897.722845833399,null,-3006.1714500796829,null,0,null,0,null,-1265.8399033504602,null,-1265.8399033504602,-8.8166204052789947,null,"ImiNgsd104",null,"Miscellaneous Manufacturing","Efficient Compressed Air Nozzles"]
[87,"IprEgsd104",0.98603092133998871,8348.9641729365176,0,4222.6494140625,0,0,44974.312548686328,18458.40625,1091.8916411533557,0,0,null,67655.368972652897,1091.8916411533557,5314.5411236195469,null,33235.238220224281,7340.0348784200078,0,4406.1622744788092,72644.325674857319,0,null,44981.43359375,72644.328125,null,-22673.934618998828,39666.892538534143,71552.436483846643,null,0.70912037897201963,41.19587686030502,0,1,0.66486126351868402,8.4638415860206457,0,1,66.530711828022078,"PASS",1,null,"IprEgsd104",null,71552.436483846643,0,0.66486126351868402,"FAIL",0,1,null,null,0.16085121602811181,null,-1305.4113299521057,"NO",0,null,7.4389999999999992,5.9600000000000009,6.2474711356919013,13.13,13.290000000000001,14.852837601175882,null,-22897.722845833399,null,-3006.1714500796829,null,0,null,0,null,-1305.4113299521057,null,-1305.4113299521057,-12.551687964018118,null,"IprEgsd104",null,"Primary Resources Industries","Efficient Compressed Air Nozzles"]
[88,"IprNgsd104",0.98603092133998871,8348.9641729365176,0,4222.6494140625,0,0,44974.312548686328,18458.40625,1091.8916411533557,0,0,null,67655.368972652897,1091.8916411533557,5314.5411236195469,null,33235.238220224281,7340.0348784200078,0,4406.1622744788092,72644.325674857319,0,null,44981.43359375,72644.328125,null,-22673.934618998828,39666.892538534143,71552.436483846643,null,0.70912037897201963,41.19587686030502,0,1,0.66486126351868402,8.4638415860206457,0,1,66.530711828022078,"PASS",1,null,"IprNgsd104",null,71552.436483846643,0,0.66486126351868402,"FAIL",0,1,null,null,0.16085121602811181,null,-1305.4113299521057,"NO",0,null,7.4389999999999992,5.9600000000000009,6.2474711356919013,13.13,13.290000000000001,14.852837601175882,null,-22897.722845833399,null,-3006.1714500796829,null,0,null,0,null,-1305.4113299521057,null,-1305.4113299521057,-12.551687964018118,null,"IprNgsd104",null,"Primary Resources Industries","Efficient Compressed Air Nozzles"]
[89,"IstEgsd104",0.98603092133998871,8348.9641729365176,0,4222.6494140625,0,0,44974.312548686328,18458.40625,1091.8916411533557,0,0,null,67655.368972652897,1091.8916411533557,5314.5411236195469,null,33235.238220224281,7340.0348784200078,0,4406.1622744788092,72644.325674857319,0,null,44981.43359375,72644.328125,null,-22673.934618998828,39666.892538534143,71552.436483846643,null,0.70912037897201963,41.19587686030502,0,1,0.66486126351868402,8.4638415860206457,0,1,66.530711828022078,"PASS",1,null,"IstEgsd104",null,71552.436483846643,0,0.66486126351868402,"FAIL",0,1,null,null,0.16085121602811181,null,-1305.4113299521057,"NO",0,null,7.4389999999999992,5.9600000000000009,6.2474711356919013,13.13,13.290000000000001,14.852837601175882,null,-22897.722845833399,null,-3006.1714500796829,null,0,null,0,null,-1305.4113299521057,null,-1305.4113299521057,-12.551687964018118,null,"IstEgsd104",null,"Stone/Clay/Glass/Concrete","Efficient Compressed Air Nozzles"]
[90,"IstNgsd104",0.98603092133998871,8348.9641729365176,0,4222.6494140625,0,0,44974.312548686328,18458.40625,1091.8916411533557,0,0,null,67655.368972652897,1091.8916411533557,5314.5411236195469,null,33235.238220224281,7340.0348784200078,0,4406.1622744788092,72644.325674857319,0,null,44981.43359375,72644.328125,null,-22673.934618998828,39666.892538534143,71552.436483846643,null,0.70912037897201963,41.19587686030502,0,1,0.66486126351868402,8.4638415860206457,0,1,66.530711828022078,"PASS",1,null,"IstNgsd104",null,71552.436483846643,0,0.66486126351868402,"FAIL",0,1,null,null,0.16085121602811181,null,-1305.4113299521057,"NO",0,null,7.4389999999999992,5.9600000000000009,6.2474711356919013,13.13,13.290000000000001,14.852837601175882,null,-22897.722845833399,null,-3006.1714500796829,null,0,null,0,null,-1305.4113299521057,null,-1305.4113299521057,-12.551687964018118,null,"IstNgsd104",null,"Stone/Clay/Glass/Concrete","Efficient Compressed Air Nozzles"]
[91,"IteEgsd104",0.98603092133998871,8348.9641729365176,0,4222.6494140625,0,0,44974.312548686328,18458.40625,1091.8916411533557,0,0,null,67655.368972652897,1091.8916411533557,5314.5411236195469,null,33235.238220224281,7340.0348784200078,0,4406.1622744788092,72644.325674857319,0,null,44981.43359375,72644.328125,null,-22673.934618998828,39666.892538534143,71552.436483846643,null,0.70912037897201963,41.19587686030502,0,1,0.66486126351868402,8.4638415860206457,0,1,66.530711828022078,"PASS",1,null,"IteEgsd104",null,71552.436483846643,0,0.66486126351868402,"FAIL",0,1,null,null,0.16085121602811181,null,-1305.4113299521057,"NO",0,null,7.4389999999999992,5.9600000000000009,6.2474711356919013,13.13,13.290000000000001,14.852837601175882,null,-22897.722845833399,null,-3006.1714500796829,null,0,null,0,null,-1305.4113299521057,null,-1305.4113299521057,-12.551687964018118,null,"IteEgsd104",null,"Textiles and Leather","Efficient Compressed Air Nozzles"]
[92,"IteNgsd104",0.98603092133998871,8348.9641729365176,0,4222.6494140625,0,0,44974.312548686328,18458.40625,1091.8916411533557,0,0,null,67655.368972652897,1091.8916411533557,5314.5411236195469,null,33235.238220224281,7340.0348784200078,0,4406.1622744788092,72644.325674857319,0,null,44981.43359375,72644.328125,null,-22673.934618998828,39666.892538534143,71552.436483846643,null,0.70912037897201963,41.19587686030502,0,1,0.66486126351868402,8.4638415860206457,0,1,66.530711828022078,"PASS",1,null,"IteNgsd104",null,71552.436483846643,0,0.66486126351868402,"FAIL",0,1,null,null,0.16085121602811181,null,-1305.4113299521057,"NO",0,null,7.4389999999999992,5.9600000000000009,6.2474711356919013,13.13,13.290000000000001,14.852837601175882,null,-22897.722845833399,null,-3006.1714500796829,null,0,null,0,null,-1305.4113299521057,null,-1305.4113299521057,-12.551687964018118,null,"IteNgsd104",null,"Textiles and Leather","Efficient Compressed Air Nozzles"]
[93,"ItrEgsd104",0.98603092133998871,8348.9641729365176,0,4222.6494140625,0,0,44974.312548686328,18458.40625,1091.8916411533557,0,0,null,67655.368972652897,1091.8916411533557,5314.5411236195469,null,33235.238220224281,7340.0348784200078,0,4406.1622744788092,72644.325674857319,0,null,44981.43359375,72644.328125,null,-22673.934618998828,39666.892538534143,71552.436483846643,null,0.70912037897201963,41.19587686030502,0,1,0.66486126351868402,8.4638415860206457,0,1,66.530711828022078,"PASS",1,null,"ItrEgsd104",null,71552.436483846643,0,0.66486126351868402,"FAIL",0,1,null,null,0.16085121602811181,null,-1305.4113299521057,"NO",0,null,7.4389999999999992,5.9600000000000009,6.2474711356919013,13.13,13.290000000000001,14.852837601175882,null,-22897.722845833399,null,-3006.1714500796829,null,0,null,0,null,-1305.4113299521057,null,-1305.4113299521057,-12.551687964018118,null,"ItrEgsd104",null,"Transportation Equipment","Efficient Compressed Air Nozzles"]
[94,"ItrNgsd104",0.98603092133998871,8348.9641729365176,0,4222.6494140625,0,0,44974.312548686328,18458.40625,1091.8916411533557,0,0,null,67655.368972652897,1091.8916411533557,5314.5411236195469,null,33235.238220224281,7340.0348784200078,0,4406.1622744788092,72644.325674857319,0,null,44981.43359375,72644.328125,null,-22673.934618998828,39666.892538534143,71552.436483846643,null,0.70912037897201963,41.19587686030502,0,1,0.66486126351868402,8.4638415860206457,0,1,66.530711828022078,"PASS",1,null,"ItrNgsd104",null,71552.436483846643,0,0.66486126351868402,"FAIL",0,1,null,null,0.16085121602811181,null,-1305.4113299521057,"NO",0,null,7.4389999999999992,5.9600000000000009,6.2474711356919013,13.13,13.290000000000001,14.852837601175882,null,-22897.722845833399,null,-3006.1714500796829,null,0,null,0,null,-1305.4113299521057,null,-1305.4113299521057,-12.551687964018118,null,"ItrNgsd104",null,"Transportation Equipment","Efficient Compressed Air Nozzles"]
[95,"IwaEgsd104",0.98533076643943773,8329.1060426051008,0,4212.60595703125,0,0,44867.340505010172,18458.40625,1089.2945275255358,0,0,null,67538.353218391319,1089.2945275255358,5301.9002994063731,null,33164.395208091366,7334.8229106418003,0,4394.6034241054613,72515.443694524685,0,null,44893.8203125,72515.4453125,null,-22644.532399541422,39591.919827943217,71426.150784974467,null,0.70893471633554983,41.21366552210791,0,1,0.66471595041576836,8.4674958429086615,0,1,66.57101773679851,"PASS",1,null,"IwaEgsd104",null,71426.150784974467,0,0.66471595041576836,"FAIL",0,1,null,null,0.16075053923583693,null,-1303.1094794068001,"NO",0,null,7.4389999999999992,5.9600000000000009,6.2474711356919013,13.13,13.290000000000001,14.852837601175882,null,-22867.884739404602,null,-3002.2540970627647,null,0,null,0,null,-1303.1094794068001,null,-1303.1094794068001,-12.559428310744048,null,"IwaEgsd104",null,"Water and Wastewater","Efficient Compressed Air Nozzles"]
[96,"IwaNgsd104",0.98533076643943773,8329.1060426051008,0,4212.60595703125,0,0,44867.340505010172,18458.40625,1089.2945275255358,0,0,null,67538.353218391319,1089.2945275255358,5301.9002994063731,null,33164.395208091366,7334.8229106418003,0,4394.6034241054613,72515.443694524685,0,null,44893.8203125,72515.4453125,null,-22644.532399541422,39591.919827943217,71426.150784974467,null,0.70893471633554983,41.21366552210791,0,1,0.66471595041576836,8.4674958429086615,0,1,66.57101773679851,"PASS",1,null,"IwaNgsd104",null,71426.150784974467,0,0.66471595041576836,"FAIL",0,1,null,null,0.16075053923583693,null,-1303.1094794068001,"NO",0,null,7.4389999999999992,5.9600000000000009,6.2474711356919013,13.13,13.290000000000001,14.852837601175882,null,-22867.884739404602,null,-3002.2540970627647,null,0,null,0,null,-1303.1094794068001,null,-1303.1094794068001,-12.559428310744048,null,"IwaNgsd104",null,"Water and Wastewater","Efficient Compressed Air Nozzles"]
[97,"IagEgsd105",0.98603092133998871,8348.9641729365176,0,4222.6494140625,0,0,44974.312548686328,18458.40625,27366.044533885793,0,0,null,67655.368972652897,27366.044533885793,31588.694016351979,null,33235.238220224281,7340.0348784200078,0,4406.1622744788092,72644.325674857319,0,null,44981.43359375,72644.328125,null,-22673.934618998828,13392.739645801707,45278.283591114203,null,0.70912037897201963,1.643695110488185,0,1,0.66486126351868402,1.4239725665097203,0,1,2.6545424946249985,"PASS",1,null,"IagEgsd105",null,45278.283591114203,0,0.66486126351868402,"FAIL",0,1,null,null,4.0314090464528176,null,1197.206047073043,"YES",1,null,7.4389999999999992,5.9600000000000009,6.2474711356919013,13.13,13.290000000000001,14.852837601175882,null,-22897.722845833399,null,-3006.1714500796829,null,0,null,0,null,1197.206047073043,null,0,0,null,"IagEgsd105",null,"Agriculture and Assembly","High Efficiency Air Compressor"]
[98,"IagNgsd105",0.98603092133998871,8348.9641729365176,0,4222.6494140625,0,0,44974.312548686328,18458.40625,27366.044533885793,0,0,null,67655.368972652897,27366.044533885793,31588.694016351979,null,33235.238220224281,7340.0348784200078,0,4406.1622744788092,72644.325674857319,0,null,44981.43359375,72644.328125,null,-22673.934618998828,13392.739645801707,45278.283591114203,null,0.70912037897201963,1.643695110488185,0,1,0.66486126351868402,1.4239725665097203,0,1,2.6545424946249985,"PASS",1,null,"IagNgsd105",null,45278.283591114203,0,0.66486126351868402,"FAIL",0,1,null,null,4.0314090464528176,null,1197.206047073043,"YES",1,null,7.4389999999999992,5.9600000000000009,6.2474711356919013,13.13,13.290000000000001,14.852837601175882,null,-22897.722845833399,null,-3006.1714500796829,null,0,null,0,null,1197.206047073043,null,0,0,null,"IagNgsd105",null,"Agriculture and Assembly","High Efficiency Air Compressor"]
[99,"IchEgsd105",0.98603092133998871,8348.9641729365176,0,4222.6494140625,0,0,44974.312548686328,18458.40625,27366.044533885793,0,0,null,67655.368972652897,27366.044533885793,31588.694016351979,null,33235.238220224281,7340.0348784200078,0,4406.1622744788092,72644.325674857319,0,null,44981.43359375,72644.328125,null,-22673.934618998828,13392.739645801707,45278.283591114203,null,0.70912037897201963,1.643695110488185,0,1,0.66486126351868402,1.4239725665097203,0,1,2.6545424946249985,"PASS",1,null,"IchEgsd105",null,45278.283591114203,0,0.66486126351868402,"FAIL",0,1,null,null,4.0314090464528176,null,1197.206047073043,"YES",1,null,7.4389999999999992,5.9600000000000009,6.2474711356919013,13.13,13.290000000000001,14.852837601175882,null,-22897.722845833399,null,-3006.1714500796829,null,0,null,0,null,1197.206047073043,null,0,0,null,"IchEgsd105",null,"Chemicals and Plastics","High Efficiency Air Compressor"]
[100,"IchNgsd105",0.98603092133998871,8348.9641729365176,0,4222.6494140625,0,0,44974.312548686328,18458.40625,27366.044533885793,0,0,null,67655.368972652897,27366.044533885793,31588.694016351979,null,33235.238220224281,7340.0348784200078,0,4406.1622744788092,72644.325674857319,0,null,44981.43359375,72644.328125,null,-22673.934618998828,13392.739645801707,45278.283591114203,null,0.70912037897201963,1.643695110488185,0,1,0.66486126351868402,1.4239725665097203,0,1,2.6545424946249985,"PASS",1,null,"IchNgsd105",null,45278.283591114203,0,0.66486126351868402,"FAIL",0,1,null,null,4.0314090464528176,null,1197.206047073043,"YES",1,null,7.4389999999999992,5.9600000000000009,6.2474711356919013,13.13,13.290000000000001,14.852837601175882,null,-22897.722845833399,null,-3006.1714500796829,null,0,null,0,null,1197.206047073043,null,0,0,null,"IchNgsd105",null,"Chemicals and Plastics","High Efficiency Air Compressor"]
[101,"IcoEgsd105",0.98603092133998871,8348.9641729365176,0,4222.6494140625,0,0,44974.312548686328,18458.40625,27366.044533885793,0,0,null,67655.368972652897,27366.044533885793,31588.694016351979,null,33235.238220224281,7340.0348784200078,0,4406.1622744788092,72644.325674857319,0,null,44981.43359375,72644.328125,null,-22673.934618998828,13392.739645801707,45278.283591114203,null,0.70912037897201963,1.643695110488185,0,1,0.66486126351868402,1.4239725665097203,0,1,2.6545424946249985,"PASS",1,null,"IcoEgsd105",null,45278.283591114203,0,0.66486126351868402,"FAIL",0,1,null,null,4.0314090464528176,null,1197.206047073043,"YES",1,null,7.4389999999999992,5.9600000000000009,6.2474711356919013,13.13,13.290000000000001,14.852837601175882,null,-22897.722845833399,null,-3006.1714500796829,null,0,null,0,null,1197.206047073043,null,0,0,null,"IcoEgsd105",null,"Construction","High Efficiency Air Compressor"]
[102,"IcoNgsd105",0.98603092133998871,8348.9641729365176,0,4222.6494140625,0,0,44974.312548686328,18458.40625,27366.044533885793,0,0,null,67655.368972652897,27366.044533885793,31588.694016351979,null,33235.238220224281,7340.0348784200078,0,4406.1622744788092,72644.325674857319,0,null,44981.43359375,72644.328125,null,-22673.934618998828,13392.739645801707,45278.283591114203,null,0.70912037897201963,1.643695110488185,0,1,0.66486126351868402,1.4239725665097203,0,1,2.6545424946249985,"PASS",1,null,"IcoNgsd105",null,45278.283591114203,0,0.66486126351868402,"FAIL",0,1,null,null,4.0314090464528176,null,1197.206047073043,"YES",1,null,7.4389999999999992,5.9600000000000009,6.2474711356919013,13.13,13.290000000000001,14.852837601175882,null,-22897.722845833399,null,-3006.1714500796829,null,0,null,0,null,1197.206047073043,null,0,0,null,"IcoNgsd105",null,"Construction","High Efficiency Air Compressor"]
[103,"IelEgsd105",0.98603092133998871,8348.9641729365176,0,4222.6494140625,0,0,44974.312548686328,18458.40625,27366.044533885793,0,0,null,67655.368972652897,27366.044533885793,31588.694016351979,null,33235.238220224281,7340.0348784200078,0,4406.1622744788092,72644.325674857319,0,null,44981.43359375,72644.328125,null,-22673.934618998828,13392.739645801707,45278.283591114203,null,0.70912037897201963,1.643695110488185,0,1,0.66486126351868402,1.4239725665097203,0,1,2.6545424946249985,"PASS",1,null,"IelEgsd105",null,45278.283591114203,0,0.66486126351868402,"FAIL",0,1,null,null,4.0314090464528176,null,1197.206047073043,"YES",1,null,7.4389999999999992,5.9600000000000009,6.2474711356919013,13.13,13.290000000000001,14.852837601175882,null,-22897.722845833399,null,-3006.1714500796829,null,0,null,0,null,1197.206047073043,null,0,0,null,"IelEgsd105",null,"Electrical and Electronic Equip.","High Efficiency Air Compressor"]
[104,"IelNgsd105",0.98603092133998871,8348.9641729365176,0,4222.6494140625,0,0,44974.312548686328,18458.40625,27366.044533885793,0,0,null,67655.368972652897,27366.044533885793,31588.694016351979,null,33235.238220224281,7340.0348784200078,0,4406.1622744788092,72644.325674857319,0,null,44981.43359375,72644.328125,null,-22673.934618998828,13392.739645801707,45278.283591114203,null,0.70912037897201963,1.643695110488185,0,1,0.66486126351868402,1.4239725665097203,0,1,2.6545424946249985,"PASS",1,null,"IelNgsd105",null,45278.283591114203,0,0.66486126351868402,"FAIL",0,1,null,null,4.0314090464528176,null,1197.206047073043,"YES",1,null,7.4389999999999992,5.9600000000000009,6.2474711356919013,13.13,13.290000000000001,14.852837601175882,null,-22897.722845833399,null,-3006.1714500796829,null,0,null,0,null,1197.206047073043,null,0,0,null,"IelNgsd105",null,"Electrical and Electronic Equip.","High Efficiency Air Compressor"]
[105,"IluEgsd105",0.98603092133998871,8348.9641729365176,0,4222.6494140625,0,0,44974.312548686328,18458.40625,28457.585824218517,0,0,null,67655.368972652897,28457.585824218517,32680.235306684703,null,33235.238220224281,7340.0348784200078,0,4406.1622744788092,72644.325674857319,0,null,44981.43359375,72644.328125,null,-22673.934618998828,12301.198355468983,44186.74230078148,null,0.70912037897201963,1.5806482627022087,0,1,0.66486126351868402,1.3764109488740641,0,1,2.5527227985438188,"PASS",1,null,"IluEgsd105",null,44186.74230078148,0,0.66486126351868402,"FAIL",0,1,null,null,4.1922083566569075,null,1301.1753366589464,"YES",1,null,7.4389999999999992,5.9600000000000009,6.2474711356919013,13.13,13.290000000000001,14.852837601175882,null,-22897.722845833399,null,-3006.1714500796829,null,0,null,0,null,1301.1753366589464,null,0,0,null,"IluEgsd105",null,"Lumber/Furniture/Pulp/Paper","High Efficiency Air Compressor"]
[106,"IluNgsd105",0.98603092133998871,8348.9641729365176,0,4222.6494140625,0,0,44974.312548686328,18458.40625,28457.585824218517,0,0,null,67655.368972652897,28457.585824218517,32680.235306684703,null,33235.238220224281,7340.0348784200078,0,4406.1622744788092,72644.325674857319,0,null,44981.43359375,72644.328125,null,-22673.934618998828,12301.198355468983,44186.74230078148,null,0.70912037897201963,1.5806482627022087,0,1,0.66486126351868402,1.3764109488740641,0,1,2.5527227985438188,"PASS",1,null,"IluNgsd105",null,44186.74230078148,0,0.66486126351868402,"FAIL",0,1,null,null,4.1922083566569075,null,1301.1753366589464,"YES",1,null,7.4389999999999992,5.9600000000000009,6.2474711356919013,13.13,13.290000000000001,14.852837601175882,null,-22897.722845833399,null,-3006.1714500796829,null,0,null,0,null,1301.1753366589464,null,0,0,null,"IluNgsd105",null,"Lumber/Furniture/Pulp/Paper","High Efficiency Air Compressor"]
[107,"ImeEgsd105",0.98603092133998871,8348.9641729365176,0,4222.6494140625,0,0,44974.312548686328,18458.40625,27366.044533885793,0,0,null,67655.368972652897,27366.044533885793,31588.694016351979,null,33235.238220224281,7340.0348784200078,0,4406.1622744788092,72644.325674857319,0,null,44981.43359375,72644.328125,null,-22673.934618998828,13392.739645801707,45278.283591114203,null,0.70912037897201963,1.643695110488185,0,1,0.66486126351868402,1.4239725665097203,0,1,2.6545424946249985,"PASS",1,null,"ImeEgsd105",null,45278.283591114203,0,0.66486126351868402,"FAIL",0,1,null,null,4.0314090464528176,null,1197.206047073043,"YES",1,null,7.4389999999999992,5.9600000000000009,6.2474711356919013,13.13,13.290000000000001,14.852837601175882,null,-22897.722845833399,null,-3006.1714500796829,null,0,null,0,null,1197.206047073043,null,0,0,null,"ImeEgsd105",null,"Metal Products and Machinery","High Efficiency Air Compressor"]
[108,"ImeNgsd105",0.98603092133998871,8348.9641729365176,0,4222.6494140625,0,0,44974.312548686328,18458.40625,27366.044533885793,0,0,null,67655.368972652897,27366.044533885793,31588.694016351979,null,33235.238220224281,7340.0348784200078,0,4406.1622744788092,72644.325674857319,0,null,44981.43359375,72644.328125,null,-22673.934618998828,13392.739645801707,45278.283591114203,null,0.70912037897201963,1.643695110488185,0,1,0.66486126351868402,1.4239725665097203,0,1,2.6545424946249985,"PASS",1,null,"ImeNgsd105",null,45278.283591114203,0,0.66486126351868402,"FAIL",0,1,null,null,4.0314090464528176,null,1197.206047073043,"YES",1,null,7.4389999999999992,5.9600000000000009,6.2474711356919013,13.13,13.290000000000001,14.852837601175882,null,-22897.722845833399,null,-3006.1714500796829,null,0,null,0,null,1197.206047073043,null,0,0,null,"ImeNgsd105",null,"Metal Products and Machinery","High Efficiency Air Compressor"]
[109,"ImiEgsd105",0.98603092133998871,8348.9641729365176,0,4222.6494140625,0,0,44974.312548686328,18458.40625,27793.650033320166,0,0,null,67655.368972652897,27793.650033320166,32016.299515786355,null,33235.238220224281,7340.0348784200078,0,4406.1622744788092,72644.325674857319,0,null,44981.43359375,72644.328125,null,-22673.934618998828,12965.134146367334,44850.678091679831,null,0.70912037897201963,1.6184068497597262,0,1,0.66486126351868402,1.4049541755340884,0,1,2.6137023398478072,"PASS",1,null,"ImiEgsd105",null,44850.678091679831,0,0.66486126351868402,"FAIL",0,1,null,null,4.0944013074074039,null,1237.9354545098392,"YES",1,null,7.4389999999999992,5.9600000000000009,6.2474711356919013,13.13,13.290000000000001,14.852837601175882,null,-22897.722845833399,null,-3006.1714500796829,null,0,null,0,null,1237.9354545098392,null,0,0,null,"ImiEgsd105",null,"Miscellaneous Manufacturing","High Efficiency Air Compressor"]
[110,"ImiNgsd105",0.98603092133998871,8348.9641729365176,0,4222.6494140625,0,0,44974.312548686328,18458.40625,27793.650033320166,0,0,null,67655.368972652897,27793.650033320166,32016.299515786355,null,33235.238220224281,7340.0348784200078,0,4406.1622744788092,72644.325674857319,0,null,44981.43359375,72644.328125,null,-22673.934618998828,12965.134146367334,44850.678091679831,null,0.70912037897201963,1.6184068497597262,0,1,0.66486126351868402,1.4049541755340884,0,1,2.6137023398478072,"PASS",1,null,"ImiNgsd105",null,44850.678091679831,0,0.66486126351868402,"FAIL",0,1,null,null,4.0944013074074039,null,1237.9354545098392,"YES",1,null,7.4389999999999992,5.9600000000000009,6.2474711356919013,13.13,13.290000000000001,14.852837601175882,null,-22897.722845833399,null,-3006.1714500796829,null,0,null,0,null,1237.9354545098392,null,0,0,null,"ImiNgsd105",null,"Miscellaneous Manufacturing","High Efficiency Air Compressor"]
[111,"IprEgsd105",0.98603092133998871,8348.9641729365176,0,4222.6494140625,0,0,44974.312548686328,18458.40625,27366.044533885793,0,0,null,67655.368972652897,27366.044533885793,31588.694016351979,null,33235.238220224281,7340.0348784200078,0,4406.1622744788092,72644.325674857319,0,null,44981.43359375,72644.328125,null,-22673.934618998828,13392.739645801707,45278.283591114203,null,0.70912037897201963,1.643695110488185,0,1,0.66486126351868402,1.4239725665097203,0,1,2.6545424946249985,"PASS",1,null,"IprEgsd105",null,45278.283591114203,0,0.66486126351868402,"FAIL",0,1,null,null,4.0314090464528176,null,1197.206047073043,"YES",1,null,7.4389999999999992,5.9600000000000009,6.2474711356919013,13.13,13.290000000000001,14.852837601175882,null,-22897.722845833399,null,-3006.1714500796829,null,0,null,0,null,1197.206047073043,null,0,0,null,"IprEgsd105",null,"Primary Resources Industries","High Efficiency Air Compressor"]
[112,"IprNgsd105",0.98603092133998871,8348.9641729365176,0,4222.6494140625,0,0,44974.312548686328,18458.40625,27366.044533885793,0,0,null,67655.368972652897,27366.044533885793,31588.694016351979,null,33235.238220224281,7340.0348784200078,0,4406.1622744788092,72644.325674857319,0,null,44981.43359375,72644.328125,null,-22673.934618998828,13392.739645801707,45278.283591114203,null,0.70912037897201963,1.643695110488185,0,1,0.66486126351868402,1.4239725665097203,0,1,2.6545424946249985,"PASS",1,null,"IprNgsd105",null,45278.283591114203,0,0.66486126351868402,"FAIL",0,1,null,null,4.0314090464528176,null,1197.206047073043,"YES",1,null,7.4389999999999992,5.9600000000000009,6.2474711356919013,13.13,13.290000000000001,14.852837601175882,null,-22897.722845833399,null,-3006.1714500796829,null,0,null,0,null,1197.206047073043,null,0,0,null,"IprNgsd105",null,"Primary Resources Industries","High Efficiency Air Compressor"]
[113,"IstEgsd105",0.98603092133998871,8348.9641729365176,0,4222.6494140625,0,0,44974.312548686328,18458.40625,27366.044533885793,0,0,null,67655.368972652897,27366.044533885793,31588.694016351979,null,33235.238220224281,7340.0348784200078,0,4406.1622744788092,72644.325674857319,0,null,44981.43359375,72644.328125,null,-22673.934618998828,13392.739645801707,45278.283591114203,null,0.70912037897201963,1.643695110488185,0,1,0.66486126351868402,1.4239725665097203,0,1,2.6545424946249985,"PASS",1,null,"IstEgsd105",null,45278.283591114203,0,0.66486126351868402,"FAIL",0,1,null,null,4.0314090464528176,null,1197.206047073043,"YES",1,null,7.4389999999999992,5.9600000000000009,6.2474711356919013,13.13,13.290000000000001,14.852837601175882,null,-22897.722845833399,null,-3006.1714500796829,null,0,null,0,null,1197.206047073043,null,0,0,null,"IstEgsd105",null,"Stone/Clay/Glass/Concrete","High Efficiency Air Compressor"]
[114,"IstNgsd105",0.98603092133998871,8348.9641729365176,0,4222.6494140625,0,0,44974.312548686328,18458.40625,27366.044533885793,0,0,null,67655.368972652897,27366.044533885793,31588.694016351979,null,33235.238220224281,7340.0348784200078,0,4406.1622744788092,72644.325674857319,0,null,44981.43359375,72644.328125,null,-22673.934618998828,13392.739645801707,45278.283591114203,null,0.70912037897201963,1.643695110488185,0,1,0.66486126351868402,1.4239725665097203,0,1,2.6545424946249985,"PASS",1,null,"IstNgsd105",null,45278.283591114203,0,0.66486126351868402,"FAIL",0,1,null,null,4.0314090464528176,null,1197.206047073043,"YES",1,null,7.4389999999999992,5.9600000000000009,6.2474711356919013,13.13,13.290000000000001,14.852837601175882,null,-22897.722845833399,null,-3006.1714500796829,null,0,null,0,null,1197.206047073043,null,0,0,null,"IstNgsd105",null,"Stone/Clay/Glass/Concrete","High Efficiency Air Compressor"]
[115,"IteEgsd105",0.98603092133998871,8348.9641729365176,0,4222.6494140625,0,0,44974.312548686328,18458.40625,27366.044533885793,0,0,null,67655.368972652897,27366.044533885793,31588.694016351979,null,33235.238220224281,7340.0348784200078,0,4406.1622744788092,72644.325674857319,0,null,44981.43359375,72644.328125,null,-22673.934618998828,13392.739645801707,45278.283591114203,null,0.70912037897201963,1.643695110488185,0,1,0.66486126351868402,1.4239725665097203,0,1,2.6545424946249985,"PASS",1,null,"IteEgsd105",null,45278.283591114203,0,0.66486126351868402,"FAIL",0,1,null,null,4.0314090464528176,null,1197.206047073043,"YES",1,null,7.4389999999999992,5.9600000000000009,6.2474711356919013,13.13,13.290000000000001,14.852837601175882,null,-22897.722845833399,null,-3006.1714500796829,null,0,null,0,null,1197.206047073043,null,0,0,null,"IteEgsd105",null,"Textiles and Leather","High Efficiency Air Compressor"]
[116,"IteNgsd105",0.98603092133998871,8348.9641729365176,0,4222.6494140625,0,0,44974.312548686328,18458.40625,27366.044533885793,0,0,null,67655.368972652897,27366.044533885793,31588.694016351979,null,33235.238220224281,7340.0348784200078,0,4406.1622744788092,72644.325674857319,0,null,44981.43359375,72644.328125,null,-22673.934618998828,13392.739645801707,45278.283591114203,null,0.70912037897201963,1.643695110488185,0,1,0.66486126351868402,1.4239725665097203,0,1,2.6545424946249985,"PASS",1,null,"IteNgsd105",null,45278.283591114203,0,0.66486126351868402,"FAIL",0,1,null,null,4.0314090464528176,null,1197.206047073043,"YES",1,null,7.4389999999999992,5.9600000000000009,6.2474711356919013,13.13,13.290000000000001,14.852837601175882,null,-22897.722845833399,null,-3006.1714500796829,null,0,null,0,null,1197.206047073043,null,0,0,null,"IteNgsd105",null,"Textiles and Leather","High Efficiency Air Compressor"]
[117,"ItrEgsd105",0.98603092133998871,8348.9641729365176,0,4222.6494140625,0,0,44974.312548686328,18458.40625,28234.812042971716,0,0,null,67655.368972652897,28234.812042971716,32457.46152543791,null,33235.238220224281,7340.0348784200078,0,4406.1622744788092,72644.325674857319,0,null,44981.43359375,72644.328125,null,-22673.934618998828,12523.972136715784,44409.516082028284,null,0.70912037897201963,1.5931196398719041,0,1,0.66486126351868402,1.3858580300031929,0,1,2.5728638821621912,"PASS",1,null,"ItrEgsd105",null,44409.516082028284,0,0.66486126351868402,"FAIL",0,1,null,null,4.1593908001652977,null,1279.9562280070043,"YES",1,null,7.4389999999999992,5.9600000000000009,6.2474711356919013,13.13,13.290000000000001,14.852837601175882,null,-22897.722845833399,null,-3006.1714500796829,null,0,null,0,null,1279.9562280070043,null,0,0,null,"ItrEgsd105",null,"Transportation Equipment","High Efficiency Air Compressor"]
[118,"ItrNgsd105",0.98603092133998871,8348.9641729365176,0,4222.6494140625,0,0,44974.312548686328,18458.40625,28234.812042971716,0,0,null,67655.368972652897,28234.812042971716,32457.46152543791,null,33235.238220224281,7340.0348784200078,0,4406.1622744788092,72644.325674857319,0,null,44981.43359375,72644.328125,null,-22673.934618998828,12523.972136715784,44409.516082028284,null,0.70912037897201963,1.5931196398719041,0,1,0.66486126351868402,1.3858580300031929,0,1,2.5728638821621912,"PASS",1,null,"ItrNgsd105",null,44409.516082028284,0,0.66486126351868402,"FAIL",0,1,null,null,4.1593908001652977,null,1279.9562280070043,"YES",1,null,7.4389999999999992,5.9600000000000009,6.2474711356919013,13.13,13.290000000000001,14.852837601175882,null,-22897.722845833399,null,-3006.1714500796829,null,0,null,0,null,1279.9562280070043,null,0,0,null,"ItrNgsd105",null,"Transportation Equipment","High Efficiency Air Compressor"]
[119,"IwaEgsd105",0.98533076643943773,8329.1060426051008,0,4212.60595703125,0,0,44867.340505010172,18458.40625,27300.955855410728,0,0,null,67538.353218391319,27300.955855410728,31513.561627291558,null,33164.395208091366,7334.8229106418003,0,4394.6034241054613,72515.443694524685,0,null,44893.8203125,72515.4453125,null,-22644.532399541422,13380.258500058022,45214.489457089272,null,0.70893471633554983,1.6444047069363901,0,1,0.66471595041576836,1.4245873119545414,0,1,2.6561504181960096,"PASS",1,null,"IwaEgsd105",null,45214.489457089272,0,0.66471595041576836,"FAIL",0,1,null,null,4.0288857871255539,null,1193.5553587953848,"YES",1,null,7.4389999999999992,5.9600000000000009,6.2474711356919013,13.13,13.290000000000001,14.852837601175882,null,-22867.884739404602,null,-3002.2540970627647,null,0,null,0,null,1193.5553587953848,null,0,0,null,"IwaEgsd105",null,"Water and Wastewater","High Efficiency Air Compressor"]
[120,"IwaNgsd105",0.98533076643943773,8329.1060426051008,0,4212.60595703125,0,0,44867.340505010172,18458.40625,27300.955855410728,0,0,null,67538.353218391319,27300.955855410728,31513.561627291558,null,33164.395208091366,7334.8229106418003,0,4394.6034241054613,72515.443694524685,0,null,44893.8203125,72515.4453125,null,-22644.532399541422,13380.258500058022,45214.489457089272,null,0.70893471633554983,1.6444047069363901,0,1,0.66471595041576836,1.4245873119545414,0,1,2.6561504181960096,"PASS",1,null,"IwaNgsd105",null,45214.489457089272,0,0.66471595041576836,"FAIL",0,1,null,null,4.0288857871255539,null,1193.5553587953848,"YES",1,null,7.4389999999999992,5.9600000000000009,6.2474711356919013,13.13,13.290000000000001,14.852837601175882,null,-22867.884739404602,null,-3002.2540970627647,null,0,null,0,null,1193.5553587953848,null,0,0,null,"IwaNgsd105",null,"Water and Wastewater","High Efficiency Air Compressor"]
[121,"IagEgsd106",0.98603092133998871,8348.9641729365176,0,5627.4013671875,0,0,44974.312548686328,18458.40625,32528.662910988318,0,0,null,69060.121095141178,32528.662910988318,38156.064515942773,null,33235.238220224281,7340.0348784200078,0,4406.1622744788092,72644.325674857319,0,null,44981.43359375,72644.328125,null,-24078.686572123828,6825.3693155741785,40115.665214011678,null,0.70912037897201963,1.3828245482096064,0,1,0.65133732008734113,1.178880328584573,0,1,2.2332405215604618,"PASS",1,null,"IagEgsd106",null,40115.665214011678,0,0.65133732008734113,"FAIL",0,1,null,null,3.5957390581289346,null,915.51143580610403,"YES",1,null,7.4389999999999992,5.9600000000000009,6.2474711356919013,13.13,13.290000000000001,14.852837601175882,null,-24302.474798958399,null,-2505.0314955911435,null,0,null,0,null,915.51143580610403,null,0,0,null,"IagEgsd106",null,"Agriculture and Assembly","Low Pressure-drop Filters"]
[122,"IagNgsd106",0.98603092133998871,8348.9641729365176,0,5627.4013671875,0,0,44974.312548686328,18458.40625,32528.662910988318,0,0,null,69060.121095141178,32528.662910988318,38156.064515942773,null,33235.238220224281,7340.0348784200078,0,4406.1622744788092,72644.325674857319,0,null,44981.43359375,72644.328125,null,-24078.686572123828,6825.3693155741785,40115.665214011678,null,0.70912037897201963,1.3828245482096064,0,1,0.65133732008734113,1.178880328584573,0,1,2.2332405215604618,"PASS",1,null,"IagNgsd106",null,40115.665214011678,0,0.65133732008734113,"FAIL",0,1,null,null,3.5957390581289346,null,915.51143580610403,"YES",1,null,7.4389999999999992,5.9600000000000009,6.2474711356919013,13.13,13.290000000000001,14.852837601175882,null,-24302.474798958399,null,-2505.0314955911435,null,0,null,0,null,915.51143580610403,null,0,0,null,"IagNgsd106",null,"Agriculture and Assembly","Low Pressure-drop Filters"]
[123,"IchEgsd106",0.98603092133998871,8348.9641729365176,0,5627.4013671875,0,0,44974.312548686328,18458.40625,32528.662910988318,0,0,null,69060.121095141178,32528.662910988318,38156.064515942773,null,33235.238220224281,7340.0348784200078,0,4406.1622744788092,72644.325674857319,0,null,44981.43359375,72644.328125,null,-24078.686572123828,6825.3693155741785,40115.665214011678,null,0.70912037897201963,1.3828245482096064,0,1,0.65133732008734113,1.178880328584573,0,1,2.2332405215604618,"PASS",1,null,"IchEgsd106",null,40115.665214011678,0,0.65133732008734113,"FAIL",0,1,null,null,3.5957390581289346,null,915.51143580610403,"YES",1,null,7.4389999999999992,5.9600000000000009,6.2474711356919013,13.13,13.290000000000001,14.852837601175882,null,-24302.474798958399,null,-2505.0314955911435,null,0,null,0,null,915.51143580610403,null,0,0,null,"IchEgsd106",null,"Chemicals and Plastics","Low Pressure-drop Filters"]
[124,"IchNgsd106",0.98603092133998871,8348.9641729365176,0,5627.4013671875,0,0,44974.312548686328,18458.40625,32528.662910988318,0,0,null,69060.121095141178,32528.662910988318,38156.064515942773,null,33235.238220224281,7340.0348784200078,0,4406.1622744788092,72644.325674857319,0,null,44981.43359375,72644.328125,null,-24078.686572123828,6825.3693155741785,40115.665214011678,null,0.70912037897201963,1.3828245482096064,0,1,0.65133732008734113,1.178880328584573,0,1,2.2332405215604618,"PASS",1,null,"IchNgsd106",null,40115.665214011678,0,0.65133732008734113,"FAIL",0,1,null,null,3.5957390581289346,null,915.51143580610403,"YES",1,null,7.4389999999999992,5.9600000000000009,6.2474711356919013,13.13,13.290000000000001,14.852837601175882,null,-24302.474798958399,null,-2505.0314955911435,null,0,null,0,null,915.51143580610403,null,0,0,null,"IchNgsd106",null,"Chemicals and Plastics","Low Pressure-drop Filters"]
[125,"IcoEgsd106",0.98603092133998871,8348.9641729365176,0,5627.4013671875,0,0,44974.312548686328,18458.40625,32528.662910988318,0,0,null,69060.121095141178,32528.662910988318,38156.064515942773,null,33235.238220224281,7340.0348784200078,0,4406.1622744788092,72644.325674857319,0,null,44981.43359375,72644.328125,null,-24078.686572123828,6825.3693155741785,40115.665214011678,null,0.70912037897201963,1.3828245482096064,0,1,0.65133732008734113,1.178880328584573,0,1,2.2332405215604618,"PASS",1,null,"IcoEgsd106",null,40115.665214011678,0,0.65133732008734113,"FAIL",0,1,null,null,3.5957390581289346,null,915.51143580610403,"YES",1,null,7.4389999999999992,5.9600000000000009,6.2474711356919013,13.13,13.290000000000001,14.852837601175882,null,-24302.474798958399,null,-2505.0314955911435,null,0,null,0,null,915.51143580610403,null,0,0,null,"IcoEgsd106",null,"Construction","Low Pressure-drop Filters"]
[126,"IcoNgsd106",0.98603092133998871,8348.9641729365176,0,5627.4013671875,0,0,44974.312548686328,18458.40625,32528.662910988318,0,0,null,69060.121095141178,32528.662910988318,38156.064515942773,null,33235.238220224281,7340.0348784200078,0,4406.1622744788092,72644.325674857319,0,null,44981.43359375,72644.328125,null,-24078.686572123828,6825.3693155741785,40115.665214011678,null,0.70912037897201963,1.3828245482096064,0,1,0.65133732008734113,1.178880328584573,0,1,2.2332405215604618,"PASS",1,null,"IcoNgsd106",null,40115.665214011678,0,0.65133732008734113,"FAIL",0,1,null,null,3.5957390581289346,null,915.51143580610403,"YES",1,null,7.4389999999999992,5.9600000000000009,6.2474711356919013,13.13,13.290000000000001,14.852837601175882,null,-24302.474798958399,null,-2505.0314955911435,null,0,null,0,null,915.51143580610403,null,0,0,null,"IcoNgsd106",null,"Construction","Low Pressure-drop Filters"]
[127,"IelEgsd106",0.98603092133998871,8348.9641729365176,0,5627.4013671875,0,0,44974.312548686328,18458.40625,32528.662910988318,0,0,null,69060.121095141178,32528.662910988318,38156.064515942773,null,33235.238220224281,7340.0348784200078,0,4406.1622744788092,72644.325674857319,0,null,44981.43359375,72644.328125,null,-24078.686572123828,6825.3693155741785,40115.665214011678,null,0.70912037897201963,1.3828245482096064,0,1,0.65133732008734113,1.178880328584573,0,1,2.2332405215604618,"PASS",1,null,"IelEgsd106",null,40115.665214011678,0,0.65133732008734113,"FAIL",0,1,null,null,3.5957390581289346,null,915.51143580610403,"YES",1,null,7.4389999999999992,5.9600000000000009,6.2474711356919013,13.13,13.290000000000001,14.852837601175882,null,-24302.474798958399,null,-2505.0314955911435,null,0,null,0,null,915.51143580610403,null,0,0,null,"IelEgsd106",null,"Electrical and Electronic Equip.","Low Pressure-drop Filters"]
[128,"IelNgsd106",0.98603092133998871,8348.9641729365176,0,5627.4013671875,0,0,44974.312548686328,18458.40625,32528.662910988318,0,0,null,69060.121095141178,32528.662910988318,38156.064515942773,null,33235.238220224281,7340.0348784200078,0,4406.1622744788092,72644.325674857319,0,null,44981.43359375,72644.328125,null,-24078.686572123828,6825.3693155741785,40115.665214011678,null,0.70912037897201963,1.3828245482096064,0,1,0.65133732008734113,1.178880328584573,0,1,2.2332405215604618,"PASS",1,null,"IelNgsd106",null,40115.665214011678,0,0.65133732008734113,"FAIL",0,1,null,null,3.5957390581289346,null,915.51143580610403,"YES",1,null,7.4389999999999992,5.9600000000000009,6.2474711356919013,13.13,13.290000000000001,14.852837601175882,null,-24302.474798958399,null,-2505.0314955911435,null,0,null,0,null,915.51143580610403,null,0,0,null,"IelNgsd106",null,"Electrical and Electronic Equip.","Low Pressure-drop Filters"]
[129,"IluEgsd106",0.98603092133998871,8348.9641729365176,0,5627.4013671875,0,0,44974.312548686328,18458.40625,33829.861348159524,0,0,null,69060.121095141178,33829.861348159524,39457.262953114019,null,33235.238220224281,7340.0348784200078,0,4406.1622744788092,72644.325674857319,0,null,44981.43359375,72644.328125,null,-24078.686572123828,5524.1708784029761,38814.466776840476,null,0.70912037897201963,1.3296369479858114,0,1,0.65133732008734113,1.1400039054471545,0,1,2.1473433596839775,"PASS",1,null,"IluEgsd106",null,38814.466776840476,0,0.65133732008734113,"FAIL",0,1,null,null,3.7395741139707104,null,1008.5120124530916,"YES",1,null,7.4389999999999992,5.9600000000000009,6.2474711356919013,13.13,13.290000000000001,14.852837601175882,null,-24302.474798958399,null,-2505.0314955911435,null,0,null,0,null,1008.5120124530916,null,0,0,null,"IluEgsd106",null,"Lumber/Furniture/Pulp/Paper","Low Pressure-drop Filters"]
[130,"IluNgsd106",0.98603092133998871,8348.9641729365176,0,5627.4013671875,0,0,44974.312548686328,18458.40625,33829.861348159524,0,0,null,69060.121095141178,33829.861348159524,39457.262953114019,null,33235.238220224281,7340.0348784200078,0,4406.1622744788092,72644.325674857319,0,null,44981.43359375,72644.328125,null,-24078.686572123828,5524.1708784029761,38814.466776840476,null,0.70912037897201963,1.3296369479858114,0,1,0.65133732008734113,1.1400039054471545,0,1,2.1473433596839775,"PASS",1,null,"IluNgsd106",null,38814.466776840476,0,0.65133732008734113,"FAIL",0,1,null,null,3.7395741139707104,null,1008.5120124530916,"YES",1,null,7.4389999999999992,5.9600000000000009,6.2474711356919013,13.13,13.290000000000001,14.852837601175882,null,-24302.474798958399,null,-2505.0314955911435,null,0,null,0,null,1008.5120124530916,null,0,0,null,"IluNgsd106",null,"Lumber/Furniture/Pulp/Paper","Low Pressure-drop Filters"]
[131,"ImeEgsd106",0.98603092133998871,8348.9641729365176,0,5627.4013671875,0,0,44974.312548686328,18458.40625,32528.662910988318,0,0,null,69060.121095141178,32528.662910988318,38156.064515942773,null,33235.238220224281,7340.0348784200078,0,4406.1622744788092,72644.325674857319,0,null,44981.43359375,72644.328125,null,-24078.686572123828,6825.3693155741785,40115.665214011678,null,0.70912037897201963,1.3828245482096064,0,1,0.65133732008734113,1.178880328584573,0,1,2.2332405215604618,"PASS",1,null,"ImeEgsd106",null,40115.665214011678,0,0.65133732008734113,"FAIL",0,1,null,null,3.5957390581289346,null,915.51143580610403,"YES",1,null,7.4389999999999992,5.9600000000000009,6.2474711356919013,13.13,13.290000000000001,14.852837601175882,null,-24302.474798958399,null,-2505.0314955911435,null,0,null,0,null,915.51143580610403,null,0,0,null,"ImeEgsd106",null,"Metal Products and Machinery","Low Pressure-drop Filters"]
[132,"ImeNgsd106",0.98603092133998871,8348.9641729365176,0,5627.4013671875,0,0,44974.312548686328,18458.40625,32528.662910988318,0,0,null,69060.121095141178,32528.662910988318,38156.064515942773,null,33235.238220224281,7340.0348784200078,0,4406.1622744788092,72644.325674857319,0,null,44981.43359375,72644.328125,null,-24078.686572123828,6825.3693155741785,40115.665214011678,null,0.70912037897201963,1.3828245482096064,0,1,0.65133732008734113,1.178880328584573,0,1,2.2332405215604618,"PASS",1,null,"ImeNgsd106",null,40115.665214011678,0,0.65133732008734113,"FAIL",0,1,null,null,3.5957390581289346,null,915.51143580610403,"YES",1,null,7.4389999999999992,5.9600000000000009,6.2474711356919013,13.13,13.290000000000001,14.852837601175882,null,-24302.474798958399,null,-2505.0314955911435,null,0,null,0,null,915.51143580610403,null,0,0,null,"ImeNgsd106",null,"Metal Products and Machinery","Low Pressure-drop Filters"]
[133,"ImiEgsd106",0.98603092133998871,8348.9641729365176,0,5627.4013671875,0,0,44974.312548686328,18458.40625,33036.942963411217,0,0,null,69060.121095141178,33036.942963411217,38664.344568365705,null,33235.238220224281,7340.0348784200078,0,4406.1622744788092,72644.325674857319,0,null,44981.43359375,72644.328125,null,-24078.686572123828,6317.0892631512834,39607.385161588783,null,0.70912037897201963,1.3615495127248136,0,1,0.65133732008734113,1.1633828110244708,0,1,2.1988816642464286,"PASS",1,null,"ImiEgsd106",null,39607.385161588783,0,0.65133732008734113,"FAIL",0,1,null,null,3.6519245765205826,null,951.83975353819585,"YES",1,null,7.4389999999999992,5.9600000000000009,6.2474711356919013,13.13,13.290000000000001,14.852837601175882,null,-24302.474798958399,null,-2505.0314955911435,null,0,null,0,null,951.83975353819585,null,0,0,null,"ImiEgsd106",null,"Miscellaneous Manufacturing","Low Pressure-drop Filters"]
[134,"ImiNgsd106",0.98603092133998871,8348.9641729365176,0,5627.4013671875,0,0,44974.312548686328,18458.40625,33036.942963411217,0,0,null,69060.121095141178,33036.942963411217,38664.344568365705,null,33235.238220224281,7340.0348784200078,0,4406.1622744788092,72644.325674857319,0,null,44981.43359375,72644.328125,null,-24078.686572123828,6317.0892631512834,39607.385161588783,null,0.70912037897201963,1.3615495127248136,0,1,0.65133732008734113,1.1633828110244708,0,1,2.1988816642464286,"PASS",1,null,"ImiNgsd106",null,39607.385161588783,0,0.65133732008734113,"FAIL",0,1,null,null,3.6519245765205826,null,951.83975353819585,"YES",1,null,7.4389999999999992,5.9600000000000009,6.2474711356919013,13.13,13.290000000000001,14.852837601175882,null,-24302.474798958399,null,-2505.0314955911435,null,0,null,0,null,951.83975353819585,null,0,0,null,"ImiNgsd106",null,"Miscellaneous Manufacturing","Low Pressure-drop Filters"]
[135,"IprEgsd106",0.98603092133998871,8348.9641729365176,0,5627.4013671875,0,0,44974.312548686328,18458.40625,32528.662910988318,0,0,null,69060.121095141178,32528.662910988318,38156.064515942773,null,33235.238220224281,7340.0348784200078,0,4406.1622744788092,72644.325674857319,0,null,44981.43359375,72644.328125,null,-24078.686572123828,6825.3693155741785,40115.665214011678,null,0.70912037897201963,1.3828245482096064,0,1,0.65133732008734113,1.178880328584573,0,1,2.2332405215604618,"PASS",1,null,"IprEgsd106",null,40115.665214011678,0,0.65133732008734113,"FAIL",0,1,null,null,3.5957390581289346,null,915.51143580610403,"YES",1,null,7.4389999999999992,5.9600000000000009,6.2474711356919013,13.13,13.290000000000001,14.852837601175882,null,-24302.474798958399,null,-2505.0314955911435,null,0,null,0,null,915.51143580610403,null,0,0,null,"IprEgsd106",null,"Primary Resources Industries","Low Pressure-drop Filters"]
[136,"IprNgsd106",0.98603092133998871,8348.9641729365176,0,5627.4013671875,0,0,44974.312548686328,18458.40625,32528.662910988318,0,0,null,69060.121095141178,32528.662910988318,38156.064515942773,null,33235.238220224281,7340.0348784200078,0,4406.1622744788092,72644.325674857319,0,null,44981.43359375,72644.328125,null,-24078.686572123828,6825.3693155741785,40115.665214011678,null,0.70912037897201963,1.3828245482096064,0,1,0.65133732008734113,1.178880328584573,0,1,2.2332405215604618,"PASS",1,null,"IprNgsd106",null,40115.665214011678,0,0.65133732008734113,"FAIL",0,1,null,null,3.5957390581289346,null,915.51143580610403,"YES",1,null,7.4389999999999992,5.9600000000000009,6.2474711356919013,13.13,13.290000000000001,14.852837601175882,null,-24302.474798958399,null,-2505.0314955911435,null,0,null,0,null,915.51143580610403,null,0,0,null,"IprNgsd106",null,"Primary Resources Industries","Low Pressure-drop Filters"]
[137,"IstEgsd106",0.98603092133998871,8348.9641729365176,0,5627.4013671875,0,0,44974.312548686328,18458.40625,32528.662910988318,0,0,null,69060.121095141178,32528.662910988318,38156.064515942773,null,33235.238220224281,7340.0348784200078,0,4406.1622744788092,72644.325674857319,0,null,44981.43359375,72644.328125,null,-24078.686572123828,6825.3693155741785,40115.665214011678,null,0.70912037897201963,1.3828245482096064,0,1,0.65133732008734113,1.178880328584573,0,1,2.2332405215604618,"PASS",1,null,"IstEgsd106",null,40115.665214011678,0,0.65133732008734113,"FAIL",0,1,null,null,3.5957390581289346,null,915.51143580610403,"YES",1,null,7.4389999999999992,5.9600000000000009,6.2474711356919013,13.13,13.290000000000001,14.852837601175882,null,-24302.474798958399,null,-2505.0314955911435,null,0,null,0,null,915.51143580610403,null,0,0,null,"IstEgsd106",null,"Stone/Clay/Glass/Concrete","Low Pressure-drop Filters"]
[138,"IstNgsd106",0.98603092133998871,8348.9641729365176,0,5627.4013671875,0,0,44974.312548686328,18458.40625,32528.662910988318,0,0,null,69060.121095141178,32528.662910988318,38156.064515942773,null,33235.238220224281,7340.0348784200078,0,4406.1622744788092,72644.325674857319,0,null,44981.43359375,72644.328125,null,-24078.686572123828,6825.3693155741785,40115.665214011678,null,0.70912037897201963,1.3828245482096064,0,1,0.65133732008734113,1.178880328584573,0,1,2.2332405215604618,"PASS",1,null,"IstNgsd106",null,40115.665214011678,0,0.65133732008734113,"FAIL",0,1,null,null,3.5957390581289346,null,915.51143580610403,"YES",1,null,7.4389999999999992,5.9600000000000009,6.2474711356919013,13.13,13.290000000000001,14.852837601175882,null,-24302.474798958399,null,-2505.0314955911435,null,0,null,0,null,915.51143580610403,null,0,0,null,"IstNgsd106",null,"Stone/Clay/Glass/Concrete","Low Pressure-drop Filters"]
[139,"IteEgsd106",0.98603092133998871,8348.9641729365176,0,5627.4013671875,0,0,44974.312548686328,18458.40625,32528.662910988318,0,0,null,69060.121095141178,32528.662910988318,38156.064515942773,null,33235.238220224281,7340.0348784200078,0,4406.1622744788092,72644.325674857319,0,null,44981.43359375,72644.328125,null,-24078.686572123828,6825.3693155741785,40115.665214011678,null,0.70912037897201963,1.3828245482096064,0,1,0.65133732008734113,1.178880328584573,0,1,2.2332405215604618,"PASS",1,null,"IteEgsd106",null,40115.665214011678,0,0.65133732008734113,"FAIL",0,1,null,null,3.5957390581289346,null,915.51143580610403,"YES",1,null,7.4389999999999992,5.9600000000000009,6.2474711356919013,13.13,13.290000000000001,14.852837601175882,null,-24302.474798958399,null,-2505.0314955911435,null,0,null,0,null,915.51143580610403,null,0,0,null,"IteEgsd106",null,"Textiles and Leather","Low Pressure-drop Filters"]
[140,"IteNgsd106",0.98603092133998871,8348.9641729365176,0,5627.4013671875,0,0,44974.312548686328,18458.40625,32528.662910988318,0,0,null,69060.121095141178,32528.662910988318,38156.064515942773,null,33235.238220224281,7340.0348784200078,0,4406.1622744788092,72644.325674857319,0,null,44981.43359375,72644.328125,null,-24078.686572123828,6825.3693155741785,40115.665214011678,null,0.70912037897201963,1.3828245482096064,0,1,0.65133732008734113,1.178880328584573,0,1,2.2332405215604618,"PASS",1,null,"IteNgsd106",null,40115.665214011678,0,0.65133732008734113,"FAIL",0,1,null,null,3.5957390581289346,null,915.51143580610403,"YES",1,null,7.4389999999999992,5.9600000000000009,6.2474711356919013,13.13,13.290000000000001,14.852837601175882,null,-24302.474798958399,null,-2505.0314955911435,null,0,null,0,null,915.51143580610403,null,0,0,null,"IteNgsd106",null,"Textiles and Leather","Low Pressure-drop Filters"]
[141,"ItrEgsd106",0.98603092133998871,8348.9641729365176,0,5627.4013671875,0,0,44974.312548686328,18458.40625,33561.359432710669,0,0,null,69060.121095141178,33561.359432710669,39188.761037665165,null,33235.238220224281,7340.0348784200078,0,4406.1622744788092,72644.325674857319,0,null,44981.43359375,72644.328125,null,-24078.686572123828,5792.6727938518306,39082.968692289331,null,0.70912037897201963,1.3402744809528997,0,1,0.65133732008734113,1.1478146457202312,0,1,2.1645228129286389,"PASS",1,null,"ItrEgsd106",null,39082.968692289331,0,0.65133732008734113,"FAIL",0,1,null,null,3.7098938297486121,null,989.32139489781309,"YES",1,null,7.4389999999999992,5.9600000000000009,6.2474711356919013,13.13,13.290000000000001,14.852837601175882,null,-24302.474798958399,null,-2505.0314955911435,null,0,null,0,null,989.32139489781309,null,0,0,null,"ItrEgsd106",null,"Transportation Equipment","Low Pressure-drop Filters"]
[142,"ItrNgsd106",0.98603092133998871,8348.9641729365176,0,5627.4013671875,0,0,44974.312548686328,18458.40625,33561.359432710669,0,0,null,69060.121095141178,33561.359432710669,39188.761037665165,null,33235.238220224281,7340.0348784200078,0,4406.1622744788092,72644.325674857319,0,null,44981.43359375,72644.328125,null,-24078.686572123828,5792.6727938518306,39082.968692289331,null,0.70912037897201963,1.3402744809528997,0,1,0.65133732008734113,1.1478146457202312,0,1,2.1645228129286389,"PASS",1,null,"ItrNgsd106",null,39082.968692289331,0,0.65133732008734113,"FAIL",0,1,null,null,3.7098938297486121,null,989.32139489781309,"YES",1,null,7.4389999999999992,5.9600000000000009,6.2474711356919013,13.13,13.290000000000001,14.852837601175882,null,-24302.474798958399,null,-2505.0314955911435,null,0,null,0,null,989.32139489781309,null,0,0,null,"ItrNgsd106",null,"Transportation Equipment","Low Pressure-drop Filters"]
[143,"IwaEgsd106",0.98533076643943773,8329.1060426051008,0,5614.0166015625,0,0,44867.340505010172,18458.40625,32451.29418908872,0,0,null,68939.764091784498,32451.29418908872,38065.31083436271,null,33164.395208091366,7334.8229106418003,0,4394.6034241054613,72515.443694524685,0,null,44893.8203125,72515.4453125,null,-24045.943044072672,6828.5095218487841,40064.151123411284,null,0.70893471633554983,1.3834215686718252,0,1,0.65120357434792175,1.1793893017031627,0,1,2.234593322841413,"PASS",1,null,"IwaEgsd106",null,40064.151123411284,0,0.65120357434792175,"FAIL",0,1,null,null,3.5934884846911403,null,912.53076529671546,"YES",1,null,7.4389999999999992,5.9600000000000009,6.2474711356919013,13.13,13.290000000000001,14.852837601175882,null,-24269.295383935849,null,-2501.6114537919293,null,0,null,0,null,912.53076529671546,null,0,0,null,"IwaEgsd106",null,"Water and Wastewater","Low Pressure-drop Filters"]
[144,"IwaNgsd106",0.98533076643943773,8329.1060426051008,0,5614.0166015625,0,0,44867.340505010172,18458.40625,32451.29418908872,0,0,null,68939.764091784498,32451.29418908872,38065.31083436271,null,33164.395208091366,7334.8229106418003,0,4394.6034241054613,72515.443694524685,0,null,44893.8203125,72515.4453125,null,-24045.943044072672,6828.5095218487841,40064.151123411284,null,0.70893471633554983,1.3834215686718252,0,1,0.65120357434792175,1.1793893017031627,0,1,2.234593322841413,"PASS",1,null,"IwaNgsd106",null,40064.151123411284,0,0.65120357434792175,"FAIL",0,1,null,null,3.5934884846911403,null,912.53076529671546,"YES",1,null,7.4389999999999992,5.9600000000000009,6.2474711356919013,13.13,13.290000000000001,14.852837601175882,null,-24269.295383935849,null,-2501.6114537919293,null,0,null,0,null,912.53076529671546,null,0,0,null,"IwaNgsd106",null,"Water and Wastewater","Low Pressure-drop Filters"]
[145,"IagEgsd107",0.98603092133998871,8348.9641729365176,0,4664.7021484375,0,0,44974.312548686328,18458.40625,3605.0333300961825,0,0,null,68097.421469637557,3605.0333300961825,8269.7353095470608,null,33235.238220224281,7340.0348784200078,0,4406.1622744788092,72644.325674857319,0,null,44981.43359375,72644.328125,null,-23115.987353373828,36711.698115216321,69039.294794903821,null,0.70912037897201963,12.477397426045405,0,1,0.66054533296755991,5.4392832407410587,0,1,20.150806240413274,"PASS",1,null,"IagEgsd107",null,69039.294794903821,0,0.66054533296755991,"FAIL",0,1,null,null,0.48074552878949856,null,-1098.574718537797,"NO",0,null,7.4389999999999992,5.9600000000000009,6.2474711356919013,13.13,13.290000000000001,14.852837601175882,null,-23339.775580208403,null,-2828.6706233474833,null,0,null,0,null,-1098.574718537797,null,-1098.574718537797,-3.5342189530800625,null,"IagEgsd107",null,"Agriculture and Assembly","VFD on Air Compressor"]
[146,"IagNgsd107",0.98603092133998871,8348.9641729365176,0,4664.7021484375,0,0,44974.312548686328,18458.40625,3605.0333300961825,0,0,null,68097.421469637557,3605.0333300961825,8269.7353095470608,null,33235.238220224281,7340.0348784200078,0,4406.1622744788092,72644.325674857319,0,null,44981.43359375,72644.328125,null,-23115.987353373828,36711.698115216321,69039.294794903821,null,0.70912037897201963,12.477397426045405,0,1,0.66054533296755991,5.4392832407410587,0,1,20.150806240413274,"PASS",1,null,"IagNgsd107",null,69039.294794903821,0,0.66054533296755991,"FAIL",0,1,null,null,0.48074552878949856,null,-1098.574718537797,"NO",0,null,7.4389999999999992,5.9600000000000009,6.2474711356919013,13.13,13.290000000000001,14.852837601175882,null,-23339.775580208403,null,-2828.6706233474833,null,0,null,0,null,-1098.574718537797,null,-1098.574718537797,-3.5342189530800625,null,"IagNgsd107",null,"Agriculture and Assembly","VFD on Air Compressor"]
[147,"IchEgsd107",0.98603092133998871,8348.9641729365176,0,4664.7021484375,0,0,44974.312548686328,18458.40625,3605.0333300961825,0,0,null,68097.421469637557,3605.0333300961825,8269.7353095470608,null,33235.238220224281,7340.0348784200078,0,4406.1622744788092,72644.325674857319,0,null,44981.43359375,72644.328125,null,-23115.987353373828,36711.698115216321,69039.294794903821,null,0.70912037897201963,12.477397426045405,0,1,0.66054533296755991,5.4392832407410587,0,1,20.150806240413274,"PASS",1,null,"IchEgsd107",null,69039.294794903821,0,0.66054533296755991,"FAIL",0,1,null,null,0.48074552878949856,null,-1098.574718537797,"NO",0,null,7.4389999999999992,5.9600000000000009,6.2474711356919013,13.13,13.290000000000001,14.852837601175882,null,-23339.775580208403,null,-2828.6706233474833,null,0,null,0,null,-1098.574718537797,null,-1098.574718537797,-3.5342189530800625,null,"IchEgsd107",null,"Chemicals and Plastics","VFD on Air Compressor"]
[148,"IchNgsd107",0.98603092133998871,8348.9641729365176,0,4664.7021484375,0,0,44974.312548686328,18458.40625,3605.0333300961825,0,0,null,68097.421469637557,3605.0333300961825,8269.7353095470608,null,33235.238220224281,7340.0348784200078,0,4406.1622744788092,72644.325674857319,0,null,44981.43359375,72644.328125,null,-23115.987353373828,36711.698115216321,69039.294794903821,null,0.70912037897201963,12.477397426045405,0,1,0.66054533296755991,5.4392832407410587,0,1,20.150806240413274,"PASS",1,null,"IchNgsd107",null,69039.294794903821,0,0.66054533296755991,"FAIL",0,1,null,null,0.48074552878949856,null,-1098.574718537797,"NO",0,null,7.4389999999999992,5.9600000000000009,6.2474711356919013,13.13,13.290000000000001,14.852837601175882,null,-23339.775580208403,null,-2828.6706233474833,null,0,null,0,null,-1098.574718537797,null,-1098.574718537797,-3.5342189530800625,null,"IchNgsd107",null,"Chemicals and Plastics","VFD on Air Compressor"]
[149,"IcoEgsd107",0.98603092133998871,8348.9641729365176,0,4664.7021484375,0,0,44974.312548686328,18458.40625,3605.0333300961825,0,0,null,68097.421469637557,3605.0333300961825,8269.7353095470608,null,33235.238220224281,7340.0348784200078,0,4406.1622744788092,72644.325674857319,0,null,44981.43359375,72644.328125,null,-23115.987353373828,36711.698115216321,69039.294794903821,null,0.70912037897201963,12.477397426045405,0,1,0.66054533296755991,5.4392832407410587,0,1,20.150806240413274,"PASS",1,null,"IcoEgsd107",null,69039.294794903821,0,0.66054533296755991,"FAIL",0,1,null,null,0.48074552878949856,null,-1098.574718537797,"NO",0,null,7.4389999999999992,5.9600000000000009,6.2474711356919013,13.13,13.290000000000001,14.852837601175882,null,-23339.775580208403,null,-2828.6706233474833,null,0,null,0,null,-1098.574718537797,null,-1098.574718537797,-3.5342189530800625,null,"IcoEgsd107",null,"Construction","VFD on Air Compressor"]
[150,"IcoNgsd107",0.98603092133998871,8348.9641729365176,0,4664.7021484375,0,0,44974.312548686328,18458.40625,3605.0333300961825,0,0,null,68097.421469637557,3605.0333300961825,8269.7353095470608,null,33235.238220224281,7340.0348784200078,0,4406.1622744788092,72644.325674857319,0,null,44981.43359375,72644.328125,null,-23115.987353373828,36711.698115216321,69039.294794903821,null,0.70912037897201963,12.477397426045405,0,1,0.66054533296755991,5.4392832407410587,0,1,20.150806240413274,"PASS",1,null,"IcoNgsd107",null,69039.294794903821,0,0.66054533296755991,"FAIL",0,1,null,null,0.48074552878949856,null,-1098.574718537797,"NO",0,null,7.4389999999999992,5.9600000000000009,6.2474711356919013,13.13,13.290000000000001,14.852837601175882,null,-23339.775580208403,null,-2828.6706233474833,null,0,null,0,null,-1098.574718537797,null,-1098.574718537797,-3.5342189530800625,null,"IcoNgsd107",null,"Construction","VFD on Air Compressor"]
[151,"IelEgsd107",0.98603092133998871,8348.9641729365176,0,4664.7021484375,0,0,44974.312548686328,18458.40625,3605.0333300961825,0,0,null,68097.421469637557,3605.0333300961825,8269.7353095470608,null,33235.238220224281,7340.0348784200078,0,4406.1622744788092,72644.325674857319,0,null,44981.43359375,72644.328125,null,-23115.987353373828,36711.698115216321,69039.294794903821,null,0.70912037897201963,12.477397426045405,0,1,0.66054533296755991,5.4392832407410587,0,1,20.150806240413274,"PASS",1,null,"IelEgsd107",null,69039.294794903821,0,0.66054533296755991,"FAIL",0,1,null,null,0.48074552878949856,null,-1098.574718537797,"NO",0,null,7.4389999999999992,5.9600000000000009,6.2474711356919013,13.13,13.290000000000001,14.852837601175882,null,-23339.775580208403,null,-2828.6706233474833,null,0,null,0,null,-1098.574718537797,null,-1098.574718537797,-3.5342189530800625,null,"IelEgsd107",null,"Electrical and Electronic Equip.","VFD on Air Compressor"]
[152,"IelNgsd107",0.98603092133998871,8348.9641729365176,0,4664.7021484375,0,0,44974.312548686328,18458.40625,3605.0333300961825,0,0,null,68097.421469637557,3605.0333300961825,8269.7353095470608,null,33235.238220224281,7340.0348784200078,0,4406.1622744788092,72644.325674857319,0,null,44981.43359375,72644.328125,null,-23115.987353373828,36711.698115216321,69039.294794903821,null,0.70912037897201963,12.477397426045405,0,1,0.66054533296755991,5.4392832407410587,0,1,20.150806240413274,"PASS",1,null,"IelNgsd107",null,69039.294794903821,0,0.66054533296755991,"FAIL",0,1,null,null,0.48074552878949856,null,-1098.574718537797,"NO",0,null,7.4389999999999992,5.9600000000000009,6.2474711356919013,13.13,13.290000000000001,14.852837601175882,null,-23339.775580208403,null,-2828.6706233474833,null,0,null,0,null,-1098.574718537797,null,-1098.574718537797,-3.5342189530800625,null,"IelNgsd107",null,"Electrical and Electronic Equip.","VFD on Air Compressor"]
[153,"IluEgsd107",0.98603092133998871,8348.9641729365176,0,4664.7021484375,0,0,44974.312548686328,18458.40625,3749.2348473461066,0,0,null,68097.421469637557,3749.2348473461066,8413.9368267969821,null,33235.238220224281,7340.0348784200078,0,4406.1622744788092,72644.325674857319,0,null,44981.43359375,72644.328125,null,-23115.987353373828,36567.496597966398,68895.093277653898,null,0.70912037897201963,11.997496936098862,0,1,0.66054533296755991,5.3460625645629518,0,1,19.375774280029763,"PASS",1,null,"IluEgsd107",null,68895.093277653898,0,0.66054533296755991,"FAIL",0,1,null,null,0.49997534994107556,null,-1086.141140051323,"NO",0,null,7.4389999999999992,5.9600000000000009,6.2474711356919013,13.13,13.290000000000001,14.852837601175882,null,-23339.775580208403,null,-2828.6706233474833,null,0,null,0,null,-1086.141140051323,null,-1086.141140051323,-3.359825916423163,null,"IluEgsd107",null,"Lumber/Furniture/Pulp/Paper","VFD on Air Compressor"]
[154,"IluNgsd107",0.98603092133998871,8348.9641729365176,0,4664.7021484375,0,0,44974.312548686328,18458.40625,3749.2348473461066,0,0,null,68097.421469637557,3749.2348473461066,8413.9368267969821,null,33235.238220224281,7340.0348784200078,0,4406.1622744788092,72644.325674857319,0,null,44981.43359375,72644.328125,null,-23115.987353373828,36567.496597966398,68895.093277653898,null,0.70912037897201963,11.997496936098862,0,1,0.66054533296755991,5.3460625645629518,0,1,19.375774280029763,"PASS",1,null,"IluNgsd107",null,68895.093277653898,0,0.66054533296755991,"FAIL",0,1,null,null,0.49997534994107556,null,-1086.141140051323,"NO",0,null,7.4389999999999992,5.9600000000000009,6.2474711356919013,13.13,13.290000000000001,14.852837601175882,null,-23339.775580208403,null,-2828.6706233474833,null,0,null,0,null,-1086.141140051323,null,-1086.141140051323,-3.359825916423163,null,"IluNgsd107",null,"Lumber/Furniture/Pulp/Paper","VFD on Air Compressor"]
[155,"ImeEgsd107",0.98603092133998871,8348.9641729365176,0,4664.7021484375,0,0,44974.312548686328,18458.40625,3605.0333300961825,0,0,null,68097.421469637557,3605.0333300961825,8269.7353095470608,null,33235.238220224281,7340.0348784200078,0,4406.1622744788092,72644.325674857319,0,null,44981.43359375,72644.328125,null,-23115.987353373828,36711.698115216321,69039.294794903821,null,0.70912037897201963,12.477397426045405,0,1,0.66054533296755991,5.4392832407410587,0,1,20.150806240413274,"PASS",1,null,"ImeEgsd107",null,69039.294794903821,0,0.66054533296755991,"FAIL",0,1,null,null,0.48074552878949856,null,-1098.574718537797,"NO",0,null,7.4389999999999992,5.9600000000000009,6.2474711356919013,13.13,13.290000000000001,14.852837601175882,null,-23339.775580208403,null,-2828.6706233474833,null,0,null,0,null,-1098.574718537797,null,-1098.574718537797,-3.5342189530800625,null,"ImeEgsd107",null,"Metal Products and Machinery","VFD on Air Compressor"]
[156,"ImeNgsd107",0.98603092133998871,8348.9641729365176,0,4664.7021484375,0,0,44974.312548686328,18458.40625,3605.0333300961825,0,0,null,68097.421469637557,3605.0333300961825,8269.7353095470608,null,33235.238220224281,7340.0348784200078,0,4406.1622744788092,72644.325674857319,0,null,44981.43359375,72644.328125,null,-23115.987353373828,36711.698115216321,69039.294794903821,null,0.70912037897201963,12.477397426045405,0,1,0.66054533296755991,5.4392832407410587,0,1,20.150806240413274,"PASS",1,null,"ImeNgsd107",null,69039.294794903821,0,0.66054533296755991,"FAIL",0,1,null,null,0.48074552878949856,null,-1098.574718537797,"NO",0,null,7.4389999999999992,5.9600000000000009,6.2474711356919013,13.13,13.290000000000001,14.852837601175882,null,-23339.775580208403,null,-2828.6706233474833,null,0,null,0,null,-1098.574718537797,null,-1098.574718537797,-3.5342189530800625,null,"ImeNgsd107",null,"Metal Products and Machinery","VFD on Air Compressor"]
[157,"ImiEgsd107",0.98603092133998871,8348.9641729365176,0,4664.7021484375,0,0,44974.312548686328,18458.40625,3661.3634635109888,0,0,null,68097.421469637557,3661.3634635109888,8326.0654429618662,null,33235.238220224281,7340.0348784200078,0,4406.1622744788092,72644.325674857319,0,null,44981.43359375,72644.328125,null,-23115.987353373828,36655.367981801508,68982.964661489008,null,0.70912037897201963,12.285432474004093,0,1,0.66054533296755991,5.4024836807913799,0,1,19.84078577529127,"PASS",1,null,"ImiEgsd107",null,68982.964661489008,0,0.66054533296755991,"FAIL",0,1,null,null,0.48825735590833291,null,-1093.7177367009592,"NO",0,null,7.4389999999999992,5.9600000000000009,6.2474711356919013,13.13,13.290000000000001,14.852837601175882,null,-23339.775580208403,null,-2828.6706233474833,null,0,null,0,null,-1093.7177367009592,null,-1093.7177367009592,-3.4644601087281628,null,"ImiEgsd107",null,"Miscellaneous Manufacturing","VFD on Air Compressor"]
[158,"ImiNgsd107",0.98603092133998871,8348.9641729365176,0,4664.7021484375,0,0,44974.312548686328,18458.40625,3661.3634635109888,0,0,null,68097.421469637557,3661.3634635109888,8326.0654429618662,null,33235.238220224281,7340.0348784200078,0,4406.1622744788092,72644.325674857319,0,null,44981.43359375,72644.328125,null,-23115.987353373828,36655.367981801508,68982.964661489008,null,0.70912037897201963,12.285432474004093,0,1,0.66054533296755991,5.4024836807913799,0,1,19.84078577529127,"PASS",1,null,"ImiNgsd107",null,68982.964661489008,0,0.66054533296755991,"FAIL",0,1,null,null,0.48825735590833291,null,-1093.7177367009592,"NO",0,null,7.4389999999999992,5.9600000000000009,6.2474711356919013,13.13,13.290000000000001,14.852837601175882,null,-23339.775580208403,null,-2828.6706233474833,null,0,null,0,null,-1093.7177367009592,null,-1093.7177367009592,-3.4644601087281628,null,"ImiNgsd107",null,"Miscellaneous Manufacturing","VFD on Air Compressor"]
[159,"IprEgsd107",0.98603092133998871,8348.9641729365176,0,4664.7021484375,0,0,44974.312548686328,18458.40625,3605.0333300961825,0,0,null,68097.421469637557,3605.0333300961825,8269.7353095470608,null,33235.238220224281,7340.0348784200078,0,4406.1622744788092,72644.325674857319,0,null,44981.43359375,72644.328125,null,-23115.987353373828,36711.698115216321,69039.294794903821,null,0.70912037897201963,12.477397426045405,0,1,0.66054533296755991,5.4392832407410587,0,1,20.150806240413274,"PASS",1,null,"IprEgsd107",null,69039.294794903821,0,0.66054533296755991,"FAIL",0,1,null,null,0.48074552878949856,null,-1098.574718537797,"NO",0,null,7.4389999999999992,5.9600000000000009,6.2474711356919013,13.13,13.290000000000001,14.852837601175882,null,-23339.775580208403,null,-2828.6706233474833,null,0,null,0,null,-1098.574718537797,null,-1098.574718537797,-3.5342189530800625,null,"IprEgsd107",null,"Primary Resources Industries","VFD on Air Compressor"]
[160,"IprNgsd107",0.98603092133998871,8348.9641729365176,0,4664.7021484375,0,0,44974.312548686328,18458.40625,3605.0333300961825,0,0,null,68097.421469637557,3605.0333300961825,8269.7353095470608,null,33235.238220224281,7340.0348784200078,0,4406.1622744788092,72644.325674857319,0,null,44981.43359375,72644.328125,null,-23115.987353373828,36711.698115216321,69039.294794903821,null,0.70912037897201963,12.477397426045405,0,1,0.66054533296755991,5.4392832407410587,0,1,20.150806240413274,"PASS",1,null,"IprNgsd107",null,69039.294794903821,0,0.66054533296755991,"FAIL",0,1,null,null,0.48074552878949856,null,-1098.574718537797,"NO",0,null,7.4389999999999992,5.9600000000000009,6.2474711356919013,13.13,13.290000000000001,14.852837601175882,null,-23339.775580208403,null,-2828.6706233474833,null,0,null,0,null,-1098.574718537797,null,-1098.574718537797,-3.5342189530800625,null,"IprNgsd107",null,"Primary Resources Industries","VFD on Air Compressor"]
[161,"IstEgsd107",0.98603092133998871,8348.9641729365176,0,4664.7021484375,0,0,44974.312548686328,18458.40625,3605.0333300961825,0,0,null,68097.421469637557,3605.0333300961825,8269.7353095470608,null,33235.238220224281,7340.0348784200078,0,4406.1622744788092,72644.325674857319,0,null,44981.43359375,72644.328125,null,-23115.987353373828,36711.698115216321,69039.294794903821,null,0.70912037897201963,12.477397426045405,0,1,0.66054533296755991,5.4392832407410587,0,1,20.150806240413274,"PASS",1,null,"IstEgsd107",null,69039.294794903821,0,0.66054533296755991,"FAIL",0,1,null,null,0.48074552878949856,null,-1098.574718537797,"NO",0,null,7.4389999999999992,5.9600000000000009,6.2474711356919013,13.13,13.290000000000001,14.852837601175882,null,-23339.775580208403,null,-2828.6706233474833,null,0,null,0,null,-1098.574718537797,null,-1098.574718537797,-3.5342189530800625,null,"IstEgsd107",null,"Stone/Clay/Glass/Concrete","VFD on Air Compressor"]
[162,"IstNgsd107",0.98603092133998871,8348.9641729365176,0,4664.7021484375,0,0,44974.312548686328,18458.40625,3605.0333300961825,0,0,null,68097.421469637557,3605.0333300961825,8269.7353095470608,null,33235.238220224281,7340.0348784200078,0,4406.1622744788092,72644.325674857319,0,null,44981.43359375,72644.328125,null,-23115.987353373828,36711.698115216321,69039.294794903821,null,0.70912037897201963,12.477397426045405,0,1,0.66054533296755991,5.4392832407410587,0,1,20.150806240413274,"PASS",1,null,"IstNgsd107",null,69039.294794903821,0,0.66054533296755991,"FAIL",0,1,null,null,0.48074552878949856,null,-1098.574718537797,"NO",0,null,7.4389999999999992,5.9600000000000009,6.2474711356919013,13.13,13.290000000000001,14.852837601175882,null,-23339.775580208403,null,-2828.6706233474833,null,0,null,0,null,-1098.574718537797,null,-1098.574718537797,-3.5342189530800625,null,"IstNgsd107",null,"Stone/Clay/Glass/Concrete","VFD on Air Compressor"]
[163,"IteEgsd107",0.98603092133998871,8348.9641729365176,0,4664.7021484375,0,0,44974.312548686328,18458.40625,3605.0333300961825,0,0,null,68097.421469637557,3605.0333300961825,8269.7353095470608,null,33235.238220224281,7340.0348784200078,0,4406.1622744788092,72644.325674857319,0,null,44981.43359375,72644.328125,null,-23115.987353373828,36711.698115216321,69039.294794903821,null,0.70912037897201963,12.477397426045405,0,1,0.66054533296755991,5.4392832407410587,0,1,20.150806240413274,"PASS",1,null,"IteEgsd107",null,69039.294794903821,0,0.66054533296755991,"FAIL",0,1,null,null,0.48074552878949856,null,-1098.574718537797,"NO",0,null,7.4389999999999992,5.9600000000000009,6.2474711356919013,13.13,13.290000000000001,14.852837601175882,null,-23339.775580208403,null,-2828.6706233474833,null,0,null,0,null,-1098.574718537797,null,-1098.574718537797,-3.5342189530800625,null,"IteEgsd107",null,"Textiles and Leather","VFD on Air Compressor"]
[164,"IteNgsd107",0.98603092133998871,8348.9641729365176,0,4664.7021484375,0,0,44974.312548686328,18458.40625,3605.0333300961825,0,0,null,68097.421469637557,3605.0333300961825,8269.7353095470608,null,33235.238220224281,7340.0348784200078,0,4406.1622744788092,72644.325674857319,0,null,44981.43359375,72644.328125,null,-23115.987353373828,36711.698115216321,69039.294794903821,null,0.70912037897201963,12.477397426045405,0,1,0.66054533296755991,5.4392832407410587,0,1,20.150806240413274,"PASS",1,null,"IteNgsd107",null,69039.294794903821,0,0.66054533296755991,"FAIL",0,1,null,null,0.48074552878949856,null,-1098.574718537797,"NO",0,null,7.4389999999999992,5.9600000000000009,6.2474711356919013,13.13,13.290000000000001,14.852837601175882,null,-23339.775580208403,null,-2828.6706233474833,null,0,null,0,null,-1098.574718537797,null,-1098.574718537797,-3.5342189530800625,null,"IteNgsd107",null,"Textiles and Leather","VFD on Air Compressor"]
[165,"ItrEgsd107",0.98603092133998871,8348.9641729365176,0,4664.7021484375,0,0,44974.312548686328,18458.40625,3719.4795517444704,0,0,null,68097.421469637557,3719.4795517444704,8384.1815311953487,null,33235.238220224281,7340.0348784200078,0,4406.1622744788092,72644.325674857319,0,null,44981.43359375,72644.328125,null,-23115.987353373828,36597.251893568027,68924.848573255527,null,0.70912037897201963,12.093475167151622,0,1,0.66054533296755991,5.3650356352336352,0,1,19.530777657032456,"PASS",1,null,"ItrEgsd107",null,68924.848573255527,0,0.66054533296755991,"FAIL",0,1,null,null,0.49600735291971176,null,-1088.7067594614223,"NO",0,null,7.4389999999999992,5.9600000000000009,6.2474711356919013,13.13,13.290000000000001,14.852837601175882,null,-23339.775580208403,null,-2828.6706233474833,null,0,null,0,null,-1088.7067594614223,null,-1088.7067594614223,-3.3947039805248296,null,"ItrEgsd107",null,"Transportation Equipment","VFD on Air Compressor"]
[166,"ItrNgsd107",0.98603092133998871,8348.9641729365176,0,4664.7021484375,0,0,44974.312548686328,18458.40625,3719.4795517444704,0,0,null,68097.421469637557,3719.4795517444704,8384.1815311953487,null,33235.238220224281,7340.0348784200078,0,4406.1622744788092,72644.325674857319,0,null,44981.43359375,72644.328125,null,-23115.987353373828,36597.251893568027,68924.848573255527,null,0.70912037897201963,12.093475167151622,0,1,0.66054533296755991,5.3650356352336352,0,1,19.530777657032456,"PASS",1,null,"ItrNgsd107",null,68924.848573255527,0,0.66054533296755991,"FAIL",0,1,null,null,0.49600735291971176,null,-1088.7067594614223,"NO",0,null,7.4389999999999992,5.9600000000000009,6.2474711356919013,13.13,13.290000000000001,14.852837601175882,null,-23339.775580208403,null,-2828.6706233474833,null,0,null,0,null,-1088.7067594614223,null,-1088.7067594614223,-3.3947039805248296,null,"ItrNgsd107",null,"Transportation Equipment","VFD on Air Compressor"]
[167,"IwaEgsd107",0.98533076643943773,8329.1060426051008,0,4653.60693359375,0,0,44867.340505010172,18458.40625,3596.4589065057799,0,0,null,67979.354278982457,3596.4589065057799,8250.065738977708,null,33164.395208091366,7334.8229106418003,0,4394.6034241054613,72515.443694524685,0,null,44893.8203125,72515.4453125,null,-23085.533376103922,36643.754472400469,68918.986405994219,null,0.70893471633554983,12.482784171755656,0,1,0.66040375314756794,5.4416317618088721,0,1,20.163012340089271,"PASS",1,null,"IwaEgsd107",null,68918.986405994219,0,0.66040375314756794,"FAIL",0,1,null,null,0.48044463011472222,null,-1096.7648341119459,"NO",0,null,7.4389999999999992,5.9600000000000009,6.2474711356919013,13.13,13.290000000000001,14.852837601175882,null,-23308.885715967099,null,-2824.9269176191106,null,0,null,0,null,-1096.7648341119459,null,-1096.7648341119459,-3.5368087726598305,null,"IwaEgsd107",null,"Water and Wastewater","VFD on Air Compressor"]
[168,"IwaNgsd107",0.98533076643943773,8329.1060426051008,0,4653.60693359375,0,0,44867.340505010172,18458.40625,3596.4589065057799,0,0,null,67979.354278982457,3596.4589065057799,8250.065738977708,null,33164.395208091366,7334.8229106418003,0,4394.6034241054613,72515.443694524685,0,null,44893.8203125,72515.4453125,null,-23085.533376103922,36643.754472400469,68918.986405994219,null,0.70893471633554983,12.482784171755656,0,1,0.66040375314756794,5.4416317618088721,0,1,20.163012340089271,"PASS",1,null,"IwaNgsd107",null,68918.986405994219,0,0.66040375314756794,"FAIL",0,1,null,null,0.48044463011472222,null,-1096.7648341119459,"NO",0,null,7.4389999999999992,5.9600000000000009,6.2474711356919013,13.13,13.290000000000001,14.852837601175882,null,-23308.885715967099,null,-2824.9269176191106,null,0,null,0,null,-1096.7648341119459,null,-1096.7648341119459,-3.5368087726598305,null,"IwaNgsd107",null,"Water and Wastewater","VFD on Air Compressor"]
[169,"IagEgsd108",0.98603092133998871,8348.9641729365176,0,9866.7470703125,0,0,44974.312548686328,18458.40625,2431.009582167042,0,0,null,73299.466665932487,2431.009582167042,12297.756757912912,null,33235.238220224281,7340.0348784200078,0,4406.1622744788092,72644.325674857319,0,null,44981.43359375,72644.328125,null,-28318.032275248828,32683.67694127046,70213.31854283296,null,0.70912037897201963,18.503190577164574,0,1,0.61366659443523153,3.6576942335804468,0,1,29.882370130455698,"PASS",1,null,"IagEgsd108",null,70213.31854283296,0,0.61366659443523153,"FAIL",0,1,null,null,0.15326483130085117,null,-1310.3165190951281,"NO",0,null,7.4389999999999992,5.9600000000000009,6.2474711356919013,13.13,13.290000000000001,14.852837601175882,null,-28541.820502083403,null,-2525.3365890971741,null,0,null,0,null,-1310.3165190951281,null,-1310.3165190951281,-13.222476674815193,null,"IagEgsd108",null,"Agriculture and Assembly","Dew Point Sensor Control for Dessicant CA Dryer"]
[170,"IagNgsd108",0.98603092133998871,8348.9641729365176,0,9866.7470703125,0,0,44974.312548686328,18458.40625,2431.009582167042,0,0,null,73299.466665932487,2431.009582167042,12297.756757912912,null,33235.238220224281,7340.0348784200078,0,4406.1622744788092,72644.325674857319,0,null,44981.43359375,72644.328125,null,-28318.032275248828,32683.67694127046,70213.31854283296,null,0.70912037897201963,18.503190577164574,0,1,0.61366659443523153,3.6576942335804468,0,1,29.882370130455698,"PASS",1,null,"IagNgsd108",null,70213.31854283296,0,0.61366659443523153,"FAIL",0,1,null,null,0.15326483130085117,null,-1310.3165190951281,"NO",0,null,7.4389999999999992,5.9600000000000009,6.2474711356919013,13.13,13.290000000000001,14.852837601175882,null,-28541.820502083403,null,-2525.3365890971741,null,0,null,0,null,-1310.3165190951281,null,-1310.3165190951281,-13.222476674815193,null,"IagNgsd108",null,"Agriculture and Assembly","Dew Point Sensor Control for Dessicant CA Dryer"]
[171,"IchEgsd108",0.98603092133998871,8348.9641729365176,0,9866.7470703125,0,0,44974.312548686328,18458.40625,2431.009582167042,0,0,null,73299.466665932487,2431.009582167042,12297.756757912912,null,33235.238220224281,7340.0348784200078,0,4406.1622744788092,72644.325674857319,0,null,44981.43359375,72644.328125,null,-28318.032275248828,32683.67694127046,70213.31854283296,null,0.70912037897201963,18.503190577164574,0,1,0.61366659443523153,3.6576942335804468,0,1,29.882370130455698,"PASS",1,null,"IchEgsd108",null,70213.31854283296,0,0.61366659443523153,"FAIL",0,1,null,null,0.15326483130085117,null,-1310.3165190951281,"NO",0,null,7.4389999999999992,5.9600000000000009,6.2474711356919013,13.13,13.290000000000001,14.852837601175882,null,-28541.820502083403,null,-2525.3365890971741,null,0,null,0,null,-1310.3165190951281,null,-1310.3165190951281,-13.222476674815193,null,"IchEgsd108",null,"Chemicals and Plastics","Dew Point Sensor Control for Dessicant CA Dryer"]
[172,"IchNgsd108",0.98603092133998871,8348.9641729365176,0,9866.7470703125,0,0,44974.312548686328,18458.40625,2431.009582167042,0,0,null,73299.466665932487,2431.009582167042,12297.756757912912,null,33235.238220224281,7340.0348784200078,0,4406.1622744788092,72644.325674857319,0,null,44981.43359375,72644.328125,null,-28318.032275248828,32683.67694127046,70213.31854283296,null,0.70912037897201963,18.503190577164574,0,1,0.61366659443523153,3.6576942335804468,0,1,29.882370130455698,"PASS",1,null,"IchNgsd108",null,70213.31854283296,0,0.61366659443523153,"FAIL",0,1,null,null,0.15326483130085117,null,-1310.3165190951281,"NO",0,null,7.4389999999999992,5.9600000000000009,6.2474711356919013,13.13,13.290000000000001,14.852837601175882,null,-28541.820502083403,null,-2525.3365890971741,null,0,null,0,null,-1310.3165190951281,null,-1310.3165190951281,-13.222476674815193,null,"IchNgsd108",null,"Chemicals and Plastics","Dew Point Sensor Control for Dessicant CA Dryer"]
[173,"IcoEgsd108",0.98603092133998871,8348.9641729365176,0,9866.7470703125,0,0,44974.312548686328,18458.40625,2431.009582167042,0,0,null,73299.466665932487,2431.009582167042,12297.756757912912,null,33235.238220224281,7340.0348784200078,0,4406.1622744788092,72644.325674857319,0,null,44981.43359375,72644.328125,null,-28318.032275248828,32683.67694127046,70213.31854283296,null,0.70912037897201963,18.503190577164574,0,1,0.61366659443523153,3.6576942335804468,0,1,29.882370130455698,"PASS",1,null,"IcoEgsd108",null,70213.31854283296,0,0.61366659443523153,"FAIL",0,1,null,null,0.15326483130085117,null,-1310.3165190951281,"NO",0,null,7.4389999999999992,5.9600000000000009,6.2474711356919013,13.13,13.290000000000001,14.852837601175882,null,-28541.820502083403,null,-2525.3365890971741,null,0,null,0,null,-1310.3165190951281,null,-1310.3165190951281,-13.222476674815193,null,"IcoEgsd108",null,"Construction","Dew Point Sensor Control for Dessicant CA Dryer"]
[174,"IcoNgsd108",0.98603092133998871,8348.9641729365176,0,9866.7470703125,0,0,44974.312548686328,18458.40625,2431.009582167042,0,0,null,73299.466665932487,2431.009582167042,12297.756757912912,null,33235.238220224281,7340.0348784200078,0,4406.1622744788092,72644.325674857319,0,null,44981.43359375,72644.328125,null,-28318.032275248828,32683.67694127046,70213.31854283296,null,0.70912037897201963,18.503190577164574,0,1,0.61366659443523153,3.6576942335804468,0,1,29.882370130455698,"PASS",1,null,"IcoNgsd108",null,70213.31854283296,0,0.61366659443523153,"FAIL",0,1,null,null,0.15326483130085117,null,-1310.3165190951281,"NO",0,null,7.4389999999999992,5.9600000000000009,6.2474711356919013,13.13,13.290000000000001,14.852837601175882,null,-28541.820502083403,null,-2525.3365890971741,null,0,null,0,null,-1310.3165190951281,null,-1310.3165190951281,-13.222476674815193,null,"IcoNgsd108",null,"Construction","Dew Point Sensor Control for Dessicant CA Dryer"]
[175,"IelEgsd108",0.98603092133998871,8348.9641729365176,0,9866.7470703125,0,0,44974.312548686328,18458.40625,2431.009582167042,0,0,null,73299.466665932487,2431.009582167042,12297.756757912912,null,33235.238220224281,7340.0348784200078,0,4406.1622744788092,72644.325674857319,0,null,44981.43359375,72644.328125,null,-28318.032275248828,32683.67694127046,70213.31854283296,null,0.70912037897201963,18.503190577164574,0,1,0.61366659443523153,3.6576942335804468,0,1,29.882370130455698,"PASS",1,null,"IelEgsd108",null,70213.31854283296,0,0.61366659443523153,"FAIL",0,1,null,null,0.15326483130085117,null,-1310.3165190951281,"NO",0,null,7.4389999999999992,5.9600000000000009,6.2474711356919013,13.13,13.290000000000001,14.852837601175882,null,-28541.820502083403,null,-2525.3365890971741,null,0,null,0,null,-1310.3165190951281,null,-1310.3165190951281,-13.222476674815193,null,"IelEgsd108",null,"Electrical and Electronic Equip.","Dew Point Sensor Control for Dessicant CA Dryer"]
[176,"IelNgsd108",0.98603092133998871,8348.9641729365176,0,9866.7470703125,0,0,44974.312548686328,18458.40625,2431.009582167042,0,0,null,73299.466665932487,2431.009582167042,12297.756757912912,null,33235.238220224281,7340.0348784200078,0,4406.1622744788092,72644.325674857319,0,null,44981.43359375,72644.328125,null,-28318.032275248828,32683.67694127046,70213.31854283296,null,0.70912037897201963,18.503190577164574,0,1,0.61366659443523153,3.6576942335804468,0,1,29.882370130455698,"PASS",1,null,"IelNgsd108",null,70213.31854283296,0,0.61366659443523153,"FAIL",0,1,null,null,0.15326483130085117,null,-1310.3165190951281,"NO",0,null,7.4389999999999992,5.9600000000000009,6.2474711356919013,13.13,13.290000000000001,14.852837601175882,null,-28541.820502083403,null,-2525.3365890971741,null,0,null,0,null,-1310.3165190951281,null,-1310.3165190951281,-13.222476674815193,null,"IelNgsd108",null,"Electrical and Electronic Equip.","Dew Point Sensor Control for Dessicant CA Dryer"]
[177,"IluEgsd108",0.98603092133998871,8348.9641729365176,0,9866.7470703125,0,0,44974.312548686328,18458.40625,2528.2499355081059,0,0,null,73299.466665932487,2528.2499355081059,12394.997111253975,null,33235.238220224281,7340.0348784200078,0,4406.1622744788092,72644.325674857319,0,null,44981.43359375,72644.328125,null,-28318.032275248828,32586.436587929395,70116.078189491891,null,0.70912037897201963,17.791529611849874,0,1,0.61366659443523153,3.6289991496268232,0,1,28.733048542687126,"PASS",1,null,"IluEgsd108",null,70116.078189491891,0,0.61366659443523153,"FAIL",0,1,null,null,0.15939542455288522,null,-1306.3526126309457,"NO",0,null,7.4389999999999992,5.9600000000000009,6.2474711356919013,13.13,13.290000000000001,14.852837601175882,null,-28541.820502083403,null,-2525.3365890971741,null,0,null,0,null,-1306.3526126309457,null,-1306.3526126309457,-12.675458341168456,null,"IluEgsd108",null,"Lumber/Furniture/Pulp/Paper","Dew Point Sensor Control for Dessicant CA Dryer"]
[178,"IluNgsd108",0.98603092133998871,8348.9641729365176,0,9866.7470703125,0,0,44974.312548686328,18458.40625,2528.2499355081059,0,0,null,73299.466665932487,2528.2499355081059,12394.997111253975,null,33235.238220224281,7340.0348784200078,0,4406.1622744788092,72644.325674857319,0,null,44981.43359375,72644.328125,null,-28318.032275248828,32586.436587929395,70116.078189491891,null,0.70912037897201963,17.791529611849874,0,1,0.61366659443523153,3.6289991496268232,0,1,28.733048542687126,"PASS",1,null,"IluNgsd108",null,70116.078189491891,0,0.61366659443523153,"FAIL",0,1,null,null,0.15939542455288522,null,-1306.3526126309457,"NO",0,null,7.4389999999999992,5.9600000000000009,6.2474711356919013,13.13,13.290000000000001,14.852837601175882,null,-28541.820502083403,null,-2525.3365890971741,null,0,null,0,null,-1306.3526126309457,null,-1306.3526126309457,-12.675458341168456,null,"IluNgsd108",null,"Lumber/Furniture/Pulp/Paper","Dew Point Sensor Control for Dessicant CA Dryer"]
[179,"ImeEgsd108",0.98603092133998871,8348.9641729365176,0,9866.7470703125,0,0,44974.312548686328,18458.40625,2431.009582167042,0,0,null,73299.466665932487,2431.009582167042,12297.756757912912,null,33235.238220224281,7340.0348784200078,0,4406.1622744788092,72644.325674857319,0,null,44981.43359375,72644.328125,null,-28318.032275248828,32683.67694127046,70213.31854283296,null,0.70912037897201963,18.503190577164574,0,1,0.61366659443523153,3.6576942335804468,0,1,29.882370130455698,"PASS",1,null,"ImeEgsd108",null,70213.31854283296,0,0.61366659443523153,"FAIL",0,1,null,null,0.15326483130085117,null,-1310.3165190951281,"NO",0,null,7.4389999999999992,5.9600000000000009,6.2474711356919013,13.13,13.290000000000001,14.852837601175882,null,-28541.820502083403,null,-2525.3365890971741,null,0,null,0,null,-1310.3165190951281,null,-1310.3165190951281,-13.222476674815193,null,"ImeEgsd108",null,"Metal Products and Machinery","Dew Point Sensor Control for Dessicant CA Dryer"]
[180,"ImeNgsd108",0.98603092133998871,8348.9641729365176,0,9866.7470703125,0,0,44974.312548686328,18458.40625,2431.009582167042,0,0,null,73299.466665932487,2431.009582167042,12297.756757912912,null,33235.238220224281,7340.0348784200078,0,4406.1622744788092,72644.325674857319,0,null,44981.43359375,72644.328125,null,-28318.032275248828,32683.67694127046,70213.31854283296,null,0.70912037897201963,18.503190577164574,0,1,0.61366659443523153,3.6576942335804468,0,1,29.882370130455698,"PASS",1,null,"ImeNgsd108",null,70213.31854283296,0,0.61366659443523153,"FAIL",0,1,null,null,0.15326483130085117,null,-1310.3165190951281,"NO",0,null,7.4389999999999992,5.9600000000000009,6.2474711356919013,13.13,13.290000000000001,14.852837601175882,null,-28541.820502083403,null,-2525.3365890971741,null,0,null,0,null,-1310.3165190951281,null,-1310.3165190951281,-13.222476674815193,null,"ImeNgsd108",null,"Metal Products and Machinery","Dew Point Sensor Control for Dessicant CA Dryer"]
[181,"ImiEgsd108",0.98603092133998871,8348.9641729365176,0,9866.7470703125,0,0,44974.312548686328,18458.40625,2468.9941039640275,0,0,null,73299.466665932487,2468.9941039640275,12335.74127970989,null,33235.238220224281,7340.0348784200078,0,4406.1622744788092,72644.325674857319,0,null,44981.43359375,72644.328125,null,-28318.032275248828,32645.692419473475,70175.334021035975,null,0.70912037897201963,18.218526128325401,0,1,0.61366659443523153,3.6464313702973015,0,1,29.422641394067259,"PASS",1,null,"ImiEgsd108",null,70175.334021035975,0,0.61366659443523153,"FAIL",0,1,null,null,0.15565959428992698,null,-1308.768118132557,"NO",0,null,7.4389999999999992,5.9600000000000009,6.2474711356919013,13.13,13.290000000000001,14.852837601175882,null,-28541.820502083403,null,-2525.3365890971741,null,0,null,0,null,-1308.768118132557,null,-1308.768118132557,-13.003669341356497,null,"ImiEgsd108",null,"Miscellaneous Manufacturing","Dew Point Sensor Control for Dessicant CA Dryer"]
[182,"ImiNgsd108",0.98603092133998871,8348.9641729365176,0,9866.7470703125,0,0,44974.312548686328,18458.40625,2468.9941039640275,0,0,null,73299.466665932487,2468.9941039640275,12335.74127970989,null,33235.238220224281,7340.0348784200078,0,4406.1622744788092,72644.325674857319,0,null,44981.43359375,72644.328125,null,-28318.032275248828,32645.692419473475,70175.334021035975,null,0.70912037897201963,18.218526128325401,0,1,0.61366659443523153,3.6464313702973015,0,1,29.422641394067259,"PASS",1,null,"ImiNgsd108",null,70175.334021035975,0,0.61366659443523153,"FAIL",0,1,null,null,0.15565959428992698,null,-1308.768118132557,"NO",0,null,7.4389999999999992,5.9600000000000009,6.2474711356919013,13.13,13.290000000000001,14.852837601175882,null,-28541.820502083403,null,-2525.3365890971741,null,0,null,0,null,-1308.768118132557,null,-1308.768118132557,-13.003669341356497,null,"ImiNgsd108",null,"Miscellaneous Manufacturing","Dew Point Sensor Control for Dessicant CA Dryer"]
[183,"IprEgsd108",0.98603092133998871,8348.9641729365176,0,9866.7470703125,0,0,44974.312548686328,18458.40625,2431.009582167042,0,0,null,73299.466665932487,2431.009582167042,12297.756757912912,null,33235.238220224281,7340.0348784200078,0,4406.1622744788092,72644.325674857319,0,null,44981.43359375,72644.328125,null,-28318.032275248828,32683.67694127046,70213.31854283296,null,0.70912037897201963,18.503190577164574,0,1,0.61366659443523153,3.6576942335804468,0,1,29.882370130455698,"PASS",1,null,"IprEgsd108",null,70213.31854283296,0,0.61366659443523153,"FAIL",0,1,null,null,0.15326483130085117,null,-1310.3165190951281,"NO",0,null,7.4389999999999992,5.9600000000000009,6.2474711356919013,13.13,13.290000000000001,14.852837601175882,null,-28541.820502083403,null,-2525.3365890971741,null,0,null,0,null,-1310.3165190951281,null,-1310.3165190951281,-13.222476674815193,null,"IprEgsd108",null,"Primary Resources Industries","Dew Point Sensor Control for Dessicant CA Dryer"]
[184,"IprNgsd108",0.98603092133998871,8348.9641729365176,0,9866.7470703125,0,0,44974.312548686328,18458.40625,2431.009582167042,0,0,null,73299.466665932487,2431.009582167042,12297.756757912912,null,33235.238220224281,7340.0348784200078,0,4406.1622744788092,72644.325674857319,0,null,44981.43359375,72644.328125,null,-28318.032275248828,32683.67694127046,70213.31854283296,null,0.70912037897201963,18.503190577164574,0,1,0.61366659443523153,3.6576942335804468,0,1,29.882370130455698,"PASS",1,null,"IprNgsd108",null,70213.31854283296,0,0.61366659443523153,"FAIL",0,1,null,null,0.15326483130085117,null,-1310.3165190951281,"NO",0,null,7.4389999999999992,5.9600000000000009,6.2474711356919013,13.13,13.290000000000001,14.852837601175882,null,-28541.820502083403,null,-2525.3365890971741,null,0,null,0,null,-1310.3165190951281,null,-1310.3165190951281,-13.222476674815193,null,"IprNgsd108",null,"Primary Resources Industries","Dew Point Sensor Control for Dessicant CA Dryer"]
[185,"IstEgsd108",0.98603092133998871,8348.9641729365176,0,9866.7470703125,0,0,44974.312548686328,18458.40625,2431.009582167042,0,0,null,73299.466665932487,2431.009582167042,12297.756757912912,null,33235.238220224281,7340.0348784200078,0,4406.1622744788092,72644.325674857319,0,null,44981.43359375,72644.328125,null,-28318.032275248828,32683.67694127046,70213.31854283296,null,0.70912037897201963,18.503190577164574,0,1,0.61366659443523153,3.6576942335804468,0,1,29.882370130455698,"PASS",1,null,"IstEgsd108",null,70213.31854283296,0,0.61366659443523153,"FAIL",0,1,null,null,0.15326483130085117,null,-1310.3165190951281,"NO",0,null,7.4389999999999992,5.9600000000000009,6.2474711356919013,13.13,13.290000000000001,14.852837601175882,null,-28541.820502083403,null,-2525.3365890971741,null,0,null,0,null,-1310.3165190951281,null,-1310.3165190951281,-13.222476674815193,null,"IstEgsd108",null,"Stone/Clay/Glass/Concrete","Dew Point Sensor Control for Dessicant CA Dryer"]
[186,"IstNgsd108",0.98603092133998871,8348.9641729365176,0,9866.7470703125,0,0,44974.312548686328,18458.40625,2431.009582167042,0,0,null,73299.466665932487,2431.009582167042,12297.756757912912,null,33235.238220224281,7340.0348784200078,0,4406.1622744788092,72644.325674857319,0,null,44981.43359375,72644.328125,null,-28318.032275248828,32683.67694127046,70213.31854283296,null,0.70912037897201963,18.503190577164574,0,1,0.61366659443523153,3.6576942335804468,0,1,29.882370130455698,"PASS",1,null,"IstNgsd108",null,70213.31854283296,0,0.61366659443523153,"FAIL",0,1,null,null,0.15326483130085117,null,-1310.3165190951281,"NO",0,null,7.4389999999999992,5.9600000000000009,6.2474711356919013,13.13,13.290000000000001,14.852837601175882,null,-28541.820502083403,null,-2525.3365890971741,null,0,null,0,null,-1310.3165190951281,null,-1310.3165190951281,-13.222476674815193,null,"IstNgsd108",null,"Stone/Clay/Glass/Concrete","Dew Point Sensor Control for Dessicant CA Dryer"]
[187,"IteEgsd108",0.98603092133998871,8348.9641729365176,0,9866.7470703125,0,0,44974.312548686328,18458.40625,2431.009582167042,0,0,null,73299.466665932487,2431.009582167042,12297.756757912912,null,33235.238220224281,7340.0348784200078,0,4406.1622744788092,72644.325674857319,0,null,44981.43359375,72644.328125,null,-28318.032275248828,32683.67694127046,70213.31854283296,null,0.70912037897201963,18.503190577164574,0,1,0.61366659443523153,3.6576942335804468,0,1,29.882370130455698,"PASS",1,null,"IteEgsd108",null,70213.31854283296,0,0.61366659443523153,"FAIL",0,1,null,null,0.15326483130085117,null,-1310.3165190951281,"NO",0,null,7.4389999999999992,5.9600000000000009,6.2474711356919013,13.13,13.290000000000001,14.852837601175882,null,-28541.820502083403,null,-2525.3365890971741,null,0,null,0,null,-1310.3165190951281,null,-1310.3165190951281,-13.222476674815193,null,"IteEgsd108",null,"Textiles and Leather","Dew Point Sensor Control for Dessicant CA Dryer"]
[188,"IteNgsd108",0.98603092133998871,8348.9641729365176,0,9866.7470703125,0,0,44974.312548686328,18458.40625,2431.009582167042,0,0,null,73299.466665932487,2431.009582167042,12297.756757912912,null,33235.238220224281,7340.0348784200078,0,4406.1622744788092,72644.325674857319,0,null,44981.43359375,72644.328125,null,-28318.032275248828,32683.67694127046,70213.31854283296,null,0.70912037897201963,18.503190577164574,0,1,0.61366659443523153,3.6576942335804468,0,1,29.882370130455698,"PASS",1,null,"IteNgsd108",null,70213.31854283296,0,0.61366659443523153,"FAIL",0,1,null,null,0.15326483130085117,null,-1310.3165190951281,"NO",0,null,7.4389999999999992,5.9600000000000009,6.2474711356919013,13.13,13.290000000000001,14.852837601175882,null,-28541.820502083403,null,-2525.3365890971741,null,0,null,0,null,-1310.3165190951281,null,-1310.3165190951281,-13.222476674815193,null,"IteNgsd108",null,"Textiles and Leather","Dew Point Sensor Control for Dessicant CA Dryer"]
[189,"ItrEgsd108",0.98603092133998871,8348.9641729365176,0,9866.7470703125,0,0,44974.312548686328,18458.40625,2508.1844984498134,0,0,null,73299.466665932487,2508.1844984498134,12374.931674195677,null,33235.238220224281,7340.0348784200078,0,4406.1622744788092,72644.325674857319,0,null,44981.43359375,72644.328125,null,-28318.032275248828,32606.502024987687,70136.143626550183,null,0.70912037897201963,17.933861572603941,0,1,0.61366659443523153,3.6348834208744516,0,1,28.962912485065559,"PASS",1,null,"ItrEgsd108",null,70136.143626550183,0,0.61366659443523153,"FAIL",0,1,null,null,0.15813038150087821,null,-1307.1705615838721,"NO",0,null,7.4389999999999992,5.9600000000000009,6.2474711356919013,13.13,13.290000000000001,14.852837601175882,null,-28541.820502083403,null,-2525.3365890971741,null,0,null,0,null,-1307.1705615838721,null,-1307.1705615838721,-12.7848620078978,null,"ItrEgsd108",null,"Transportation Equipment","Dew Point Sensor Control for Dessicant CA Dryer"]
[190,"ItrNgsd108",0.98603092133998871,8348.9641729365176,0,9866.7470703125,0,0,44974.312548686328,18458.40625,2508.1844984498134,0,0,null,73299.466665932487,2508.1844984498134,12374.931674195677,null,33235.238220224281,7340.0348784200078,0,4406.1622744788092,72644.325674857319,0,null,44981.43359375,72644.328125,null,-28318.032275248828,32606.502024987687,70136.143626550183,null,0.70912037897201963,17.933861572603941,0,1,0.61366659443523153,3.6348834208744516,0,1,28.962912485065559,"PASS",1,null,"ItrNgsd108",null,70136.143626550183,0,0.61366659443523153,"FAIL",0,1,null,null,0.15813038150087821,null,-1307.1705615838721,"NO",0,null,7.4389999999999992,5.9600000000000009,6.2474711356919013,13.13,13.290000000000001,14.852837601175882,null,-28541.820502083403,null,-2525.3365890971741,null,0,null,0,null,-1307.1705615838721,null,-1307.1705615838721,-12.7848620078978,null,"ItrNgsd108",null,"Transportation Equipment","Dew Point Sensor Control for Dessicant CA Dryer"]
[191,"IwaEgsd108",0.98533076643943773,8329.1060426051008,0,9843.2783203125,0,0,44867.340505010172,18458.40625,2425.2272700887311,0,0,null,73169.026239795669,2425.2272700887311,12268.506063373881,null,33164.395208091366,7334.8229106418003,0,4394.6034241054613,72515.443694524685,0,null,44893.8203125,72515.4453125,null,-28275.204762822672,32625.314722098767,70090.218042411274,null,0.70893471633554983,18.511180731881463,0,1,0.61356318833392653,3.6592737380846549,0,1,29.900474156323874,"PASS",1,null,"IwaEgsd108",null,70090.218042411274,0,0.61356318833392653,"FAIL",0,1,null,null,0.15316890282753939,null,-1308.0030014331969,"NO",0,null,7.4389999999999992,5.9600000000000009,6.2474711356919013,13.13,13.290000000000001,14.852837601175882,null,-28498.557102685856,null,-2521.5087097417077,null,0,null,0,null,-1308.0030014331969,null,-1308.0030014331969,-13.230600157370045,null,"IwaEgsd108",null,"Water and Wastewater","Dew Point Sensor Control for Dessicant CA Dryer"]
[192,"IwaNgsd108",0.98533076643943773,8329.1060426051008,0,9843.2783203125,0,0,44867.340505010172,18458.40625,2425.2272700887311,0,0,null,73169.026239795669,2425.2272700887311,12268.506063373881,null,33164.395208091366,7334.8229106418003,0,4394.6034241054613,72515.443694524685,0,null,44893.8203125,72515.4453125,null,-28275.204762822672,32625.314722098767,70090.218042411274,null,0.70893471633554983,18.511180731881463,0,1,0.61356318833392653,3.6592737380846549,0,1,29.900474156323874,"PASS",1,null,"IwaNgsd108",null,70090.218042411274,0,0.61356318833392653,"FAIL",0,1,null,null,0.15316890282753939,null,-1308.0030014331969,"NO",0,null,7.4389999999999992,5.9600000000000009,6.2474711356919013,13.13,13.290000000000001,14.852837601175882,null,-28498.557102685856,null,-2521.5087097417077,null,0,null,0,null,-1308.0030014331969,null,-1308.0030014331969,-13.230600157370045,null,"IwaNgsd108",null,"Water and Wastewater","Dew Point Sensor Control for Dessicant CA Dryer"]
[193,"IagEgsd109",0.98603092133998871,8348.9641729365176,0,15563.6337890625,0,0,44974.312548686328,18458.40625,58333.798464013416,0,0,null,78996.353493085699,58333.798464013416,73897.432466912476,null,33235.238220224281,7340.0348784200078,0,4406.1622744788092,72644.325674857319,0,null,44981.43359375,72644.328125,null,-34014.918993998828,-28915.998659325909,14310.529660986584,null,0.70912037897201963,0.77110414164953456,0,0,0.56941152496610281,0.60870090099616003,0,0,1.2453214095052436,"PASS",1,null,"IagEgsd109",null,14310.529660986584,0,0.56941152496610281,"FAIL",0,1,null,null,2.3315197589120538,null,98.095103276185597,"YES",1,null,7.4389999999999992,5.9600000000000009,6.2474711356919013,13.13,13.290000000000001,14.852837601175882,null,-34238.707220833407,null,-3029.3884057551541,null,0,null,0,null,98.095103276185597,null,0,0,null,"IagEgsd109",null,"Agriculture and Assembly","Air Compressor Optimization"]
[194,"IagNgsd109",0.98603092133998871,8348.9641729365176,0,15563.6337890625,0,0,44974.312548686328,18458.40625,58333.798464013416,0,0,null,78996.353493085699,58333.798464013416,73897.432466912476,null,33235.238220224281,7340.0348784200078,0,4406.1622744788092,72644.325674857319,0,null,44981.43359375,72644.328125,null,-34014.918993998828,-28915.998659325909,14310.529660986584,null,0.70912037897201963,0.77110414164953456,0,0,0.56941152496610281,0.60870090099616003,0,0,1.2453214095052436,"PASS",1,null,"IagNgsd109",null,14310.529660986584,0,0.56941152496610281,"FAIL",0,1,null,null,2.3315197589120538,null,98.095103276185597,"YES",1,null,7.4389999999999992,5.9600000000000009,6.2474711356919013,13.13,13.290000000000001,14.852837601175882,null,-34238.707220833407,null,-3029.3884057551541,null,0,null,0,null,98.095103276185597,null,0,0,null,"IagNgsd109",null,"Agriculture and Assembly","Air Compressor Optimization"]
[195,"IchEgsd109",0.98603092133998871,8348.9641729365176,0,15563.6337890625,0,0,44974.312548686328,18458.40625,58333.798464013416,0,0,null,78996.353493085699,58333.798464013416,73897.432466912476,null,33235.238220224281,7340.0348784200078,0,4406.1622744788092,72644.325674857319,0,null,44981.43359375,72644.328125,null,-34014.918993998828,-28915.998659325909,14310.529660986584,null,0.70912037897201963,0.77110414164953456,0,0,0.56941152496610281,0.60870090099616003,0,0,1.2453214095052436,"PASS",1,null,"IchEgsd109",null,14310.529660986584,0,0.56941152496610281,"FAIL",0,1,null,null,2.3315197589120538,null,98.095103276185597,"YES",1,null,7.4389999999999992,5.9600000000000009,6.2474711356919013,13.13,13.290000000000001,14.852837601175882,null,-34238.707220833407,null,-3029.3884057551541,null,0,null,0,null,98.095103276185597,null,0,0,null,"IchEgsd109",null,"Chemicals and Plastics","Air Compressor Optimization"]
[196,"IchNgsd109",0.98603092133998871,8348.9641729365176,0,15563.6337890625,0,0,44974.312548686328,18458.40625,58333.798464013416,0,0,null,78996.353493085699,58333.798464013416,73897.432466912476,null,33235.238220224281,7340.0348784200078,0,4406.1622744788092,72644.325674857319,0,null,44981.43359375,72644.328125,null,-34014.918993998828,-28915.998659325909,14310.529660986584,null,0.70912037897201963,0.77110414164953456,0,0,0.56941152496610281,0.60870090099616003,0,0,1.2453214095052436,"PASS",1,null,"IchNgsd109",null,14310.529660986584,0,0.56941152496610281,"FAIL",0,1,null,null,2.3315197589120538,null,98.095103276185597,"YES",1,null,7.4389999999999992,5.9600000000000009,6.2474711356919013,13.13,13.290000000000001,14.852837601175882,null,-34238.707220833407,null,-3029.3884057551541,null,0,null,0,null,98.095103276185597,null,0,0,null,"IchNgsd109",null,"Chemicals and Plastics","Air Compressor Optimization"]
[197,"IcoEgsd109",0.98603092133998871,8348.9641729365176,0,15563.6337890625,0,0,44974.312548686328,18458.40625,58333.798464013416,0,0,null,78996.353493085699,58333.798464013416,73897.432466912476,null,33235.238220224281,7340.0348784200078,0,4406.1622744788092,72644.325674857319,0,null,44981.43359375,72644.328125,null,-34014.918993998828,-28915.998659325909,14310.529660986584,null,0.70912037897201963,0.77110414164953456,0,0,0.56941152496610281,0.60870090099616003,0,0,1.2453214095052436,"PASS",1,null,"IcoEgsd109",null,14310.529660986584,0,0.56941152496610281,"FAIL",0,1,null,null,2.3315197589120538,null,98.095103276185597,"YES",1,null,7.4389999999999992,5.9600000000000009,6.2474711356919013,13.13,13.290000000000001,14.852837601175882,null,-34238.707220833407,null,-3029.3884057551541,null,0,null,0,null,98.095103276185597,null,0,0,null,"IcoEgsd109",null,"Construction","Air Compressor Optimization"]
[198,"IcoNgsd109",0.98603092133998871,8348.9641729365176,0,15563.6337890625,0,0,44974.312548686328,18458.40625,58333.798464013416,0,0,null,78996.353493085699,58333.798464013416,73897.432466912476,null,33235.238220224281,7340.0348784200078,0,4406.1622744788092,72644.325674857319,0,null,44981.43359375,72644.328125,null,-34014.918993998828,-28915.998659325909,14310.529660986584,null,0.70912037897201963,0.77110414164953456,0,0,0.56941152496610281,0.60870090099616003,0,0,1.2453214095052436,"PASS",1,null,"IcoNgsd109",null,14310.529660986584,0,0.56941152496610281,"FAIL",0,1,null,null,2.3315197589120538,null,98.095103276185597,"YES",1,null,7.4389999999999992,5.9600000000000009,6.2474711356919013,13.13,13.290000000000001,14.852837601175882,null,-34238.707220833407,null,-3029.3884057551541,null,0,null,0,null,98.095103276185597,null,0,0,null,"IcoNgsd109",null,"Construction","Air Compressor Optimization"]
[199,"IelEgsd109",0.98603092133998871,8348.9641729365176,0,15563.6337890625,0,0,44974.312548686328,18458.40625,58333.798464013416,0,0,null,78996.353493085699,58333.798464013416,73897.432466912476,null,33235.238220224281,7340.0348784200078,0,4406.1622744788092,72644.325674857319,0,null,44981.43359375,72644.328125,null,-34014.918993998828,-28915.998659325909,14310.529660986584,null,0.70912037897201963,0.77110414164953456,0,0,0.56941152496610281,0.60870090099616003,0,0,1.2453214095052436,"PASS",1,null,"IelEgsd109",null,14310.529660986584,0,0.56941152496610281,"FAIL",0,1,null,null,2.3315197589120538,null,98.095103276185597,"YES",1,null,7.4389999999999992,5.9600000000000009,6.2474711356919013,13.13,13.290000000000001,14.852837601175882,null,-34238.707220833407,null,-3029.3884057551541,null,0,null,0,null,98.095103276185597,null,0,0,null,"IelEgsd109",null,"Electrical and Electronic Equip.","Air Compressor Optimization"]
[200,"IelNgsd109",0.98603092133998871,8348.9641729365176,0,15563.6337890625,0,0,44974.312548686328,18458.40625,58333.798464013416,0,0,null,78996.353493085699,58333.798464013416,73897.432466912476,null,33235.238220224281,7340.0348784200078,0,4406.1622744788092,72644.325674857319,0,null,44981.43359375,72644.328125,null,-34014.918993998828,-28915.998659325909,14310.529660986584,null,0.70912037897201963,0.77110414164953456,0,0,0.56941152496610281,0.60870090099616003,0,0,1.2453214095052436,"PASS",1,null,"IelNgsd109",null,14310.529660986584,0,0.56941152496610281,"FAIL",0,1,null,null,2.3315197589120538,null,98.095103276185597,"YES",1,null,7.4389999999999992,5.9600000000000009,6.2474711356919013,13.13,13.290000000000001,14.852837601175882,null,-34238.707220833407,null,-3029.3884057551541,null,0,null,0,null,98.095103276185597,null,0,0,null,"IelNgsd109",null,"Electrical and Electronic Equip.","Air Compressor Optimization"]
[201,"IluEgsd109",0.98603092133998871,8348.9641729365176,0,15563.6337890625,0,0,44974.312548686328,18458.40625,60660.468252062215,0,0,null,78996.353493085699,60660.468252062215,76224.102254961253,null,33235.238220224281,7340.0348784200078,0,4406.1622744788092,72644.325674857319,0,null,44981.43359375,72644.328125,null,-34014.918993998828,-31242.668447374715,11983.859872937785,null,0.70912037897201963,0.741527965244825,0,0,0.56941152496610281,0.59012087239127387,0,0,1.1975563364123947,"PASS",1,null,"IluEgsd109",null,11983.859872937785,0,0.56941152496610281,"FAIL",0,1,null,null,2.4245134245017952,null,158.22275764909935,"YES",1,null,7.4389999999999992,5.9600000000000009,6.2474711356919013,13.13,13.290000000000001,14.852837601175882,null,-34238.707220833407,null,-3029.3884057551541,null,0,null,0,null,158.22275764909935,null,0,0,null,"IluEgsd109",null,"Lumber/Furniture/Pulp/Paper","Air Compressor Optimization"]
[202,"IluNgsd109",0.98603092133998871,8348.9641729365176,0,15563.6337890625,0,0,44974.312548686328,18458.40625,60660.468252062215,0,0,null,78996.353493085699,60660.468252062215,76224.102254961253,null,33235.238220224281,7340.0348784200078,0,4406.1622744788092,72644.325674857319,0,null,44981.43359375,72644.328125,null,-34014.918993998828,-31242.668447374715,11983.859872937785,null,0.70912037897201963,0.741527965244825,0,0,0.56941152496610281,0.59012087239127387,0,0,1.1975563364123947,"PASS",1,null,"IluNgsd109",null,11983.859872937785,0,0.56941152496610281,"FAIL",0,1,null,null,2.4245134245017952,null,158.22275764909935,"YES",1,null,7.4389999999999992,5.9600000000000009,6.2474711356919013,13.13,13.290000000000001,14.852837601175882,null,-34238.707220833407,null,-3029.3884057551541,null,0,null,0,null,158.22275764909935,null,0,0,null,"IluNgsd109",null,"Lumber/Furniture/Pulp/Paper","Air Compressor Optimization"]
[203,"ImeEgsd109",0.98603092133998871,8348.9641729365176,0,15563.6337890625,0,0,44974.312548686328,18458.40625,58333.798464013416,0,0,null,78996.353493085699,58333.798464013416,73897.432466912476,null,33235.238220224281,7340.0348784200078,0,4406.1622744788092,72644.325674857319,0,null,44981.43359375,72644.328125,null,-34014.918993998828,-28915.998659325909,14310.529660986584,null,0.70912037897201963,0.77110414164953456,0,0,0.56941152496610281,0.60870090099616003,0,0,1.2453214095052436,"PASS",1,null,"ImeEgsd109",null,14310.529660986584,0,0.56941152496610281,"FAIL",0,1,null,null,2.3315197589120538,null,98.095103276185597,"YES",1,null,7.4389999999999992,5.9600000000000009,6.2474711356919013,13.13,13.290000000000001,14.852837601175882,null,-34238.707220833407,null,-3029.3884057551541,null,0,null,0,null,98.095103276185597,null,0,0,null,"ImeEgsd109",null,"Metal Products and Machinery","Air Compressor Optimization"]
[204,"ImeNgsd109",0.98603092133998871,8348.9641729365176,0,15563.6337890625,0,0,44974.312548686328,18458.40625,58333.798464013416,0,0,null,78996.353493085699,58333.798464013416,73897.432466912476,null,33235.238220224281,7340.0348784200078,0,4406.1622744788092,72644.325674857319,0,null,44981.43359375,72644.328125,null,-34014.918993998828,-28915.998659325909,14310.529660986584,null,0.70912037897201963,0.77110414164953456,0,0,0.56941152496610281,0.60870090099616003,0,0,1.2453214095052436,"PASS",1,null,"ImeNgsd109",null,14310.529660986584,0,0.56941152496610281,"FAIL",0,1,null,null,2.3315197589120538,null,98.095103276185597,"YES",1,null,7.4389999999999992,5.9600000000000009,6.2474711356919013,13.13,13.290000000000001,14.852837601175882,null,-34238.707220833407,null,-3029.3884057551541,null,0,null,0,null,98.095103276185597,null,0,0,null,"ImeNgsd109",null,"Metal Products and Machinery","Air Compressor Optimization"]
[205,"ImiEgsd109",0.98603092133998871,8348.9641729365176,0,15563.6337890625,0,0,44974.312548686328,18458.40625,59245.296244331606,0,0,null,78996.353493085699,59245.296244331606,74808.930247230601,null,33235.238220224281,7340.0348784200078,0,4406.1622744788092,72644.325674857319,0,null,44981.43359375,72644.328125,null,-34014.918993998828,-29827.496439644106,13399.031880668394,null,0.70912037897201963,0.75924058862400701,0,0,0.56941152496610281,0.6012842794793436,0,0,1.2261619525946816,"PASS",1,null,"ImiEgsd109",null,13399.031880668394,0,0.56941152496610281,"FAIL",0,1,null,null,2.3679511139623473,null,121.6508144196188,"YES",1,null,7.4389999999999992,5.9600000000000009,6.2474711356919013,13.13,13.290000000000001,14.852837601175882,null,-34238.707220833407,null,-3029.3884057551541,null,0,null,0,null,121.6508144196188,null,0,0,null,"ImiEgsd109",null,"Miscellaneous Manufacturing","Air Compressor Optimization"]
[206,"ImiNgsd109",0.98603092133998871,8348.9641729365176,0,15563.6337890625,0,0,44974.312548686328,18458.40625,59245.296244331606,0,0,null,78996.353493085699,59245.296244331606,74808.930247230601,null,33235.238220224281,7340.0348784200078,0,4406.1622744788092,72644.325674857319,0,null,44981.43359375,72644.328125,null,-34014.918993998828,-29827.496439644106,13399.031880668394,null,0.70912037897201963,0.75924058862400701,0,0,0.56941152496610281,0.6012842794793436,0,0,1.2261619525946816,"PASS",1,null,"ImiNgsd109",null,13399.031880668394,0,0.56941152496610281,"FAIL",0,1,null,null,2.3679511139623473,null,121.6508144196188,"YES",1,null,7.4389999999999992,5.9600000000000009,6.2474711356919013,13.13,13.290000000000001,14.852837601175882,null,-34238.707220833407,null,-3029.3884057551541,null,0,null,0,null,121.6508144196188,null,0,0,null,"ImiNgsd109",null,"Miscellaneous Manufacturing","Air Compressor Optimization"]
[207,"IprEgsd109",0.98603092133998871,8348.9641729365176,0,15563.6337890625,0,0,44974.312548686328,18458.40625,58333.798464013416,0,0,null,78996.353493085699,58333.798464013416,73897.432466912476,null,33235.238220224281,7340.0348784200078,0,4406.1622744788092,72644.325674857319,0,null,44981.43359375,72644.328125,null,-34014.918993998828,-28915.998659325909,14310.529660986584,null,0.70912037897201963,0.77110414164953456,0,0,0.56941152496610281,0.60870090099616003,0,0,1.2453214095052436,"PASS",1,null,"IprEgsd109",null,14310.529660986584,0,0.56941152496610281,"FAIL",0,1,null,null,2.3315197589120538,null,98.095103276185597,"YES",1,null,7.4389999999999992,5.9600000000000009,6.2474711356919013,13.13,13.290000000000001,14.852837601175882,null,-34238.707220833407,null,-3029.3884057551541,null,0,null,0,null,98.095103276185597,null,0,0,null,"IprEgsd109",null,"Primary Resources Industries","Air Compressor Optimization"]
[208,"IprNgsd109",0.98603092133998871,8348.9641729365176,0,15563.6337890625,0,0,44974.312548686328,18458.40625,58333.798464013416,0,0,null,78996.353493085699,58333.798464013416,73897.432466912476,null,33235.238220224281,7340.0348784200078,0,4406.1622744788092,72644.325674857319,0,null,44981.43359375,72644.328125,null,-34014.918993998828,-28915.998659325909,14310.529660986584,null,0.70912037897201963,0.77110414164953456,0,0,0.56941152496610281,0.60870090099616003,0,0,1.2453214095052436,"PASS",1,null,"IprNgsd109",null,14310.529660986584,0,0.56941152496610281,"FAIL",0,1,null,null,2.3315197589120538,null,98.095103276185597,"YES",1,null,7.4389999999999992,5.9600000000000009,6.2474711356919013,13.13,13.290000000000001,14.852837601175882,null,-34238.707220833407,null,-3029.3884057551541,null,0,null,0,null,98.095103276185597,null,0,0,null,"IprNgsd109",null,"Primary Resources Industries","Air Compressor Optimization"]
[209,"IstEgsd109",0.98603092133998871,8348.9641729365176,0,15563.6337890625,0,0,44974.312548686328,18458.40625,58333.798464013416,0,0,null,78996.353493085699,58333.798464013416,73897.432466912476,null,33235.238220224281,7340.0348784200078,0,4406.1622744788092,72644.325674857319,0,null,44981.43359375,72644.328125,null,-34014.918993998828,-28915.998659325909,14310.529660986584,null,0.70912037897201963,0.77110414164953456,0,0,0.56941152496610281,0.60870090099616003,0,0,1.2453214095052436,"PASS",1,null,"IstEgsd109",null,14310.529660986584,0,0.56941152496610281,"FAIL",0,1,null,null,2.3315197589120538,null,98.095103276185597,"YES",1,null,7.4389999999999992,5.9600000000000009,6.2474711356919013,13.13,13.290000000000001,14.852837601175882,null,-34238.707220833407,null,-3029.3884057551541,null,0,null,0,null,98.095103276185597,null,0,0,null,"IstEgsd109",null,"Stone/Clay/Glass/Concrete","Air Compressor Optimization"]
[210,"IstNgsd109",0.98603092133998871,8348.9641729365176,0,15563.6337890625,0,0,44974.312548686328,18458.40625,58333.798464013416,0,0,null,78996.353493085699,58333.798464013416,73897.432466912476,null,33235.238220224281,7340.0348784200078,0,4406.1622744788092,72644.325674857319,0,null,44981.43359375,72644.328125,null,-34014.918993998828,-28915.998659325909,14310.529660986584,null,0.70912037897201963,0.77110414164953456,0,0,0.56941152496610281,0.60870090099616003,0,0,1.2453214095052436,"PASS",1,null,"IstNgsd109",null,14310.529660986584,0,0.56941152496610281,"FAIL",0,1,null,null,2.3315197589120538,null,98.095103276185597,"YES",1,null,7.4389999999999992,5.9600000000000009,6.2474711356919013,13.13,13.290000000000001,14.852837601175882,null,-34238.707220833407,null,-3029.3884057551541,null,0,null,0,null,98.095103276185597,null,0,0,null,"IstNgsd109",null,"Stone/Clay/Glass/Concrete","Air Compressor Optimization"]
[211,"IteEgsd109",0.98603092133998871,8348.9641729365176,0,15563.6337890625,0,0,44974.312548686328,18458.40625,58333.798464013416,0,0,null,78996.353493085699,58333.798464013416,73897.432466912476,null,33235.238220224281,7340.0348784200078,0,4406.1622744788092,72644.325674857319,0,null,44981.43359375,72644.328125,null,-34014.918993998828,-28915.998659325909,14310.529660986584,null,0.70912037897201963,0.77110414164953456,0,0,0.56941152496610281,0.60870090099616003,0,0,1.2453214095052436,"PASS",1,null,"IteEgsd109",null,14310.529660986584,0,0.56941152496610281,"FAIL",0,1,null,null,2.3315197589120538,null,98.095103276185597,"YES",1,null,7.4389999999999992,5.9600000000000009,6.2474711356919013,13.13,13.290000000000001,14.852837601175882,null,-34238.707220833407,null,-3029.3884057551541,null,0,null,0,null,98.095103276185597,null,0,0,null,"IteEgsd109",null,"Textiles and Leather","Air Compressor Optimization"]
[212,"IteNgsd109",0.98603092133998871,8348.9641729365176,0,15563.6337890625,0,0,44974.312548686328,18458.40625,58333.798464013416,0,0,null,78996.353493085699,58333.798464013416,73897.432466912476,null,33235.238220224281,7340.0348784200078,0,4406.1622744788092,72644.325674857319,0,null,44981.43359375,72644.328125,null,-34014.918993998828,-28915.998659325909,14310.529660986584,null,0.70912037897201963,0.77110414164953456,0,0,0.56941152496610281,0.60870090099616003,0,0,1.2453214095052436,"PASS",1,null,"IteNgsd109",null,14310.529660986584,0,0.56941152496610281,"FAIL",0,1,null,null,2.3315197589120538,null,98.095103276185597,"YES",1,null,7.4389999999999992,5.9600000000000009,6.2474711356919013,13.13,13.290000000000001,14.852837601175882,null,-34238.707220833407,null,-3029.3884057551541,null,0,null,0,null,98.095103276185597,null,0,0,null,"IteNgsd109",null,"Textiles and Leather","Air Compressor Optimization"]
[213,"ItrEgsd109",0.98603092133998871,8348.9641729365176,0,15563.6337890625,0,0,44974.312548686328,18458.40625,60185.645587821789,0,0,null,78996.353493085699,60185.645587821789,75749.279590720849,null,33235.238220224281,7340.0348784200078,0,4406.1622744788092,72644.325674857319,0,null,44981.43359375,72644.328125,null,-34014.918993998828,-30767.845783134282,12458.682537178211,null,0.70912037897201963,0.74737810244327973,0,0,0.56941152496610281,0.59381995398198562,0,0,1.2070042186221752,"PASS",1,null,"ItrEgsd109",null,12458.682537178211,0,0.56941152496610281,"FAIL",0,1,null,null,2.4055355580472275,null,145.95208751604233,"YES",1,null,7.4389999999999992,5.9600000000000009,6.2474711356919013,13.13,13.290000000000001,14.852837601175882,null,-34238.707220833407,null,-3029.3884057551541,null,0,null,0,null,145.95208751604233,null,0,0,null,"ItrEgsd109",null,"Transportation Equipment","Air Compressor Optimization"]
[214,"ItrNgsd109",0.98603092133998871,8348.9641729365176,0,15563.6337890625,0,0,44974.312548686328,18458.40625,60185.645587821789,0,0,null,78996.353493085699,60185.645587821789,75749.279590720849,null,33235.238220224281,7340.0348784200078,0,4406.1622744788092,72644.325674857319,0,null,44981.43359375,72644.328125,null,-34014.918993998828,-30767.845783134282,12458.682537178211,null,0.70912037897201963,0.74737810244327973,0,0,0.56941152496610281,0.59381995398198562,0,0,1.2070042186221752,"PASS",1,null,"ItrNgsd109",null,12458.682537178211,0,0.56941152496610281,"FAIL",0,1,null,null,2.4055355580472275,null,145.95208751604233,"YES",1,null,7.4389999999999992,5.9600000000000009,6.2474711356919013,13.13,13.290000000000001,14.852837601175882,null,-34238.707220833407,null,-3029.3884057551541,null,0,null,0,null,145.95208751604233,null,0,0,null,"ItrNgsd109",null,"Transportation Equipment","Air Compressor Optimization"]
[215,"IwaEgsd109",0.98533076643943773,8329.1060426051008,0,15526.615234375,0,0,44867.340505010172,18458.40625,58195.048330317339,0,0,null,78852.362834383457,58195.048330317339,73721.663718190306,null,33164.395208091366,7334.8229106418003,0,4394.6034241054613,72515.443694524685,0,null,44893.8203125,72515.4453125,null,-33958.541676885172,-28827.843252192339,14320.396982182661,null,0.70893471633554983,0.77143711708393026,0,0,0.56934020972692545,0.6089637447356937,0,0,1.2460758671579675,"PASS",1,null,"IwaEgsd109",null,14320.396982182661,0,0.56934020972692545,"FAIL",0,1,null,null,2.3300604604606718,null,97.058678219008954,"YES",1,null,7.4389999999999992,5.9600000000000009,6.2474711356919013,13.13,13.290000000000001,14.852837601175882,null,-34181.894016748345,null,-3024.3616604216049,null,0,null,0,null,97.058678219008954,null,0,0,null,"IwaEgsd109",null,"Water and Wastewater","Air Compressor Optimization"]
[216,"IwaNgsd109",0.98533076643943773,8329.1060426051008,0,15526.615234375,0,0,44867.340505010172,18458.40625,58195.048330317339,0,0,null,78852.362834383457,58195.048330317339,73721.663718190306,null,33164.395208091366,7334.8229106418003,0,4394.6034241054613,72515.443694524685,0,null,44893.8203125,72515.4453125,null,-33958.541676885172,-28827.843252192339,14320.396982182661,null,0.70893471633554983,0.77143711708393026,0,0,0.56934020972692545,0.6089637447356937,0,0,1.2460758671579675,"PASS",1,null,"IwaNgsd109",null,14320.396982182661,0,0.56934020972692545,"FAIL",0,1,null,null,2.3300604604606718,null,97.058678219008954,"YES",1,null,7.4389999999999992,5.9600000000000009,6.2474711356919013,13.13,13.290000000000001,14.852837601175882,null,-34181.894016748345,null,-3024.3616604216049,null,0,null,0,null,97.058678219008954,null,0,0,null,"IwaNgsd109",null,"Water and Wastewater","Air Compressor Optimization"]
[217,"IagEgsd201",0.98603092133998871,8348.9641729365176,0,4229.2880859375,0,0,44974.312548686328,19151.6328125,107674.66070091051,0,0,null,68355.232918356895,107674.66070091051,111903.94879381314,null,33234.557496042507,7339.489407198952,0,4406.1622744788092,73337.551010124866,0,null,44980.2109375,73337.5546875,null,-23375.022509623828,-66923.737849348006,-34337.106013410506,null,0.70143544370614896,0.41774184051011032,0,0,0.65803609568965094,0.40195374180385041,0,0,0.68110318816059057,"FAIL",0,null,"IagEgsd201",null,-34337.106013410506,34337.106013410506,0.43800940920998621,"FAIL",0,1,null,null,18.712880122412837,null,10796.613235780409,"YES",1,null,7.4389999999999992,5.9600000000000009,6.2474711356919013,13.13,13.290000000000001,14.852837601175882,null,-23598.804653591487,null,-3549.2882166252762,null,5164.341480654748,null,5164.341480654748,null,10796.613235780409,null,5164.341480654748,0.42265852093615547,null,"IagEgsd201",null,"Agriculture and Assembly","Energy Star windows"]
[218,"IagNgsd201",0.98603092133998871,8348.9641729365176,0,4229.2880859375,0,0,44974.312548686328,19151.6328125,107674.66070091051,0,0,null,68355.232918356895,107674.66070091051,111903.94879381314,null,33234.557496042507,7339.489407198952,0,4406.1622744788092,73337.551010124866,0,null,44980.2109375,73337.5546875,null,-23375.022509623828,-66923.737849348006,-34337.106013410506,null,0.70143544370614896,0.41774184051011032,0,0,0.65803609568965094,0.40195374180385041,0,0,0.68110318816059057,"FAIL",0,null,"IagNgsd201",null,-34337.106013410506,34337.106013410506,0.43800940920998621,"FAIL",0,1,null,null,18.712880122412837,null,10796.613235780409,"YES",1,null,7.4389999999999992,5.9600000000000009,6.2474711356919013,13.13,13.290000000000001,14.852837601175882,null,-23598.804653591487,null,-3549.2882166252762,null,5164.341480654748,null,5164.341480654748,null,10796.613235780409,null,5164.341480654748,0.42265852093615547,null,"IagNgsd201",null,"Agriculture and Assembly","Energy Star windows"]
[219,"IchEgsd201",0.98603092133998871,8348.9641729365176,0,4229.2880859375,0,0,44974.312548686328,19151.6328125,67569.557416041367,0,0,null,68355.232918356895,67569.557416041367,71798.845508943981,null,33234.557496042507,7339.489407198952,0,4406.1622744788092,73337.551010124866,0,null,44980.2109375,73337.5546875,null,-23375.022509623828,-26818.634564478867,5767.9972714586329,null,0.70143544370614896,0.66568751753909616,0,0,0.65803609568965094,0.62647540671472624,0,0,1.085363845673041,"PASS",1,null,"IchEgsd201",null,5767.9972714586329,0,0.65803609568965094,"FAIL",0,1,null,null,11.742976741487167,null,6245.5649349627402,"YES",1,null,7.4389999999999992,5.9600000000000009,6.2474711356919013,13.13,13.290000000000001,14.852837601175882,null,-23598.804653591487,null,-3549.2882166252762,null,0,null,0,null,6245.5649349627402,null,0,0,null,"IchEgsd201",null,"Chemicals and Plastics","Energy Star windows"]
[220,"IchNgsd201",0.98603092133998871,8348.9641729365176,0,4229.2880859375,0,0,44974.312548686328,19151.6328125,67569.557416041367,0,0,null,68355.232918356895,67569.557416041367,71798.845508943981,null,33234.557496042507,7339.489407198952,0,4406.1622744788092,73337.551010124866,0,null,44980.2109375,73337.5546875,null,-23375.022509623828,-26818.634564478867,5767.9972714586329,null,0.70143544370614896,0.66568751753909616,0,0,0.65803609568965094,0.62647540671472624,0,0,1.085363845673041,"PASS",1,null,"IchNgsd201",null,5767.9972714586329,0,0.65803609568965094,"FAIL",0,1,null,null,11.742976741487167,null,6245.5649349627402,"YES",1,null,7.4389999999999992,5.9600000000000009,6.2474711356919013,13.13,13.290000000000001,14.852837601175882,null,-23598.804653591487,null,-3549.2882166252762,null,0,null,0,null,6245.5649349627402,null,0,0,null,"IchNgsd201",null,"Chemicals and Plastics","Energy Star windows"]
[221,"IcoEgsd201",0.98603092133998871,8348.9641729365176,0,4229.2880859375,0,0,44974.312548686328,19151.6328125,109159.89959528561,0,0,null,68355.232918356895,109159.89959528561,113389.18768818828,null,33234.557496042507,7339.489407198952,0,4406.1622744788092,73337.551010124866,0,null,44980.2109375,73337.5546875,null,-23375.022509623828,-68408.976743723106,-35822.344907785606,null,0.70143544370614896,0.41205800943630222,0,0,0.65803609568965094,0.39668871307161313,0,0,0.67183604015212284,"FAIL",0,null,"IcoEgsd201",null,-35822.344907785606,35822.344907785606,0.43176479668458601,"FAIL",0,1,null,null,18.971001556863289,null,10965.155473951912,"YES",1,null,7.4389999999999992,5.9600000000000009,6.2474711356919013,13.13,13.290000000000001,14.852837601175882,null,-23598.804653591487,null,-3549.2882166252762,null,5387.7231723997502,null,5387.7231723997502,null,10965.155473951912,null,5387.7231723997502,0.43494097775538176,null,"IcoEgsd201",null,"Construction","Energy Star windows"]
[222,"IcoNgsd201",0.98603092133998871,8348.9641729365176,0,4229.2880859375,0,0,44974.312548686328,19151.6328125,109159.89959528561,0,0,null,68355.232918356895,109159.89959528561,113389.18768818828,null,33234.557496042507,7339.489407198952,0,4406.1622744788092,73337.551010124866,0,null,44980.2109375,73337.5546875,null,-23375.022509623828,-68408.976743723106,-35822.344907785606,null,0.70143544370614896,0.41205800943630222,0,0,0.65803609568965094,0.39668871307161313,0,0,0.67183604015212284,"FAIL",0,null,"IcoNgsd201",null,-35822.344907785606,35822.344907785606,0.43176479668458601,"FAIL",0,1,null,null,18.971001556863289,null,10965.155473951912,"YES",1,null,7.4389999999999992,5.9600000000000009,6.2474711356919013,13.13,13.290000000000001,14.852837601175882,null,-23598.804653591487,null,-3549.2882166252762,null,5387.7231723997502,null,5387.7231723997502,null,10965.155473951912,null,5387.7231723997502,0.43494097775538176,null,"IcoNgsd201",null,"Construction","Energy Star windows"]
[223,"IelEgsd201",0.98603092133998871,8348.9641729365176,0,4229.2880859375,0,0,44974.312548686328,19151.6328125,60240.414179955893,0,0,null,68355.232918356895,60240.414179955893,64469.7022728585,null,33234.557496042507,7339.489407198952,0,4406.1622744788092,73337.551010124866,0,null,44980.2109375,73337.5546875,null,-23375.022509623828,-19489.491328393393,13097.140507544107,null,0.70143544370614896,0.74667831471295731,0,0,0.65803609568965094,0.69769534147974532,0,0,1.2174145162484953,"PASS",1,null,"IelEgsd201",null,13097.140507544107,0,0.65803609568965094,"FAIL",0,1,null,null,10.469237930103416,null,5413.8680610724068,"YES",1,null,7.4389999999999992,5.9600000000000009,6.2474711356919013,13.13,13.290000000000001,14.852837601175882,null,-23598.804653591487,null,-3549.2882166252762,null,0,null,0,null,5413.8680610724068,null,0,0,null,"IelEgsd201",null,"Electrical and Electronic Equip.","Energy Star windows"]
[224,"IelNgsd201",0.98603092133998871,8348.9641729365176,0,4229.2880859375,0,0,44974.312548686328,19151.6328125,60240.414179955893,0,0,null,68355.232918356895,60240.414179955893,64469.7022728585,null,33234.557496042507,7339.489407198952,0,4406.1622744788092,73337.551010124866,0,null,44980.2109375,73337.5546875,null,-23375.022509623828,-19489.491328393393,13097.140507544107,null,0.70143544370614896,0.74667831471295731,0,0,0.65803609568965094,0.69769534147974532,0,0,1.2174145162484953,"PASS",1,null,"IelNgsd201",null,13097.140507544107,0,0.65803609568965094,"FAIL",0,1,null,null,10.469237930103416,null,5413.8680610724068,"YES",1,null,7.4389999999999992,5.9600000000000009,6.2474711356919013,13.13,13.290000000000001,14.852837601175882,null,-23598.804653591487,null,-3549.2882166252762,null,0,null,0,null,5413.8680610724068,null,0,0,null,"IelNgsd201",null,"Electrical and Electronic Equip.","Energy Star windows"]
[225,"IluEgsd201",0.98603092133998871,8348.9641729365176,0,4229.2880859375,0,0,44974.312548686328,19151.6328125,200356.64168033967,0,0,null,68355.232918356895,200356.64168033967,204585.92977324227,null,33234.557496042507,7339.489407198952,0,4406.1622744788092,73337.551010124866,0,null,44980.2109375,73337.5546875,null,-23375.022509623828,-159605.71882877717,-127019.08699283967,null,0.70143544370614896,0.22450072311185956,0,0,0.65803609568965094,0.21985974787653403,0,0,0.36603505664916708,"FAIL",0,null,"IluEgsd201",null,-127019.08699283967,127019.08699283967,0.23022580877675761,"FAIL",0,1,null,null,34.820168027260628,null,21313.982163841916,"YES",1,null,7.4389999999999992,5.9600000000000009,6.2474711356919013,13.13,13.290000000000001,14.852837601175882,null,-23598.804653591487,null,-3549.2882166252762,null,19103.821374341333,null,19103.821374341333,null,21313.982163841916,null,19103.821374341333,0.84024260564816122,null,"IluEgsd201",null,"Lumber/Furniture/Pulp/Paper","Energy Star windows"]
[226,"IluNgsd201",0.98603092133998871,8348.9641729365176,0,4229.2880859375,0,0,44974.312548686328,19151.6328125,200356.64168033967,0,0,null,68355.232918356895,200356.64168033967,204585.92977324227,null,33234.557496042507,7339.489407198952,0,4406.1622744788092,73337.551010124866,0,null,44980.2109375,73337.5546875,null,-23375.022509623828,-159605.71882877717,-127019.08699283967,null,0.70143544370614896,0.22450072311185956,0,0,0.65803609568965094,0.21985974787653403,0,0,0.36603505664916708,"FAIL",0,null,"IluNgsd201",null,-127019.08699283967,127019.08699283967,0.23022580877675761,"FAIL",0,1,null,null,34.820168027260628,null,21313.982163841916,"YES",1,null,7.4389999999999992,5.9600000000000009,6.2474711356919013,13.13,13.290000000000001,14.852837601175882,null,-23598.804653591487,null,-3549.2882166252762,null,19103.821374341333,null,19103.821374341333,null,21313.982163841916,null,19103.821374341333,0.84024260564816122,null,"IluNgsd201",null,"Lumber/Furniture/Pulp/Paper","Energy Star windows"]
[227,"ImeEgsd201",0.98603092133998871,8348.9641729365176,0,4229.2880859375,0,0,44974.312548686328,19151.6328125,186763.06599896401,0,0,null,68355.232918356895,186763.06599896401,190992.35409186658,null,33234.557496042507,7339.489407198952,0,4406.1622744788092,73337.551010124866,0,null,44980.2109375,73337.5546875,null,-23375.022509623828,-146012.14314740151,-113425.51131146401,null,0.70143544370614896,0.24084103940416951,0,0,0.65803609568965094,0.23550791419380601,0,0,0.39267696905290045,"FAIL",0,null,"ImeEgsd201",null,-113425.51131146401,113425.51131146401,0.2474421094337331,"FAIL",0,1,null,null,32.457728956036789,null,19771.410662735881,"YES",1,null,7.4389999999999992,5.9600000000000009,6.2474711356919013,13.13,13.290000000000001,14.852837601175882,null,-23598.804653591487,null,-3549.2882166252762,null,17059.331464960782,null,17059.331464960782,null,19771.410662735881,null,17059.331464960782,0.80493199700065188,null,"ImeEgsd201",null,"Metal Products and Machinery","Energy Star windows"]
[228,"ImeNgsd201",0.98603092133998871,8348.9641729365176,0,4229.2880859375,0,0,44974.312548686328,19151.6328125,186763.06599896401,0,0,null,68355.232918356895,186763.06599896401,190992.35409186658,null,33234.557496042507,7339.489407198952,0,4406.1622744788092,73337.551010124866,0,null,44980.2109375,73337.5546875,null,-23375.022509623828,-146012.14314740151,-113425.51131146401,null,0.70143544370614896,0.24084103940416951,0,0,0.65803609568965094,0.23550791419380601,0,0,0.39267696905290045,"FAIL",0,null,"ImeNgsd201",null,-113425.51131146401,113425.51131146401,0.2474421094337331,"FAIL",0,1,null,null,32.457728956036789,null,19771.410662735881,"YES",1,null,7.4389999999999992,5.9600000000000009,6.2474711356919013,13.13,13.290000000000001,14.852837601175882,null,-23598.804653591487,null,-3549.2882166252762,null,17059.331464960782,null,17059.331464960782,null,19771.410662735881,null,17059.331464960782,0.80493199700065188,null,"ImeNgsd201",null,"Metal Products and Machinery","Energy Star windows"]
[229,"ImiEgsd201",0.98603092133998871,8348.9641729365176,0,4229.2880859375,0,0,44974.312548686328,19151.6328125,109159.89959528561,0,0,null,68355.232918356895,109159.89959528561,113389.18768818828,null,33234.557496042507,7339.489407198952,0,4406.1622744788092,73337.551010124866,0,null,44980.2109375,73337.5546875,null,-23375.022509623828,-68408.976743723106,-35822.344907785606,null,0.70143544370614896,0.41205800943630222,0,0,0.65803609568965094,0.39668871307161313,0,0,0.67183604015212284,"FAIL",0,null,"ImiEgsd201",null,-35822.344907785606,35822.344907785606,0.43176479668458601,"FAIL",0,1,null,null,18.971001556863289,null,10965.155473951912,"YES",1,null,7.4389999999999992,5.9600000000000009,6.2474711356919013,13.13,13.290000000000001,14.852837601175882,null,-23598.804653591487,null,-3549.2882166252762,null,5387.7231723997502,null,5387.7231723997502,null,10965.155473951912,null,5387.7231723997502,0.43494097775538176,null,"ImiEgsd201",null,"Miscellaneous Manufacturing","Energy Star windows"]
[230,"ImiNgsd201",0.98603092133998871,8348.9641729365176,0,4229.2880859375,0,0,44974.312548686328,19151.6328125,109159.89959528561,0,0,null,68355.232918356895,109159.89959528561,113389.18768818828,null,33234.557496042507,7339.489407198952,0,4406.1622744788092,73337.551010124866,0,null,44980.2109375,73337.5546875,null,-23375.022509623828,-68408.976743723106,-35822.344907785606,null,0.70143544370614896,0.41205800943630222,0,0,0.65803609568965094,0.39668871307161313,0,0,0.67183604015212284,"FAIL",0,null,"ImiNgsd201",null,-35822.344907785606,35822.344907785606,0.43176479668458601,"FAIL",0,1,null,null,18.971001556863289,null,10965.155473951912,"YES",1,null,7.4389999999999992,5.9600000000000009,6.2474711356919013,13.13,13.290000000000001,14.852837601175882,null,-23598.804653591487,null,-3549.2882166252762,null,5387.7231723997502,null,5387.7231723997502,null,10965.155473951912,null,5387.7231723997502,0.43494097775538176,null,"ImiNgsd201",null,"Miscellaneous Manufacturing","Energy Star windows"]
[231,"IprEgsd201",0.98603092133998871,8348.9641729365176,0,4229.2880859375,0,0,44974.312548686328,19151.6328125,95494.250839226501,0,0,null,68355.232918356895,95494.250839226501,99723.538932129159,null,33234.557496042507,7339.489407198952,0,4406.1622744788092,73337.551010124866,0,null,44980.2109375,73337.5546875,null,-23375.022509623828,-54743.327987664001,-22156.696151726501,null,0.70143544370614896,0.47102532919210383,0,0,0.65803609568965094,0.45104908452210773,0,0,0.76797874262577992,"FAIL",0,null,"IprEgsd201",null,-22156.696151726501,22156.696151726501,0.49695339760021351,"FAIL",0,1,null,null,16.596034657662148,null,9414.4038378980877,"YES",1,null,7.4389999999999992,5.9600000000000009,6.2474711356919013,13.13,13.290000000000001,14.852837601175882,null,-23598.804653591487,null,-3549.2882166252762,null,3332.3933870820538,null,3332.3933870820538,null,9414.4038378980877,null,3332.3933870820538,0.30751566505506484,null,"IprEgsd201",null,"Primary Resources Industries","Energy Star windows"]
[232,"IprNgsd201",0.98603092133998871,8348.9641729365176,0,4229.2880859375,0,0,44974.312548686328,19151.6328125,95494.250839226501,0,0,null,68355.232918356895,95494.250839226501,99723.538932129159,null,33234.557496042507,7339.489407198952,0,4406.1622744788092,73337.551010124866,0,null,44980.2109375,73337.5546875,null,-23375.022509623828,-54743.327987664001,-22156.696151726501,null,0.70143544370614896,0.47102532919210383,0,0,0.65803609568965094,0.45104908452210773,0,0,0.76797874262577992,"FAIL",0,null,"IprNgsd201",null,-22156.696151726501,22156.696151726501,0.49695339760021351,"FAIL",0,1,null,null,16.596034657662148,null,9414.4038378980877,"YES",1,null,7.4389999999999992,5.9600000000000009,6.2474711356919013,13.13,13.290000000000001,14.852837601175882,null,-23598.804653591487,null,-3549.2882166252762,null,3332.3933870820538,null,3332.3933870820538,null,9414.4038378980877,null,3332.3933870820538,0.30751566505506484,null,"IprNgsd201",null,"Primary Resources Industries","Energy Star windows"]
[233,"IstEgsd201",0.98603092133998871,8348.9641729365176,0,4229.2880859375,0,0,44974.312548686328,19151.6328125,124877.19125245902,0,0,null,68355.232918356895,124877.19125245902,129106.47934536169,null,33234.557496042507,7339.489407198952,0,4406.1622744788092,73337.551010124866,0,null,44980.2109375,73337.5546875,null,-23375.022509623828,-84126.268400896515,-51539.636564959015,null,0.70143544370614896,0.36019556883342596,0,0,0.65803609568965094,0.34839623207138914,0,0,0.58727741993521076,"FAIL",0,null,"IstEgsd201",null,-51539.636564959015,51539.636564959015,0.3751637658305727,"FAIL",0,1,null,null,21.702524180199177,null,12748.722722186392,"YES",1,null,7.4389999999999992,5.9600000000000009,6.2474711356919013,13.13,13.290000000000001,14.852837601175882,null,-23598.804653591487,null,-3549.2882166252762,null,7751.6224840362165,null,7751.6224840362165,null,12748.722722186392,null,7751.6224840362165,0.54701303826998338,null,"IstEgsd201",null,"Stone/Clay/Glass/Concrete","Energy Star windows"]
[234,"IstNgsd201",0.98603092133998871,8348.9641729365176,0,4229.2880859375,0,0,44974.312548686328,19151.6328125,124877.19125245902,0,0,null,68355.232918356895,124877.19125245902,129106.47934536169,null,33234.557496042507,7339.489407198952,0,4406.1622744788092,73337.551010124866,0,null,44980.2109375,73337.5546875,null,-23375.022509623828,-84126.268400896515,-51539.636564959015,null,0.70143544370614896,0.36019556883342596,0,0,0.65803609568965094,0.34839623207138914,0,0,0.58727741993521076,"FAIL",0,null,"IstNgsd201",null,-51539.636564959015,51539.636564959015,0.3751637658305727,"FAIL",0,1,null,null,21.702524180199177,null,12748.722722186392,"YES",1,null,7.4389999999999992,5.9600000000000009,6.2474711356919013,13.13,13.290000000000001,14.852837601175882,null,-23598.804653591487,null,-3549.2882166252762,null,7751.6224840362165,null,7751.6224840362165,null,12748.722722186392,null,7751.6224840362165,0.54701303826998338,null,"IstNgsd201",null,"Stone/Clay/Glass/Concrete","Energy Star windows"]
[235,"IteEgsd201",0.98603092133998871,8348.9641729365176,0,4229.2880859375,0,0,44974.312548686328,19151.6328125,82011.233102980157,0,0,null,68355.232918356895,82011.233102980157,86240.521195882786,null,33234.557496042507,7339.489407198952,0,4406.1622744788092,73337.551010124866,0,null,44980.2109375,73337.5546875,null,-23375.022509623828,-41260.310251417657,-8673.6784154801571,null,0.70143544370614896,0.54846402420286855,0,0,0.65803609568965094,0.52156701185706866,0,0,0.89423792220525744,"FAIL",0,null,"IteEgsd201",null,-8673.6784154801571,8673.6784154801571,0.58393932680408278,"FAIL",0,1,null,null,14.252808467544469,null,7884.3775250297131,"YES",1,null,7.4389999999999992,5.9600000000000009,6.2474711356919013,13.13,13.290000000000001,14.852837601175882,null,-23598.804653591487,null,-3549.2882166252762,null,1304.5315238106991,null,1304.5315238106991,null,7884.3775250297131,null,1304.5315238106991,0.14017463769090502,null,"IteEgsd201",null,"Textiles and Leather","Energy Star windows"]
[236,"IteNgsd201",0.98603092133998871,8348.9641729365176,0,4229.2880859375,0,0,44974.312548686328,19151.6328125,82011.233102980157,0,0,null,68355.232918356895,82011.233102980157,86240.521195882786,null,33234.557496042507,7339.489407198952,0,4406.1622744788092,73337.551010124866,0,null,44980.2109375,73337.5546875,null,-23375.022509623828,-41260.310251417657,-8673.6784154801571,null,0.70143544370614896,0.54846402420286855,0,0,0.65803609568965094,0.52156701185706866,0,0,0.89423792220525744,"FAIL",0,null,"IteNgsd201",null,-8673.6784154801571,8673.6784154801571,0.58393932680408278,"FAIL",0,1,null,null,14.252808467544469,null,7884.3775250297131,"YES",1,null,7.4389999999999992,5.9600000000000009,6.2474711356919013,13.13,13.290000000000001,14.852837601175882,null,-23598.804653591487,null,-3549.2882166252762,null,1304.5315238106991,null,1304.5315238106991,null,7884.3775250297131,null,1304.5315238106991,0.14017463769090502,null,"IteNgsd201",null,"Textiles and Leather","Energy Star windows"]
[237,"ItrEgsd201",0.98603092133998871,8348.9641729365176,0,4229.2880859375,0,0,44974.312548686328,19151.6328125,75732.880872818234,0,0,null,68355.232918356895,75732.880872818234,79962.168965720892,null,33234.557496042507,7339.489407198952,0,4406.1622744788092,73337.551010124866,0,null,44980.2109375,73337.5546875,null,-23375.022509623828,-34981.958021255734,-2395.3261853182339,null,0.70143544370614896,0.5939323899884037,0,0,0.65803609568965094,0.56251864504451687,0,0,0.96837138429553715,"FAIL",0,null,"ItrEgsd201",null,-2395.3261853182339,2395.3261853182339,0.63575766992060245,"FAIL",0,1,null,null,13.161688435710648,null,7171.9228903707835,"YES",1,null,7.4389999999999992,5.9600000000000009,6.2474711356919013,13.13,13.290000000000001,14.852837601175882,null,-23598.804653591487,null,-3549.2882166252762,null,360.2598999958293,null,360.2598999958293,null,7171.9228903707835,null,360.2598999958293,4.1919841436759989E-2,null,"ItrEgsd201",null,"Transportation Equipment","Energy Star windows"]
[238,"ItrNgsd201",0.98603092133998871,8348.9641729365176,0,4229.2880859375,0,0,44974.312548686328,19151.6328125,75732.880872818234,0,0,null,68355.232918356895,75732.880872818234,79962.168965720892,null,33234.557496042507,7339.489407198952,0,4406.1622744788092,73337.551010124866,0,null,44980.2109375,73337.5546875,null,-23375.022509623828,-34981.958021255734,-2395.3261853182339,null,0.70143544370614896,0.5939323899884037,0,0,0.65803609568965094,0.56251864504451687,0,0,0.96837138429553715,"FAIL",0,null,"ItrNgsd201",null,-2395.3261853182339,2395.3261853182339,0.63575766992060245,"FAIL",0,1,null,null,13.161688435710648,null,7171.9228903707835,"YES",1,null,7.4389999999999992,5.9600000000000009,6.2474711356919013,13.13,13.290000000000001,14.852837601175882,null,-23598.804653591487,null,-3549.2882166252762,null,360.2598999958293,null,360.2598999958293,null,7171.9228903707835,null,360.2598999958293,4.1919841436759989E-2,null,"ItrNgsd201",null,"Transportation Equipment","Energy Star windows"]
[239,"IwaEgsd201",0.98603092133998871,8348.9641729365176,0,4229.2880859375,0,0,44974.312548686328,19151.6328125,8500.6308248830574,0,0,null,68355.232918356895,8500.6308248830574,12729.918917785692,null,33234.557496042507,7339.489407198952,0,4406.1622744788092,73337.551010124866,0,null,44980.2109375,73337.5546875,null,-23375.022509623828,32250.292026679443,64836.923862616939,null,0.70143544370614896,5.2913968226727208,0,1,0.65803609568965094,3.5334247808339434,0,1,8.6273073373362141,"PASS",1,null,"IwaEgsd201",null,64836.923862616939,0,0.65803609568965094,"FAIL",0,1,null,null,1.4773326260186783,null,-457.46086828691136,"NO",0,null,7.4389999999999992,5.9600000000000009,6.2474711356919013,13.13,13.290000000000001,14.852837601175882,null,-23598.804653591487,null,-3549.2882166252762,null,0,null,0,null,-457.46086828691136,null,-457.46086828691136,-0.47423212906807533,null,"IwaEgsd201",null,"Water and Wastewater","Energy Star windows"]
[240,"IwaNgsd201",0.98603092133998871,8348.9641729365176,0,4229.2880859375,0,0,44974.312548686328,19151.6328125,8500.6308248830574,0,0,null,68355.232918356895,8500.6308248830574,12729.918917785692,null,33234.557496042507,7339.489407198952,0,4406.1622744788092,73337.551010124866,0,null,44980.2109375,73337.5546875,null,-23375.022509623828,32250.292026679443,64836.923862616939,null,0.70143544370614896,5.2913968226727208,0,1,0.65803609568965094,3.5334247808339434,0,1,8.6273073373362141,"PASS",1,null,"IwaNgsd201",null,64836.923862616939,0,0.65803609568965094,"FAIL",0,1,null,null,1.4773326260186783,null,-457.46086828691136,"NO",0,null,7.4389999999999992,5.9600000000000009,6.2474711356919013,13.13,13.290000000000001,14.852837601175882,null,-23598.804653591487,null,-3549.2882166252762,null,0,null,0,null,-457.46086828691136,null,-457.46086828691136,-0.47423212906807533,null,"IwaNgsd201",null,"Water and Wastewater","Energy Star windows"]
[241,"IagEgsd202",0.98603092133998871,8348.9641729365176,0,3544.369140625,0,0,44974.312548686328,19151.6328125,39959.257501800748,0,0,null,67670.313883899827,39959.257501800748,43503.626560246346,null,33234.557496042507,7339.489407198952,0,4406.1622744788092,73337.551010124866,0,null,44980.2109375,73337.5546875,null,-22690.103564311328,1476.5842950742517,33378.297185699252,null,0.70143544370614896,1.1256518201188543,0,1,0.66469634829753921,1.0339416368021661,0,1,1.8353082432573997,"PASS",1,null,"IagEgsd202",null,33378.297185699252,0,0.66469634829753921,"FAIL",0,1,null,null,6.9445569860503893,null,3112.4024101631203,"YES",1,null,7.4389999999999992,5.9600000000000009,6.2474711356919013,13.13,13.290000000000001,14.852837601175882,null,-22913.885708278991,null,-3446.2755946884663,null,0,null,0,null,3112.4024101631203,null,0,0,null,"IagEgsd202",null,"Agriculture and Assembly","Industrial Duct Sealing"]
[242,"IagNgsd202",0.98603092133998871,8348.9641729365176,0,3544.369140625,0,0,44974.312548686328,19151.6328125,39959.257501800748,0,0,null,67670.313883899827,39959.257501800748,43503.626560246346,null,33234.557496042507,7339.489407198952,0,4406.1622744788092,73337.551010124866,0,null,44980.2109375,73337.5546875,null,-22690.103564311328,1476.5842950742517,33378.297185699252,null,0.70143544370614896,1.1256518201188543,0,1,0.66469634829753921,1.0339416368021661,0,1,1.8353082432573997,"PASS",1,null,"IagNgsd202",null,33378.297185699252,0,0.66469634829753921,"FAIL",0,1,null,null,6.9445569860503893,null,3112.4024101631203,"YES",1,null,7.4389999999999992,5.9600000000000009,6.2474711356919013,13.13,13.290000000000001,14.852837601175882,null,-22913.885708278991,null,-3446.2755946884663,null,0,null,0,null,3112.4024101631203,null,0,0,null,"IagNgsd202",null,"Agriculture and Assembly","Industrial Duct Sealing"]
[243,"IchEgsd202",0.98603092133998871,8348.9641729365176,0,3544.369140625,0,0,44974.312548686328,19151.6328125,25075.821198623893,0,0,null,67670.313883899827,25075.821198623893,28620.190257069487,null,33234.557496042507,7339.489407198952,0,4406.1622744788092,73337.551010124866,0,null,44980.2109375,73337.5546875,null,-22690.103564311328,16360.020598251107,48261.733488876111,null,0.70143544370614896,1.7937682112667328,0,1,0.66469634829753921,1.5716251500890772,0,1,2.9246322226737127,"PASS",1,null,"IchEgsd202",null,48261.733488876111,0,0.66469634829753921,"FAIL",0,1,null,null,4.3579506087746003,null,1423.4592620557048,"YES",1,null,7.4389999999999992,5.9600000000000009,6.2474711356919013,13.13,13.290000000000001,14.852837601175882,null,-22913.885708278991,null,-3446.2755946884663,null,0,null,0,null,1423.4592620557048,null,0,0,null,"IchEgsd202",null,"Chemicals and Plastics","Industrial Duct Sealing"]
[244,"IchNgsd202",0.98603092133998871,8348.9641729365176,0,3544.369140625,0,0,44974.312548686328,19151.6328125,25075.821198623893,0,0,null,67670.313883899827,25075.821198623893,28620.190257069487,null,33234.557496042507,7339.489407198952,0,4406.1622744788092,73337.551010124866,0,null,44980.2109375,73337.5546875,null,-22690.103564311328,16360.020598251107,48261.733488876111,null,0.70143544370614896,1.7937682112667328,0,1,0.66469634829753921,1.5716251500890772,0,1,2.9246322226737127,"PASS",1,null,"IchNgsd202",null,48261.733488876111,0,0.66469634829753921,"FAIL",0,1,null,null,4.3579506087746003,null,1423.4592620557048,"YES",1,null,7.4389999999999992,5.9600000000000009,6.2474711356919013,13.13,13.290000000000001,14.852837601175882,null,-22913.885708278991,null,-3446.2755946884663,null,0,null,0,null,1423.4592620557048,null,0,0,null,"IchNgsd202",null,"Chemicals and Plastics","Industrial Duct Sealing"]
[245,"IcoEgsd202",0.98603092133998871,8348.9641729365176,0,3544.369140625,0,0,44974.312548686328,19151.6328125,40510.425045408309,0,0,null,67670.313883899827,40510.425045408309,44054.794103853928,null,33234.557496042507,7339.489407198952,0,4406.1622744788092,73337.551010124866,0,null,44980.2109375,73337.5546875,null,-22690.103564311328,925.41675146669149,32827.129642091691,null,0.70143544370614896,1.110336682152347,0,1,0.66469634829753921,1.0210060396051079,0,1,1.810337823049144,"PASS",1,null,"IcoEgsd202",null,32827.129642091691,0,0.66469634829753921,"FAIL",0,1,null,null,7.0403448414393512,null,3174.9477759568435,"YES",1,null,7.4389999999999992,5.9600000000000009,6.2474711356919013,13.13,13.290000000000001,14.852837601175882,null,-22913.885708278991,null,-3446.2755946884663,null,0,null,0,null,3174.9477759568435,null,0,0,null,"IcoEgsd202",null,"Construction","Industrial Duct Sealing"]
[246,"IcoNgsd202",0.98603092133998871,8348.9641729365176,0,3544.369140625,0,0,44974.312548686328,19151.6328125,40510.425045408309,0,0,null,67670.313883899827,40510.425045408309,44054.794103853928,null,33234.557496042507,7339.489407198952,0,4406.1622744788092,73337.551010124866,0,null,44980.2109375,73337.5546875,null,-22690.103564311328,925.41675146669149,32827.129642091691,null,0.70143544370614896,1.110336682152347,0,1,0.66469634829753921,1.0210060396051079,0,1,1.810337823049144,"PASS",1,null,"IcoNgsd202",null,32827.129642091691,0,0.66469634829753921,"FAIL",0,1,null,null,7.0403448414393512,null,3174.9477759568435,"YES",1,null,7.4389999999999992,5.9600000000000009,6.2474711356919013,13.13,13.290000000000001,14.852837601175882,null,-22913.885708278991,null,-3446.2755946884663,null,0,null,0,null,3174.9477759568435,null,0,0,null,"IcoNgsd202",null,"Construction","Industrial Duct Sealing"]
[247,"IelEgsd202",0.98603092133998871,8348.9641729365176,0,3544.369140625,0,0,44974.312548686328,19151.6328125,22355.893083259009,0,0,null,67670.313883899827,22355.893083259009,25900.262141704603,null,33234.557496042507,7339.489407198952,0,4406.1622744788092,73337.551010124866,0,null,44980.2109375,73337.5546875,null,-22690.103564311328,19079.948713615991,50981.661604240988,null,0.70143544370614896,2.0120068909786917,0,1,0.66469634829753921,1.7366700981128043,0,1,3.2804573905579333,"PASS",1,null,"IelEgsd202",null,50981.661604240988,0,0.66469634829753921,"FAIL",0,1,null,null,3.8852517309458845,null,1114.8071463566371,"YES",1,null,7.4389999999999992,5.9600000000000009,6.2474711356919013,13.13,13.290000000000001,14.852837601175882,null,-22913.885708278991,null,-3446.2755946884663,null,0,null,0,null,1114.8071463566371,null,0,0,null,"IelEgsd202",null,"Electrical and Electronic Equip.","Industrial Duct Sealing"]
[248,"IelNgsd202",0.98603092133998871,8348.9641729365176,0,3544.369140625,0,0,44974.312548686328,19151.6328125,22355.893083259009,0,0,null,67670.313883899827,22355.893083259009,25900.262141704603,null,33234.557496042507,7339.489407198952,0,4406.1622744788092,73337.551010124866,0,null,44980.2109375,73337.5546875,null,-22690.103564311328,19079.948713615991,50981.661604240988,null,0.70143544370614896,2.0120068909786917,0,1,0.66469634829753921,1.7366700981128043,0,1,3.2804573905579333,"PASS",1,null,"IelNgsd202",null,50981.661604240988,0,0.66469634829753921,"FAIL",0,1,null,null,3.8852517309458845,null,1114.8071463566371,"YES",1,null,7.4389999999999992,5.9600000000000009,6.2474711356919013,13.13,13.290000000000001,14.852837601175882,null,-22913.885708278991,null,-3446.2755946884663,null,0,null,0,null,1114.8071463566371,null,0,0,null,"IelNgsd202",null,"Electrical and Electronic Equip.","Industrial Duct Sealing"]
[249,"IluEgsd202",0.98603092133998871,8348.9641729365176,0,3544.369140625,0,0,44974.312548686328,19151.6328125,74354.576906922695,0,0,null,67670.313883899827,74354.576906922695,77898.945965368301,null,33234.557496042507,7339.489407198952,0,4406.1622744788092,73337.551010124866,0,null,44980.2109375,73337.5546875,null,-22690.103564311328,-32918.735110047695,-1017.0222194226953,null,0.70143544370614896,0.60494206017480778,0,0,0.66469634829753921,0.57741745196456351,0,0,0.9863219957435061,"FAIL",0,null,"IluEgsd202",null,-1017.0222194226953,1017.0222194226953,0.65485449115680738,"FAIL",0,1,null,null,12.922151175368462,null,7015.5153217025882,"YES",1,null,7.4389999999999992,5.9600000000000009,6.2474711356919013,13.13,13.290000000000001,14.852837601175882,null,-22913.885708278991,null,-3446.2755946884663,null,152.96134835768896,null,152.96134835768896,null,7015.5153217025882,null,152.96134835768896,1.8128513687261448E-2,null,"IluEgsd202",null,"Lumber/Furniture/Pulp/Paper","Industrial Duct Sealing"]
[250,"IluNgsd202",0.98603092133998871,8348.9641729365176,0,3544.369140625,0,0,44974.312548686328,19151.6328125,74354.576906922695,0,0,null,67670.313883899827,74354.576906922695,77898.945965368301,null,33234.557496042507,7339.489407198952,0,4406.1622744788092,73337.551010124866,0,null,44980.2109375,73337.5546875,null,-22690.103564311328,-32918.735110047695,-1017.0222194226953,null,0.70143544370614896,0.60494206017480778,0,0,0.66469634829753921,0.57741745196456351,0,0,0.9863219957435061,"FAIL",0,null,"IluNgsd202",null,-1017.0222194226953,1017.0222194226953,0.65485449115680738,"FAIL",0,1,null,null,12.922151175368462,null,7015.5153217025882,"YES",1,null,7.4389999999999992,5.9600000000000009,6.2474711356919013,13.13,13.290000000000001,14.852837601175882,null,-22913.885708278991,null,-3446.2755946884663,null,152.96134835768896,null,152.96134835768896,null,7015.5153217025882,null,152.96134835768896,1.8128513687261448E-2,null,"IluNgsd202",null,"Lumber/Furniture/Pulp/Paper","Industrial Duct Sealing"]
[251,"ImeEgsd202",0.98603092133998871,8348.9641729365176,0,3544.369140625,0,0,44974.312548686328,19151.6328125,69309.857543133534,0,0,null,67670.313883899827,69309.857543133534,72854.226601579139,null,33234.557496042507,7339.489407198952,0,4406.1622744788092,73337.551010124866,0,null,44980.2109375,73337.5546875,null,-22690.103564311328,-27874.015746258534,4027.6971443664661,null,0.70143544370614896,0.64897278009130965,0,0,0.66469634829753921,0.61740015624278777,0,0,1.0581114618776977,"PASS",1,null,"ImeEgsd202",null,4027.6971443664661,0,0.66469634829753921,"FAIL",0,1,null,null,12.045425269124877,null,6443.0508659094021,"YES",1,null,7.4389999999999992,5.9600000000000009,6.2474711356919013,13.13,13.290000000000001,14.852837601175882,null,-22913.885708278991,null,-3446.2755946884663,null,0,null,0,null,6443.0508659094021,null,0,0,null,"ImeEgsd202",null,"Metal Products and Machinery","Industrial Duct Sealing"]
[252,"ImeNgsd202",0.98603092133998871,8348.9641729365176,0,3544.369140625,0,0,44974.312548686328,19151.6328125,69309.857543133534,0,0,null,67670.313883899827,69309.857543133534,72854.226601579139,null,33234.557496042507,7339.489407198952,0,4406.1622744788092,73337.551010124866,0,null,44980.2109375,73337.5546875,null,-22690.103564311328,-27874.015746258534,4027.6971443664661,null,0.70143544370614896,0.64897278009130965,0,0,0.66469634829753921,0.61740015624278777,0,0,1.0581114618776977,"PASS",1,null,"ImeNgsd202",null,4027.6971443664661,0,0.66469634829753921,"FAIL",0,1,null,null,12.045425269124877,null,6443.0508659094021,"YES",1,null,7.4389999999999992,5.9600000000000009,6.2474711356919013,13.13,13.290000000000001,14.852837601175882,null,-22913.885708278991,null,-3446.2755946884663,null,0,null,0,null,6443.0508659094021,null,0,0,null,"ImeNgsd202",null,"Metal Products and Machinery","Industrial Duct Sealing"]
[253,"ImiEgsd202",0.98603092133998871,8348.9641729365176,0,3544.369140625,0,0,44974.312548686328,19151.6328125,40510.425045408309,0,0,null,67670.313883899827,40510.425045408309,44054.794103853928,null,33234.557496042507,7339.489407198952,0,4406.1622744788092,73337.551010124866,0,null,44980.2109375,73337.5546875,null,-22690.103564311328,925.41675146669149,32827.129642091691,null,0.70143544370614896,1.110336682152347,0,1,0.66469634829753921,1.0210060396051079,0,1,1.810337823049144,"PASS",1,null,"ImiEgsd202",null,32827.129642091691,0,0.66469634829753921,"FAIL",0,1,null,null,7.0403448414393512,null,3174.9477759568435,"YES",1,null,7.4389999999999992,5.9600000000000009,6.2474711356919013,13.13,13.290000000000001,14.852837601175882,null,-22913.885708278991,null,-3446.2755946884663,null,0,null,0,null,3174.9477759568435,null,0,0,null,"ImiEgsd202",null,"Miscellaneous Manufacturing","Industrial Duct Sealing"]
[254,"ImiNgsd202",0.98603092133998871,8348.9641729365176,0,3544.369140625,0,0,44974.312548686328,19151.6328125,40510.425045408309,0,0,null,67670.313883899827,40510.425045408309,44054.794103853928,null,33234.557496042507,7339.489407198952,0,4406.1622744788092,73337.551010124866,0,null,44980.2109375,73337.5546875,null,-22690.103564311328,925.41675146669149,32827.129642091691,null,0.70143544370614896,1.110336682152347,0,1,0.66469634829753921,1.0210060396051079,0,1,1.810337823049144,"PASS",1,null,"ImiNgsd202",null,32827.129642091691,0,0.66469634829753921,"FAIL",0,1,null,null,7.0403448414393512,null,3174.9477759568435,"YES",1,null,7.4389999999999992,5.9600000000000009,6.2474711356919013,13.13,13.290000000000001,14.852837601175882,null,-22913.885708278991,null,-3446.2755946884663,null,0,null,0,null,3174.9477759568435,null,0,0,null,"ImiNgsd202",null,"Miscellaneous Manufacturing","Industrial Duct Sealing"]
[255,"IprEgsd202",0.98603092133998871,8348.9641729365176,0,3544.369140625,0,0,44974.312548686328,19151.6328125,35438.980555239534,0,0,null,67670.313883899827,35438.980555239534,38983.34961368511,null,33234.557496042507,7339.489407198952,0,4406.1622744788092,73337.551010124866,0,null,44980.2109375,73337.5546875,null,-22690.103564311328,5996.8612416354663,37898.574132260466,null,0.70143544370614896,1.2692298207446553,0,1,0.66469634829753921,1.1538313482145848,0,1,2.0694036210547058,"PASS",1,null,"IprEgsd202",null,37898.574132260466,0,0.66469634829753921,"FAIL",0,1,null,null,6.1589735760828503,null,2599.4500996809493,"YES",1,null,7.4389999999999992,5.9600000000000009,6.2474711356919013,13.13,13.290000000000001,14.852837601175882,null,-22913.885708278991,null,-3446.2755946884663,null,0,null,0,null,2599.4500996809493,null,0,0,null,"IprEgsd202",null,"Primary Resources Industries","Industrial Duct Sealing"]
[256,"IprNgsd202",0.98603092133998871,8348.9641729365176,0,3544.369140625,0,0,44974.312548686328,19151.6328125,35438.980555239534,0,0,null,67670.313883899827,35438.980555239534,38983.34961368511,null,33234.557496042507,7339.489407198952,0,4406.1622744788092,73337.551010124866,0,null,44980.2109375,73337.5546875,null,-22690.103564311328,5996.8612416354663,37898.574132260466,null,0.70143544370614896,1.2692298207446553,0,1,0.66469634829753921,1.1538313482145848,0,1,2.0694036210547058,"PASS",1,null,"IprNgsd202",null,37898.574132260466,0,0.66469634829753921,"FAIL",0,1,null,null,6.1589735760828503,null,2599.4500996809493,"YES",1,null,7.4389999999999992,5.9600000000000009,6.2474711356919013,13.13,13.290000000000001,14.852837601175882,null,-22913.885708278991,null,-3446.2755946884663,null,0,null,0,null,2599.4500996809493,null,0,0,null,"IprNgsd202",null,"Primary Resources Industries","Industrial Duct Sealing"]
[257,"IstEgsd202",0.98603092133998871,8348.9641729365176,0,3544.369140625,0,0,44974.312548686328,19151.6328125,46343.279616623906,0,0,null,67670.313883899827,46343.279616623906,49887.648675069497,null,33234.557496042507,7339.489407198952,0,4406.1622744788092,73337.551010124866,0,null,44980.2109375,73337.5546875,null,-22690.103564311328,-4907.4378197489059,26994.275070876094,null,0.70143544370614896,0.97058756543775215,0,0,0.66469634829753921,0.90163020422894091,0,0,1.5824852124016038,"PASS",1,null,"IstEgsd202",null,26994.275070876094,0,0.66469634829753921,"FAIL",0,1,null,null,8.0540421833802469,null,3836.8487110844117,"YES",1,null,7.4389999999999992,5.9600000000000009,6.2474711356919013,13.13,13.290000000000001,14.852837601175882,null,-22913.885708278991,null,-3446.2755946884663,null,0,null,0,null,3836.8487110844117,null,0,0,null,"IstEgsd202",null,"Stone/Clay/Glass/Concrete","Industrial Duct Sealing"]
[258,"IstNgsd202",0.98603092133998871,8348.9641729365176,0,3544.369140625,0,0,44974.312548686328,19151.6328125,46343.279616623906,0,0,null,67670.313883899827,46343.279616623906,49887.648675069497,null,33234.557496042507,7339.489407198952,0,4406.1622744788092,73337.551010124866,0,null,44980.2109375,73337.5546875,null,-22690.103564311328,-4907.4378197489059,26994.275070876094,null,0.70143544370614896,0.97058756543775215,0,0,0.66469634829753921,0.90163020422894091,0,0,1.5824852124016038,"PASS",1,null,"IstNgsd202",null,26994.275070876094,0,0.66469634829753921,"FAIL",0,1,null,null,8.0540421833802469,null,3836.8487110844117,"YES",1,null,7.4389999999999992,5.9600000000000009,6.2474711356919013,13.13,13.290000000000001,14.852837601175882,null,-22913.885708278991,null,-3446.2755946884663,null,0,null,0,null,3836.8487110844117,null,0,0,null,"IstNgsd202",null,"Stone/Clay/Glass/Concrete","Industrial Duct Sealing"]
[259,"IteEgsd202",0.98603092133998871,8348.9641729365176,0,3544.369140625,0,0,44974.312548686328,19151.6328125,30435.289058143317,0,0,null,67670.313883899827,30435.289058143317,33979.658116588893,null,33234.557496042507,7339.489407198952,0,4406.1622744788092,73337.551010124866,0,null,44980.2109375,73337.5546875,null,-22690.103564311328,11000.552738731683,42902.265629356683,null,0.70143544370614896,1.4778966236059132,0,1,0.66469634829753921,1.3237393582472947,0,1,2.4096224138826665,"PASS",1,null,"IteEgsd202",null,42902.265629356683,0,0.66469634829753921,"FAIL",0,1,null,null,5.2893772532378405,null,2031.6409563990426,"YES",1,null,7.4389999999999992,5.9600000000000009,6.2474711356919013,13.13,13.290000000000001,14.852837601175882,null,-22913.885708278991,null,-3446.2755946884663,null,0,null,0,null,2031.6409563990426,null,0,0,null,"IteEgsd202",null,"Textiles and Leather","Industrial Duct Sealing"]
[260,"IteNgsd202",0.98603092133998871,8348.9641729365176,0,3544.369140625,0,0,44974.312548686328,19151.6328125,30435.289058143317,0,0,null,67670.313883899827,30435.289058143317,33979.658116588893,null,33234.557496042507,7339.489407198952,0,4406.1622744788092,73337.551010124866,0,null,44980.2109375,73337.5546875,null,-22690.103564311328,11000.552738731683,42902.265629356683,null,0.70143544370614896,1.4778966236059132,0,1,0.66469634829753921,1.3237393582472947,0,1,2.4096224138826665,"PASS",1,null,"IteNgsd202",null,42902.265629356683,0,0.66469634829753921,"FAIL",0,1,null,null,5.2893772532378405,null,2031.6409563990426,"YES",1,null,7.4389999999999992,5.9600000000000009,6.2474711356919013,13.13,13.290000000000001,14.852837601175882,null,-22913.885708278991,null,-3446.2755946884663,null,0,null,0,null,2031.6409563990426,null,0,0,null,"IteNgsd202",null,"Textiles and Leather","Industrial Duct Sealing"]
[261,"ItrEgsd202",0.98603092133998871,8348.9641729365176,0,3544.369140625,0,0,44974.312548686328,19151.6328125,28105.317154082099,0,0,null,67670.313883899827,28105.317154082099,31649.686212527697,null,33234.557496042507,7339.489407198952,0,4406.1622744788092,73337.551010124866,0,null,44980.2109375,73337.5546875,null,-22690.103564311328,13330.524642792901,45232.237533417901,null,0.70143544370614896,1.6004164155453033,0,1,0.66469634829753921,1.4211897874331292,0,1,2.6093836367489005,"PASS",1,null,"ItrEgsd202",null,45232.237533417901,0,0.66469634829753921,"FAIL",0,1,null,null,4.8844493626088017,null,1767.2403918741115,"YES",1,null,7.4389999999999992,5.9600000000000009,6.2474711356919013,13.13,13.290000000000001,14.852837601175882,null,-22913.885708278991,null,-3446.2755946884663,null,0,null,0,null,1767.2403918741115,null,0,0,null,"ItrEgsd202",null,"Transportation Equipment","Industrial Duct Sealing"]
[262,"ItrNgsd202",0.98603092133998871,8348.9641729365176,0,3544.369140625,0,0,44974.312548686328,19151.6328125,28105.317154082099,0,0,null,67670.313883899827,28105.317154082099,31649.686212527697,null,33234.557496042507,7339.489407198952,0,4406.1622744788092,73337.551010124866,0,null,44980.2109375,73337.5546875,null,-22690.103564311328,13330.524642792901,45232.237533417901,null,0.70143544370614896,1.6004164155453033,0,1,0.66469634829753921,1.4211897874331292,0,1,2.6093836367489005,"PASS",1,null,"ItrNgsd202",null,45232.237533417901,0,0.66469634829753921,"FAIL",0,1,null,null,4.8844493626088017,null,1767.2403918741115,"YES",1,null,7.4389999999999992,5.9600000000000009,6.2474711356919013,13.13,13.290000000000001,14.852837601175882,null,-22913.885708278991,null,-3446.2755946884663,null,0,null,0,null,1767.2403918741115,null,0,0,null,"ItrNgsd202",null,"Transportation Equipment","Industrial Duct Sealing"]
[263,"IwaEgsd202",0.98603092133998871,8348.9641729365176,0,3544.369140625,0,0,44974.312548686328,19151.6328125,3154.6782804430873,0,0,null,67670.313883899827,3154.6782804430873,6699.0473388886858,null,33234.557496042507,7339.489407198952,0,4406.1622744788092,73337.551010124866,0,null,44980.2109375,73337.5546875,null,-22690.103564311328,38281.163516431916,70182.876407056916,null,0.70143544370614896,14.258256132280579,0,1,0.66469634829753921,6.7144189479895351,0,1,23.247237330711087,"PASS",1,null,"IwaEgsd202",null,70182.876407056916,0,0.66469634829753921,"FAIL",0,1,null,null,0.54825450993255076,null,-1064.1090742164308,"NO",0,null,7.4389999999999992,5.9600000000000009,6.2474711356919013,13.13,13.290000000000001,14.852837601175882,null,-22913.885708278991,null,-3446.2755946884663,null,0,null,0,null,-1064.1090742164308,null,-1064.1090742164308,-2.9724820920582804,null,"IwaEgsd202",null,"Water and Wastewater","Industrial Duct Sealing"]
[264,"IwaNgsd202",0.98603092133998871,8348.9641729365176,0,3544.369140625,0,0,44974.312548686328,19151.6328125,3154.6782804430873,0,0,null,67670.313883899827,3154.6782804430873,6699.0473388886858,null,33234.557496042507,7339.489407198952,0,4406.1622744788092,73337.551010124866,0,null,44980.2109375,73337.5546875,null,-22690.103564311328,38281.163516431916,70182.876407056916,null,0.70143544370614896,14.258256132280579,0,1,0.66469634829753921,6.7144189479895351,0,1,23.247237330711087,"PASS",1,null,"IwaNgsd202",null,70182.876407056916,0,0.66469634829753921,"FAIL",0,1,null,null,0.54825450993255076,null,-1064.1090742164308,"NO",0,null,7.4389999999999992,5.9600000000000009,6.2474711356919013,13.13,13.290000000000001,14.852837601175882,null,-22913.885708278991,null,-3446.2755946884663,null,0,null,0,null,-1064.1090742164308,null,-1064.1090742164308,-2.9724820920582804,null,"IwaNgsd202",null,"Water and Wastewater","Industrial Duct Sealing"]
[265,"IagEgsd203",0.98603092133998871,8348.9641729365176,0,5038.640625,0,0,44974.312548686328,19151.6328125,303609.48053378367,0,0,null,69164.585238517713,303609.48053378367,308648.12094684725,null,33234.557496042507,7339.489407198952,0,4406.1622744788092,73337.551010124866,0,null,44980.2109375,73337.5546875,null,-24184.375048686328,-263667.91022128367,-230271.92584628367,null,0.70143544370614896,0.14815153617212193,0,0,0.65033586619724038,0.14573298152156897,0,0,0.24155225508295508,"FAIL",0,null,"IagEgsd203",null,-230271.92584628367,230271.92584628367,0.15021618660407624,"FAIL",0,1,null,null,44.289050132428123,null,27496.756509508978,"YES",1,null,7.4389999999999992,5.9600000000000009,6.2474711356919013,13.13,13.290000000000001,14.852837601175882,null,-24408.157192653991,null,-3204.4717195520275,null,30231.691329949314,null,30231.691329949314,null,27496.756509508978,null,27496.756509508978,0.95082461204101143,null,"IagEgsd203",null,"Agriculture and Assembly","Reflective Roof Treatment"]
[266,"IagNgsd203",0.98603092133998871,8348.9641729365176,0,5038.640625,0,0,44974.312548686328,19151.6328125,303609.48053378367,0,0,null,69164.585238517713,303609.48053378367,308648.12094684725,null,33234.557496042507,7339.489407198952,0,4406.1622744788092,73337.551010124866,0,null,44980.2109375,73337.5546875,null,-24184.375048686328,-263667.91022128367,-230271.92584628367,null,0.70143544370614896,0.14815153617212193,0,0,0.65033586619724038,0.14573298152156897,0,0,0.24155225508295508,"FAIL",0,null,"IagNgsd203",null,-230271.92584628367,230271.92584628367,0.15021618660407624,"FAIL",0,1,null,null,44.289050132428123,null,27496.756509508978,"YES",1,null,7.4389999999999992,5.9600000000000009,6.2474711356919013,13.13,13.290000000000001,14.852837601175882,null,-24408.157192653991,null,-3204.4717195520275,null,30231.691329949314,null,30231.691329949314,null,27496.756509508978,null,27496.756509508978,0.95082461204101143,null,"IagNgsd203",null,"Agriculture and Assembly","Reflective Roof Treatment"]
[267,"IchEgsd203",0.98603092133998871,8348.9641729365176,0,5038.640625,0,0,44974.312548686328,19151.6328125,459961.25221025094,0,0,null,69164.585238517713,459961.25221025094,464999.89262331428,null,33234.557496042507,7339.489407198952,0,4406.1622744788092,73337.551010124866,0,null,44980.2109375,73337.5546875,null,-24184.375048686328,-420019.68189775094,-386623.69752275094,null,0.70143544370614896,9.7791304640024959E-2,0,0,0.65033586619724038,9.6731658717685881E-2,0,0,0.159442897276871,"FAIL",0,null,"IchEgsd203",null,-386623.69752275094,386623.69752275094,9.868663273047476E-2,"FAIL",0,1,null,null,67.09687096091929,null,42389.286370241847,"YES",1,null,7.4389999999999992,5.9600000000000009,6.2474711356919013,13.13,13.290000000000001,14.852837601175882,null,-24408.157192653991,null,-3204.4717195520275,null,50758.633478203177,null,50758.633478203177,null,42389.286370241847,null,42389.286370241847,0.96754049493804584,null,"IchEgsd203",null,"Chemicals and Plastics","Reflective Roof Treatment"]
[268,"IchNgsd203",0.98603092133998871,8348.9641729365176,0,5038.640625,0,0,44974.312548686328,19151.6328125,459961.25221025094,0,0,null,69164.585238517713,459961.25221025094,464999.89262331428,null,33234.557496042507,7339.489407198952,0,4406.1622744788092,73337.551010124866,0,null,44980.2109375,73337.5546875,null,-24184.375048686328,-420019.68189775094,-386623.69752275094,null,0.70143544370614896,9.7791304640024959E-2,0,0,0.65033586619724038,9.6731658717685881E-2,0,0,0.159442897276871,"FAIL",0,null,"IchNgsd203",null,-386623.69752275094,386623.69752275094,9.868663273047476E-2,"FAIL",0,1,null,null,67.09687096091929,null,42389.286370241847,"YES",1,null,7.4389999999999992,5.9600000000000009,6.2474711356919013,13.13,13.290000000000001,14.852837601175882,null,-24408.157192653991,null,-3204.4717195520275,null,50758.633478203177,null,50758.633478203177,null,42389.286370241847,null,42389.286370241847,0.96754049493804584,null,"IchNgsd203",null,"Chemicals and Plastics","Reflective Roof Treatment"]
[269,"IcoEgsd203",0.98603092133998871,8348.9641729365176,0,5038.640625,0,0,44974.312548686328,19151.6328125,119963.21727091109,0,0,null,69164.585238517713,119963.21727091109,125001.85768397458,null,33234.557496042507,7339.489407198952,0,4406.1622744788092,73337.551010124866,0,null,44980.2109375,73337.5546875,null,-24184.375048686328,-80021.646958411089,-46625.662583411089,null,0.70143544370614896,0.37495002185479803,0,0,0.65033586619724038,0.35983633919229402,0,0,0.61133367673761974,"FAIL",0,null,"IcoEgsd203",null,-46625.662583411089,46625.662583411089,0.38846285842856609,"FAIL",0,1,null,null,17.499640794734798,null,10004.419932810835,"YES",1,null,7.4389999999999992,5.9600000000000009,6.2474711356919013,13.13,13.290000000000001,14.852837601175882,null,-24408.157192653991,null,-3204.4717195520275,null,6121.3395167285871,null,6121.3395167285871,null,10004.419932810835,null,6121.3395167285871,0.535713569228353,null,"IcoEgsd203",null,"Construction","Reflective Roof Treatment"]
[270,"IcoNgsd203",0.98603092133998871,8348.9641729365176,0,5038.640625,0,0,44974.312548686328,19151.6328125,119963.21727091109,0,0,null,69164.585238517713,119963.21727091109,125001.85768397458,null,33234.557496042507,7339.489407198952,0,4406.1622744788092,73337.551010124866,0,null,44980.2109375,73337.5546875,null,-24184.375048686328,-80021.646958411089,-46625.662583411089,null,0.70143544370614896,0.37495002185479803,0,0,0.65033586619724038,0.35983633919229402,0,0,0.61133367673761974,"FAIL",0,null,"IcoNgsd203",null,-46625.662583411089,46625.662583411089,0.38846285842856609,"FAIL",0,1,null,null,17.499640794734798,null,10004.419932810835,"YES",1,null,7.4389999999999992,5.9600000000000009,6.2474711356919013,13.13,13.290000000000001,14.852837601175882,null,-24408.157192653991,null,-3204.4717195520275,null,6121.3395167285871,null,6121.3395167285871,null,10004.419932810835,null,6121.3395167285871,0.535713569228353,null,"IcoNgsd203",null,"Construction","Reflective Roof Treatment"]
[271,"IelEgsd203",0.98603092133998871,8348.9641729365176,0,5038.640625,0,0,44974.312548686328,19151.6328125,321611.00871626864,0,0,null,69164.585238517713,321611.00871626864,326649.64912933216,null,33234.557496042507,7339.489407198952,0,4406.1622744788092,73337.551010124866,0,null,44980.2109375,73337.5546875,null,-24184.375048686328,-281669.43840376864,-248273.45402876864,null,0.70143544370614896,0.13985905245296623,0,0,0.65033586619724038,0.13770169669004215,0,0,0.228031854320633,"FAIL",0,null,"IelEgsd203",null,-248273.45402876864,248273.45402876864,0.14169760793438907,"FAIL",0,1,null,null,46.915024148444054,null,29211.405039112189,"YES",1,null,7.4389999999999992,5.9600000000000009,6.2474711356919013,13.13,13.290000000000001,14.852837601175882,null,-24408.157192653991,null,-3204.4717195520275,null,32595.056475223497,null,32595.056475223497,null,29211.405039112189,null,29211.405039112189,0.95357710537021056,null,"IelEgsd203",null,"Electrical and Electronic Equip.","Reflective Roof Treatment"]
[272,"IelNgsd203",0.98603092133998871,8348.9641729365176,0,5038.640625,0,0,44974.312548686328,19151.6328125,321611.00871626864,0,0,null,69164.585238517713,321611.00871626864,326649.64912933216,null,33234.557496042507,7339.489407198952,0,4406.1622744788092,73337.551010124866,0,null,44980.2109375,73337.5546875,null,-24184.375048686328,-281669.43840376864,-248273.45402876864,null,0.70143544370614896,0.13985905245296623,0,0,0.65033586619724038,0.13770169669004215,0,0,0.228031854320633,"FAIL",0,null,"IelNgsd203",null,-248273.45402876864,248273.45402876864,0.14169760793438907,"FAIL",0,1,null,null,46.915024148444054,null,29211.405039112189,"YES",1,null,7.4389999999999992,5.9600000000000009,6.2474711356919013,13.13,13.290000000000001,14.852837601175882,null,-24408.157192653991,null,-3204.4717195520275,null,32595.056475223497,null,32595.056475223497,null,29211.405039112189,null,29211.405039112189,0.95357710537021056,null,"IelNgsd203",null,"Electrical and Electronic Equip.","Reflective Roof Treatment"]
[273,"IluEgsd203",0.98603092133998871,8348.9641729365176,0,5038.640625,0,0,44974.312548686328,19151.6328125,634579.80752946995,0,0,null,69164.585238517713,634579.80752946995,639618.4479425333,null,33234.557496042507,7339.489407198952,0,4406.1622744788092,73337.551010124866,0,null,44980.2109375,73337.5546875,null,-24184.375048686328,-594638.23721696995,-561242.25284196995,null,0.70143544370614896,7.0881881843382025E-2,0,0,0.65033586619724038,7.0323504688278055E-2,0,0,0.11556868626661146,"FAIL",0,null,"IluEgsd203",null,-561242.25284196995,561242.25284196995,7.1351083406887408E-2,"FAIL",0,1,null,null,92.569363096935717,null,59021.73243405125,"YES",1,null,7.4389999999999992,5.9600000000000009,6.2474711356919013,13.13,13.290000000000001,14.852837601175882,null,-24408.157192653991,null,-3204.4717195520275,null,73683.765343458319,null,73683.765343458319,null,59021.73243405125,null,59021.73243405125,0.97647244023579827,null,"IluEgsd203",null,"Lumber/Furniture/Pulp/Paper","Reflective Roof Treatment"]
[274,"IluNgsd203",0.98603092133998871,8348.9641729365176,0,5038.640625,0,0,44974.312548686328,19151.6328125,634579.80752946995,0,0,null,69164.585238517713,634579.80752946995,639618.4479425333,null,33234.557496042507,7339.489407198952,0,4406.1622744788092,73337.551010124866,0,null,44980.2109375,73337.5546875,null,-24184.375048686328,-594638.23721696995,-561242.25284196995,null,0.70143544370614896,7.0881881843382025E-2,0,0,0.65033586619724038,7.0323504688278055E-2,0,0,0.11556868626661146,"FAIL",0,null,"IluNgsd203",null,-561242.25284196995,561242.25284196995,7.1351083406887408E-2,"FAIL",0,1,null,null,92.569363096935717,null,59021.73243405125,"YES",1,null,7.4389999999999992,5.9600000000000009,6.2474711356919013,13.13,13.290000000000001,14.852837601175882,null,-24408.157192653991,null,-3204.4717195520275,null,73683.765343458319,null,73683.765343458319,null,59021.73243405125,null,59021.73243405125,0.97647244023579827,null,"IluNgsd203",null,"Lumber/Furniture/Pulp/Paper","Reflective Roof Treatment"]
[275,"ImeEgsd203",0.98603092133998871,8348.9641729365176,0,5038.640625,0,0,44974.312548686328,19151.6328125,228830.40657913359,0,0,null,69164.585238517713,228830.40657913359,233869.04699219702,null,33234.557496042507,7339.489407198952,0,4406.1622744788092,73337.551010124866,0,null,44980.2109375,73337.5546875,null,-24184.375048686328,-188888.83626663359,-155492.85189163359,null,0.70143544370614896,0.19656570824622929,0,0,0.65033586619724038,0.19233075721319731,0,0,0.3204886788598113,"FAIL",0,null,"ImeEgsd203",null,-155492.85189163359,155492.85189163359,0.20021687847238118,"FAIL",0,1,null,null,33.380646443055909,null,20374.036241820377,"YES",1,null,7.4389999999999992,5.9600000000000009,6.2474711356919013,13.13,13.290000000000001,14.852837601175882,null,-24408.157192653991,null,-3204.4717195520275,null,20414.17721732776,null,20414.17721732776,null,20374.036241820377,null,20374.036241820377,0.93475467210281316,null,"ImeEgsd203",null,"Metal Products and Machinery","Reflective Roof Treatment"]
[276,"ImeNgsd203",0.98603092133998871,8348.9641729365176,0,5038.640625,0,0,44974.312548686328,19151.6328125,228830.40657913359,0,0,null,69164.585238517713,228830.40657913359,233869.04699219702,null,33234.557496042507,7339.489407198952,0,4406.1622744788092,73337.551010124866,0,null,44980.2109375,73337.5546875,null,-24184.375048686328,-188888.83626663359,-155492.85189163359,null,0.70143544370614896,0.19656570824622929,0,0,0.65033586619724038,0.19233075721319731,0,0,0.3204886788598113,"FAIL",0,null,"ImeNgsd203",null,-155492.85189163359,155492.85189163359,0.20021687847238118,"FAIL",0,1,null,null,33.380646443055909,null,20374.036241820377,"YES",1,null,7.4389999999999992,5.9600000000000009,6.2474711356919013,13.13,13.290000000000001,14.852837601175882,null,-24408.157192653991,null,-3204.4717195520275,null,20414.17721732776,null,20414.17721732776,null,20374.036241820377,null,20374.036241820377,0.93475467210281316,null,"ImeNgsd203",null,"Metal Products and Machinery","Reflective Roof Treatment"]
[277,"ImiEgsd203",0.98603092133998871,8348.9641729365176,0,5038.640625,0,0,44974.312548686328,19151.6328125,119963.21727091109,0,0,null,69164.585238517713,119963.21727091109,125001.85768397458,null,33234.557496042507,7339.489407198952,0,4406.1622744788092,73337.551010124866,0,null,44980.2109375,73337.5546875,null,-24184.375048686328,-80021.646958411089,-46625.662583411089,null,0.70143544370614896,0.37495002185479803,0,0,0.65033586619724038,0.35983633919229402,0,0,0.61133367673761974,"FAIL",0,null,"ImiEgsd203",null,-46625.662583411089,46625.662583411089,0.38846285842856609,"FAIL",0,1,null,null,17.499640794734798,null,10004.419932810835,"YES",1,null,7.4389999999999992,5.9600000000000009,6.2474711356919013,13.13,13.290000000000001,14.852837601175882,null,-24408.157192653991,null,-3204.4717195520275,null,6121.3395167285871,null,6121.3395167285871,null,10004.419932810835,null,6121.3395167285871,0.535713569228353,null,"ImiEgsd203",null,"Miscellaneous Manufacturing","Reflective Roof Treatment"]
[278,"ImiNgsd203",0.98603092133998871,8348.9641729365176,0,5038.640625,0,0,44974.312548686328,19151.6328125,119963.21727091109,0,0,null,69164.585238517713,119963.21727091109,125001.85768397458,null,33234.557496042507,7339.489407198952,0,4406.1622744788092,73337.551010124866,0,null,44980.2109375,73337.5546875,null,-24184.375048686328,-80021.646958411089,-46625.662583411089,null,0.70143544370614896,0.37495002185479803,0,0,0.65033586619724038,0.35983633919229402,0,0,0.61133367673761974,"FAIL",0,null,"ImiNgsd203",null,-46625.662583411089,46625.662583411089,0.38846285842856609,"FAIL",0,1,null,null,17.499640794734798,null,10004.419932810835,"YES",1,null,7.4389999999999992,5.9600000000000009,6.2474711356919013,13.13,13.290000000000001,14.852837601175882,null,-24408.157192653991,null,-3204.4717195520275,null,6121.3395167285871,null,6121.3395167285871,null,10004.419932810835,null,6121.3395167285871,0.535713569228353,null,"ImiNgsd203",null,"Miscellaneous Manufacturing","Reflective Roof Treatment"]
[279,"IprEgsd203",0.98603092133998871,8348.9641729365176,0,5038.640625,0,0,44974.312548686328,19151.6328125,839319.70336462825,0,0,null,69164.585238517713,839319.70336462825,844358.34377769136,null,33234.557496042507,7339.489407198952,0,4406.1622744788092,73337.551010124866,0,null,44980.2109375,73337.5546875,null,-24184.375048686328,-799378.13305212825,-765982.14867712825,null,0.70143544370614896,5.3591272499841587E-2,0,0,0.65033586619724038,5.327147088399297E-2,0,0,8.7377377647048685E-2,"FAIL",0,null,"IprEgsd203",null,-765982.14867712825,765982.14867712825,5.3859051434396808E-2,"FAIL",0,1,null,null,122.43581175480061,null,78523.243859275943,"YES",1,null,7.4389999999999992,5.9600000000000009,6.2474711356919013,13.13,13.290000000000001,14.852837601175882,null,-24408.157192653991,null,-3204.4717195520275,null,100563.43515586232,null,100563.43515586232,null,78523.243859275943,null,78523.243859275943,0.98221164877022316,null,"IprEgsd203",null,"Primary Resources Industries","Reflective Roof Treatment"]
[280,"IprNgsd203",0.98603092133998871,8348.9641729365176,0,5038.640625,0,0,44974.312548686328,19151.6328125,839319.70336462825,0,0,null,69164.585238517713,839319.70336462825,844358.34377769136,null,33234.557496042507,7339.489407198952,0,4406.1622744788092,73337.551010124866,0,null,44980.2109375,73337.5546875,null,-24184.375048686328,-799378.13305212825,-765982.14867712825,null,0.70143544370614896,5.3591272499841587E-2,0,0,0.65033586619724038,5.327147088399297E-2,0,0,8.7377377647048685E-2,"FAIL",0,null,"IprNgsd203",null,-765982.14867712825,765982.14867712825,5.3859051434396808E-2,"FAIL",0,1,null,null,122.43581175480061,null,78523.243859275943,"YES",1,null,7.4389999999999992,5.9600000000000009,6.2474711356919013,13.13,13.290000000000001,14.852837601175882,null,-24408.157192653991,null,-3204.4717195520275,null,100563.43515586232,null,100563.43515586232,null,78523.243859275943,null,78523.243859275943,0.98221164877022316,null,"IprNgsd203",null,"Primary Resources Industries","Reflective Roof Treatment"]
[281,"IstEgsd203",0.98603092133998871,8348.9641729365176,0,5038.640625,0,0,44974.312548686328,19151.6328125,206422.77932925173,0,0,null,69164.585238517713,206422.77932925173,211461.41974231513,null,33234.557496042507,7339.489407198952,0,4406.1622744788092,73337.551010124866,0,null,44980.2109375,73337.5546875,null,-24184.375048686328,-166481.20901675173,-133085.22464175173,null,0.70143544370614896,0.21790332967930323,0,0,0.65033586619724038,0.21271119312085945,0,0,0.3552783996310987,"FAIL",0,null,"IstEgsd203",null,-133085.22464175173,133085.22464175173,0.22239927344231883,"FAIL",0,1,null,null,30.111934600877195,null,18239.707448121324,"YES",1,null,7.4389999999999992,5.9600000000000009,6.2474711356919013,13.13,13.290000000000001,14.852837601175882,null,-24408.157192653991,null,-3204.4717195520275,null,17472.34890731833,null,17472.34890731833,null,18239.707448121324,null,17472.34890731833,0.88864427661989287,null,"IstEgsd203",null,"Stone/Clay/Glass/Concrete","Reflective Roof Treatment"]
[282,"IstNgsd203",0.98603092133998871,8348.9641729365176,0,5038.640625,0,0,44974.312548686328,19151.6328125,206422.77932925173,0,0,null,69164.585238517713,206422.77932925173,211461.41974231513,null,33234.557496042507,7339.489407198952,0,4406.1622744788092,73337.551010124866,0,null,44980.2109375,73337.5546875,null,-24184.375048686328,-166481.20901675173,-133085.22464175173,null,0.70143544370614896,0.21790332967930323,0,0,0.65033586619724038,0.21271119312085945,0,0,0.3552783996310987,"FAIL",0,null,"IstNgsd203",null,-133085.22464175173,133085.22464175173,0.22239927344231883,"FAIL",0,1,null,null,30.111934600877195,null,18239.707448121324,"YES",1,null,7.4389999999999992,5.9600000000000009,6.2474711356919013,13.13,13.290000000000001,14.852837601175882,null,-24408.157192653991,null,-3204.4717195520275,null,17472.34890731833,null,17472.34890731833,null,18239.707448121324,null,17472.34890731833,0.88864427661989287,null,"IstNgsd203",null,"Stone/Clay/Glass/Concrete","Reflective Roof Treatment"]
[283,"IteEgsd203",0.98603092133998871,8348.9641729365176,0,5038.640625,0,0,44974.312548686328,19151.6328125,241518.09033471532,0,0,null,69164.585238517713,241518.09033471532,246556.73074777875,null,33234.557496042507,7339.489407198952,0,4406.1622744788092,73337.551010124866,0,null,44980.2109375,73337.5546875,null,-24184.375048686328,-201576.52002221532,-168180.53564721532,null,0.70143544370614896,0.18623951056901278,0,0,0.65033586619724038,0.18243351443870853,0,0,0.30365242862703529,"FAIL",0,null,"IteEgsd203",null,-168180.53564721532,168180.53564721532,0.18951394757114703,"FAIL",0,1,null,null,35.231465338525581,null,21582.541687161254,"YES",1,null,7.4389999999999992,5.9600000000000009,6.2474711356919013,13.13,13.290000000000001,14.852837601175882,null,-24408.157192653991,null,-3204.4717195520275,null,22079.904107746908,null,22079.904107746908,null,21582.541687161254,null,21582.541687161254,0.93818221292613457,null,"IteEgsd203",null,"Textiles and Leather","Reflective Roof Treatment"]
[284,"IteNgsd203",0.98603092133998871,8348.9641729365176,0,5038.640625,0,0,44974.312548686328,19151.6328125,241518.09033471532,0,0,null,69164.585238517713,241518.09033471532,246556.73074777875,null,33234.557496042507,7339.489407198952,0,4406.1622744788092,73337.551010124866,0,null,44980.2109375,73337.5546875,null,-24184.375048686328,-201576.52002221532,-168180.53564721532,null,0.70143544370614896,0.18623951056901278,0,0,0.65033586619724038,0.18243351443870853,0,0,0.30365242862703529,"FAIL",0,null,"IteNgsd203",null,-168180.53564721532,168180.53564721532,0.18951394757114703,"FAIL",0,1,null,null,35.231465338525581,null,21582.541687161254,"YES",1,null,7.4389999999999992,5.9600000000000009,6.2474711356919013,13.13,13.290000000000001,14.852837601175882,null,-24408.157192653991,null,-3204.4717195520275,null,22079.904107746908,null,22079.904107746908,null,21582.541687161254,null,21582.541687161254,0.93818221292613457,null,"IteNgsd203",null,"Textiles and Leather","Reflective Roof Treatment"]
[285,"ItrEgsd203",0.98603092133998871,8348.9641729365176,0,5038.640625,0,0,44974.312548686328,19151.6328125,732015.17547539494,0,0,null,69164.585238517713,732015.17547539494,737053.81588845875,null,33234.557496042507,7339.489407198952,0,4406.1622744788092,73337.551010124866,0,null,44980.2109375,73337.5546875,null,-24184.375048686328,-692073.60516289494,-658677.62078789494,null,0.70143544370614896,6.1447101705628386E-2,0,0,0.65033586619724038,6.1027037585235422E-2,0,0,0.10018583923464723,"FAIL",0,null,"ItrEgsd203",null,-658677.62078789494,658677.62078789494,6.1799398989047148E-2,"FAIL",0,1,null,null,106.78275733927663,null,68302.46993932013,"YES",1,null,7.4389999999999992,5.9600000000000009,6.2474711356919013,13.13,13.290000000000001,14.852837601175882,null,-24408.157192653991,null,-3204.4717195520275,null,86475.754456050272,null,86475.754456050272,null,68302.46993932013,null,68302.46993932013,0.97960409267502446,null,"ItrEgsd203",null,"Transportation Equipment","Reflective Roof Treatment"]
[286,"ItrNgsd203",0.98603092133998871,8348.9641729365176,0,5038.640625,0,0,44974.312548686328,19151.6328125,732015.17547539494,0,0,null,69164.585238517713,732015.17547539494,737053.81588845875,null,33234.557496042507,7339.489407198952,0,4406.1622744788092,73337.551010124866,0,null,44980.2109375,73337.5546875,null,-24184.375048686328,-692073.60516289494,-658677.62078789494,null,0.70143544370614896,6.1447101705628386E-2,0,0,0.65033586619724038,6.1027037585235422E-2,0,0,0.10018583923464723,"FAIL",0,null,"ItrNgsd203",null,-658677.62078789494,658677.62078789494,6.1799398989047148E-2,"FAIL",0,1,null,null,106.78275733927663,null,68302.46993932013,"YES",1,null,7.4389999999999992,5.9600000000000009,6.2474711356919013,13.13,13.290000000000001,14.852837601175882,null,-24408.157192653991,null,-3204.4717195520275,null,86475.754456050272,null,86475.754456050272,null,68302.46993932013,null,68302.46993932013,0.97960409267502446,null,"ItrNgsd203",null,"Transportation Equipment","Reflective Roof Treatment"]
[287,"IwaEgsd203",0.98603092133998871,8348.9641729365176,0,5038.640625,0,0,44974.312548686328,19151.6328125,119963.21727091109,0,0,null,69164.585238517713,119963.21727091109,125001.85768397458,null,33234.557496042507,7339.489407198952,0,4406.1622744788092,73337.551010124866,0,null,44980.2109375,73337.5546875,null,-24184.375048686328,-80021.646958411089,-46625.662583411089,null,0.70143544370614896,0.37495002185479803,0,0,0.65033586619724038,0.35983633919229402,0,0,0.61133367673761974,"FAIL",0,null,"IwaEgsd203",null,-46625.662583411089,46625.662583411089,0.38846285842856609,"FAIL",0,1,null,null,17.499640794734798,null,10004.419932810835,"YES",1,null,7.4389999999999992,5.9600000000000009,6.2474711356919013,13.13,13.290000000000001,14.852837601175882,null,-24408.157192653991,null,-3204.4717195520275,null,6121.3395167285871,null,6121.3395167285871,null,10004.419932810835,null,6121.3395167285871,0.535713569228353,null,"IwaEgsd203",null,"Water and Wastewater","Reflective Roof Treatment"]
[288,"IwaNgsd203",0.98603092133998871,8348.9641729365176,0,5038.640625,0,0,44974.312548686328,19151.6328125,119963.21727091109,0,0,null,69164.585238517713,119963.21727091109,125001.85768397458,null,33234.557496042507,7339.489407198952,0,4406.1622744788092,73337.551010124866,0,null,44980.2109375,73337.5546875,null,-24184.375048686328,-80021.646958411089,-46625.662583411089,null,0.70143544370614896,0.37495002185479803,0,0,0.65033586619724038,0.35983633919229402,0,0,0.61133367673761974,"FAIL",0,null,"IwaNgsd203",null,-46625.662583411089,46625.662583411089,0.38846285842856609,"FAIL",0,1,null,null,17.499640794734798,null,10004.419932810835,"YES",1,null,7.4389999999999992,5.9600000000000009,6.2474711356919013,13.13,13.290000000000001,14.852837601175882,null,-24408.157192653991,null,-3204.4717195520275,null,6121.3395167285871,null,6121.3395167285871,null,10004.419932810835,null,6121.3395167285871,0.535713569228353,null,"IwaNgsd203",null,"Water and Wastewater","Reflective Roof Treatment"]
[289,"IagEgsd204",0.98603092133998871,8348.9641729365176,0,3473.625,0,0,44974.312548686328,19151.6328125,345915.0528363242,0,0,null,67599.569847023682,345915.0528363242,349388.67785789352,null,33234.557496042507,7339.489407198952,0,4406.1622744788092,73337.551010124866,0,null,44980.2109375,73337.5546875,null,-22619.359423686328,-304408.4668988242,-272577.4981488242,null,0.70143544370614896,0.13003253419787769,0,0,0.66539196472950224,0.12873974971384614,0,0,0.21201030162223369,"FAIL",0,null,"IagEgsd204",null,-272577.4981488242,272577.4981488242,0.13222587617241563,"FAIL",0,1,null,null,73.19491497666229,null,46371.047858085134,"YES",1,null,7.4389999999999992,5.9600000000000009,6.2474711356919013,13.13,13.290000000000001,14.852837601175882,null,-22843.141567653984,null,-3931.9483632260467,null,46918.268423120011,null,46918.268423120011,null,46371.047858085134,null,46371.047858085134,0.97024477419925048,null,"IagEgsd204",null,"Agriculture and Assembly","Roof insulation"]
[290,"IagNgsd204",0.98603092133998871,8348.9641729365176,0,3473.625,0,0,44974.312548686328,19151.6328125,345915.0528363242,0,0,null,67599.569847023682,345915.0528363242,349388.67785789352,null,33234.557496042507,7339.489407198952,0,4406.1622744788092,73337.551010124866,0,null,44980.2109375,73337.5546875,null,-22619.359423686328,-304408.4668988242,-272577.4981488242,null,0.70143544370614896,0.13003253419787769,0,0,0.66539196472950224,0.12873974971384614,0,0,0.21201030162223369,"FAIL",0,null,"IagNgsd204",null,-272577.4981488242,272577.4981488242,0.13222587617241563,"FAIL",0,1,null,null,73.19491497666229,null,46371.047858085134,"YES",1,null,7.4389999999999992,5.9600000000000009,6.2474711356919013,13.13,13.290000000000001,14.852837601175882,null,-22843.141567653984,null,-3931.9483632260467,null,46918.268423120011,null,46918.268423120011,null,46371.047858085134,null,46371.047858085134,0.97024477419925048,null,"IagNgsd204",null,"Agriculture and Assembly","Roof insulation"]
[291,"IchEgsd204",0.98603092133998871,8348.9641729365176,0,3473.625,0,0,44974.312548686328,19151.6328125,345915.19419871905,0,0,null,67599.569847023682,345915.19419871905,349388.81922028854,null,33234.557496042507,7339.489407198952,0,4406.1622744788092,73337.551010124866,0,null,44980.2109375,73337.5546875,null,-22619.359423686328,-304408.60826121905,-272577.63951121905,null,0.70143544370614896,0.1300324810585223,0,0,0.66539196472950224,0.12873969762586182,0,0,0.21201021498167996,"FAIL",0,null,"IchEgsd204",null,-272577.63951121905,272577.63951121905,0.13222582122527052,"FAIL",0,1,null,null,73.194946923292676,null,46371.068717866096,"YES",1,null,7.4389999999999992,5.9600000000000009,6.2474711356919013,13.13,13.290000000000001,14.852837601175882,null,-22843.141567653984,null,-3931.9483632260467,null,46918.292755571631,null,46918.292755571631,null,46371.068717866096,null,46371.068717866096,0.97024478718620166,null,"IchEgsd204",null,"Chemicals and Plastics","Roof insulation"]
[292,"IchNgsd204",0.98603092133998871,8348.9641729365176,0,3473.625,0,0,44974.312548686328,19151.6328125,345915.19419871905,0,0,null,67599.569847023682,345915.19419871905,349388.81922028854,null,33234.557496042507,7339.489407198952,0,4406.1622744788092,73337.551010124866,0,null,44980.2109375,73337.5546875,null,-22619.359423686328,-304408.60826121905,-272577.63951121905,null,0.70143544370614896,0.1300324810585223,0,0,0.66539196472950224,0.12873969762586182,0,0,0.21201021498167996,"FAIL",0,null,"IchNgsd204",null,-272577.63951121905,272577.63951121905,0.13222582122527052,"FAIL",0,1,null,null,73.194946923292676,null,46371.068717866096,"YES",1,null,7.4389999999999992,5.9600000000000009,6.2474711356919013,13.13,13.290000000000001,14.852837601175882,null,-22843.141567653984,null,-3931.9483632260467,null,46918.292755571631,null,46918.292755571631,null,46371.068717866096,null,46371.068717866096,0.97024478718620166,null,"IchNgsd204",null,"Chemicals and Plastics","Roof insulation"]
[293,"IcoEgsd204",0.98603092133998871,8348.9641729365176,0,3473.625,0,0,44974.312548686328,19151.6328125,345915.30728863511,0,0,null,67599.569847023682,345915.30728863511,349388.93231020449,null,33234.557496042507,7339.489407198952,0,4406.1622744788092,73337.551010124866,0,null,44980.2109375,73337.5546875,null,-22619.359423686328,-304408.72135113511,-272577.75260113511,null,0.70143544370614896,0.1300324385470692,0,0,0.66539196472950224,0.12873965595550466,0,0,0.21201014566928786,"FAIL",0,null,"IcoEgsd204",null,-272577.75260113511,272577.75260113511,0.13222577726758722,"FAIL",0,1,null,null,73.194970367635051,null,46371.084026017263,"YES",1,null,7.4389999999999992,5.9600000000000009,6.2474711356919013,13.13,13.290000000000001,14.852837601175882,null,-22843.141567653984,null,-3931.9483632260467,null,46918.312221532964,null,46918.312221532964,null,46371.084026017263,null,46371.084026017263,0.97024479671679364,null,"IcoEgsd204",null,"Construction","Roof insulation"]
[294,"IcoNgsd204",0.98603092133998871,8348.9641729365176,0,3473.625,0,0,44974.312548686328,19151.6328125,345915.30728863511,0,0,null,67599.569847023682,345915.30728863511,349388.93231020449,null,33234.557496042507,7339.489407198952,0,4406.1622744788092,73337.551010124866,0,null,44980.2109375,73337.5546875,null,-22619.359423686328,-304408.72135113511,-272577.75260113511,null,0.70143544370614896,0.1300324385470692,0,0,0.66539196472950224,0.12873965595550466,0,0,0.21201014566928786,"FAIL",0,null,"IcoNgsd204",null,-272577.75260113511,272577.75260113511,0.13222577726758722,"FAIL",0,1,null,null,73.194970367635051,null,46371.084026017263,"YES",1,null,7.4389999999999992,5.9600000000000009,6.2474711356919013,13.13,13.290000000000001,14.852837601175882,null,-22843.141567653984,null,-3931.9483632260467,null,46918.312221532964,null,46918.312221532964,null,46371.084026017263,null,46371.084026017263,0.97024479671679364,null,"IcoNgsd204",null,"Construction","Roof insulation"]
[295,"IelEgsd204",0.98603092133998871,8348.9641729365176,0,3473.625,0,0,44974.312548686328,19151.6328125,345915.0811088031,0,0,null,67599.569847023682,345915.0811088031,349388.70613037253,null,33234.557496042507,7339.489407198952,0,4406.1622744788092,73337.551010124866,0,null,44980.2109375,73337.5546875,null,-22619.359423686328,-304408.4951713031,-272577.5264213031,null,0.70143544370614896,0.13003252357000317,0,0,0.66539196472950224,0.12873973929624594,0,0,0.21201028429411733,"FAIL",0,null,"IelEgsd204",null,-272577.5264213031,272577.5264213031,0.13222586518298296,"FAIL",0,1,null,null,73.19492084414,null,46371.051689296692,"YES",1,null,7.4389999999999992,5.9600000000000009,6.2474711356919013,13.13,13.290000000000001,14.852837601175882,null,-22843.141567653984,null,-3931.9483632260467,null,46918.273289610326,null,46918.273289610326,null,46371.051689296692,null,46371.051689296692,0.9702447765844997,null,"IelEgsd204",null,"Electrical and Electronic Equip.","Roof insulation"]
[296,"IelNgsd204",0.98603092133998871,8348.9641729365176,0,3473.625,0,0,44974.312548686328,19151.6328125,345915.0811088031,0,0,null,67599.569847023682,345915.0811088031,349388.70613037253,null,33234.557496042507,7339.489407198952,0,4406.1622744788092,73337.551010124866,0,null,44980.2109375,73337.5546875,null,-22619.359423686328,-304408.4951713031,-272577.5264213031,null,0.70143544370614896,0.13003252357000317,0,0,0.66539196472950224,0.12873973929624594,0,0,0.21201028429411733,"FAIL",0,null,"IelNgsd204",null,-272577.5264213031,272577.5264213031,0.13222586518298296,"FAIL",0,1,null,null,73.19492084414,null,46371.051689296692,"YES",1,null,7.4389999999999992,5.9600000000000009,6.2474711356919013,13.13,13.290000000000001,14.852837601175882,null,-22843.141567653984,null,-3931.9483632260467,null,46918.273289610326,null,46918.273289610326,null,46371.051689296692,null,46371.051689296692,0.9702447765844997,null,"IelNgsd204",null,"Electrical and Electronic Equip.","Roof insulation"]
[297,"IluEgsd204",0.98603092133998871,8348.9641729365176,0,3473.625,0,0,44974.312548686328,19151.6328125,345915.13765376114,0,0,null,67599.569847023682,345915.13765376114,349388.76267533057,null,33234.557496042507,7339.489407198952,0,4406.1622744788092,73337.551010124866,0,null,44980.2109375,73337.5546875,null,-22619.359423686328,-304408.55171626114,-272577.58296626114,null,0.70143544370614896,0.13003250231425925,0,0,0.66539196472950224,0.12873971846105048,0,0,0.21201024963789294,"FAIL",0,null,"IluEgsd204",null,-272577.58296626114,272577.58296626114,0.13222584320412306,"FAIL",0,1,null,null,73.19493306256804,null,46371.059667406735,"YES",1,null,7.4389999999999992,5.9600000000000009,6.2474711356919013,13.13,13.290000000000001,14.852837601175882,null,-22843.141567653984,null,-3931.9483632260467,null,46918.283022590993,null,46918.283022590993,null,46371.059667406735,null,46371.059667406735,0.97024478155153826,null,"IluEgsd204",null,"Lumber/Furniture/Pulp/Paper","Roof insulation"]
[298,"IluNgsd204",0.98603092133998871,8348.9641729365176,0,3473.625,0,0,44974.312548686328,19151.6328125,345915.13765376114,0,0,null,67599.569847023682,345915.13765376114,349388.76267533057,null,33234.557496042507,7339.489407198952,0,4406.1622744788092,73337.551010124866,0,null,44980.2109375,73337.5546875,null,-22619.359423686328,-304408.55171626114,-272577.58296626114,null,0.70143544370614896,0.13003250231425925,0,0,0.66539196472950224,0.12873971846105048,0,0,0.21201024963789294,"FAIL",0,null,"IluNgsd204",null,-272577.58296626114,272577.58296626114,0.13222584320412306,"FAIL",0,1,null,null,73.19493306256804,null,46371.059667406735,"YES",1,null,7.4389999999999992,5.9600000000000009,6.2474711356919013,13.13,13.290000000000001,14.852837601175882,null,-22843.141567653984,null,-3931.9483632260467,null,46918.283022590993,null,46918.283022590993,null,46371.059667406735,null,46371.059667406735,0.97024478155153826,null,"IluNgsd204",null,"Lumber/Furniture/Pulp/Paper","Roof insulation"]
[299,"ImeEgsd204",0.98603092133998871,8348.9641729365176,0,3473.625,0,0,44974.312548686328,19151.6328125,345915.10938128218,0,0,null,67599.569847023682,345915.10938128218,349388.73440285149,null,33234.557496042507,7339.489407198952,0,4406.1622744788092,73337.551010124866,0,null,44980.2109375,73337.5546875,null,-22619.359423686328,-304408.52344378218,-272577.55469378218,null,0.70143544370614896,0.13003251294213031,0,0,0.66539196472950224,0.12873972887864735,0,0,0.2120102669660037,"FAIL",0,null,"ImeEgsd204",null,-272577.55469378218,272577.55469378218,0.13222585419355207,"FAIL",0,1,null,null,73.194926828162906,null,46371.055596607279,"YES",1,null,7.4389999999999992,5.9600000000000009,6.2474711356919013,13.13,13.290000000000001,14.852837601175882,null,-22843.141567653984,null,-3931.9483632260467,null,46918.27815610067,null,46918.27815610067,null,46371.055596607279,null,46371.055596607279,0.97024477901712647,null,"ImeEgsd204",null,"Metal Products and Machinery","Roof insulation"]
[300,"ImeNgsd204",0.98603092133998871,8348.9641729365176,0,3473.625,0,0,44974.312548686328,19151.6328125,345915.10938128218,0,0,null,67599.569847023682,345915.10938128218,349388.73440285149,null,33234.557496042507,7339.489407198952,0,4406.1622744788092,73337.551010124866,0,null,44980.2109375,73337.5546875,null,-22619.359423686328,-304408.52344378218,-272577.55469378218,null,0.70143544370614896,0.13003251294213031,0,0,0.66539196472950224,0.12873972887864735,0,0,0.2120102669660037,"FAIL",0,null,"ImeNgsd204",null,-272577.55469378218,272577.55469378218,0.13222585419355207,"FAIL",0,1,null,null,73.194926828162906,null,46371.055596607279,"YES",1,null,7.4389999999999992,5.9600000000000009,6.2474711356919013,13.13,13.290000000000001,14.852837601175882,null,-22843.141567653984,null,-3931.9483632260467,null,46918.27815610067,null,46918.27815610067,null,46371.055596607279,null,46371.055596607279,0.97024477901712647,null,"ImeNgsd204",null,"Metal Products and Machinery","Roof insulation"]
[301,"ImiEgsd204",0.98603092133998871,8348.9641729365176,0,3473.625,0,0,44974.312548686328,19151.6328125,345915.30728863511,0,0,null,67599.569847023682,345915.30728863511,349388.93231020449,null,33234.557496042507,7339.489407198952,0,4406.1622744788092,73337.551010124866,0,null,44980.2109375,73337.5546875,null,-22619.359423686328,-304408.72135113511,-272577.75260113511,null,0.70143544370614896,0.1300324385470692,0,0,0.66539196472950224,0.12873965595550466,0,0,0.21201014566928786,"FAIL",0,null,"ImiEgsd204",null,-272577.75260113511,272577.75260113511,0.13222577726758722,"FAIL",0,1,null,null,73.194970367635051,null,46371.084026017263,"YES",1,null,7.4389999999999992,5.9600000000000009,6.2474711356919013,13.13,13.290000000000001,14.852837601175882,null,-22843.141567653984,null,-3931.9483632260467,null,46918.312221532964,null,46918.312221532964,null,46371.084026017263,null,46371.084026017263,0.97024479671679364,null,"ImiEgsd204",null,"Miscellaneous Manufacturing","Roof insulation"]
[302,"ImiNgsd204",0.98603092133998871,8348.9641729365176,0,3473.625,0,0,44974.312548686328,19151.6328125,345915.30728863511,0,0,null,67599.569847023682,345915.30728863511,349388.93231020449,null,33234.557496042507,7339.489407198952,0,4406.1622744788092,73337.551010124866,0,null,44980.2109375,73337.5546875,null,-22619.359423686328,-304408.72135113511,-272577.75260113511,null,0.70143544370614896,0.1300324385470692,0,0,0.66539196472950224,0.12873965595550466,0,0,0.21201014566928786,"FAIL",0,null,"ImiNgsd204",null,-272577.75260113511,272577.75260113511,0.13222577726758722,"FAIL",0,1,null,null,73.194970367635051,null,46371.084026017263,"YES",1,null,7.4389999999999992,5.9600000000000009,6.2474711356919013,13.13,13.290000000000001,14.852837601175882,null,-22843.141567653984,null,-3931.9483632260467,null,46918.312221532964,null,46918.312221532964,null,46371.084026017263,null,46371.084026017263,0.97024479671679364,null,"ImiNgsd204",null,"Miscellaneous Manufacturing","Roof insulation"]
[303,"IprEgsd204",0.98603092133998871,8348.9641729365176,0,3473.625,0,0,44974.312548686328,19151.6328125,345915.13765376114,0,0,null,67599.569847023682,345915.13765376114,349388.76267533057,null,33234.557496042507,7339.489407198952,0,4406.1622744788092,73337.551010124866,0,null,44980.2109375,73337.5546875,null,-22619.359423686328,-304408.55171626114,-272577.58296626114,null,0.70143544370614896,0.13003250231425925,0,0,0.66539196472950224,0.12873971846105048,0,0,0.21201024963789294,"FAIL",0,null,"IprEgsd204",null,-272577.58296626114,272577.58296626114,0.13222584320412306,"FAIL",0,1,null,null,73.194936747124615,null,46371.062073264322,"YES",1,null,7.4389999999999992,5.9600000000000009,6.2474711356919013,13.13,13.290000000000001,14.852837601175882,null,-22843.141567653984,null,-3931.9483632260467,null,46918.283022590993,null,46918.283022590993,null,46371.062073264322,null,46371.062073264322,0.97024478304938488,null,"IprEgsd204",null,"Primary Resources Industries","Roof insulation"]
[304,"IprNgsd204",0.98603092133998871,8348.9641729365176,0,3473.625,0,0,44974.312548686328,19151.6328125,345915.13765376114,0,0,null,67599.569847023682,345915.13765376114,349388.76267533057,null,33234.557496042507,7339.489407198952,0,4406.1622744788092,73337.551010124866,0,null,44980.2109375,73337.5546875,null,-22619.359423686328,-304408.55171626114,-272577.58296626114,null,0.70143544370614896,0.13003250231425925,0,0,0.66539196472950224,0.12873971846105048,0,0,0.21201024963789294,"FAIL",0,null,"IprNgsd204",null,-272577.58296626114,272577.58296626114,0.13222584320412306,"FAIL",0,1,null,null,73.194936747124615,null,46371.062073264322,"YES",1,null,7.4389999999999992,5.9600000000000009,6.2474711356919013,13.13,13.290000000000001,14.852837601175882,null,-22843.141567653984,null,-3931.9483632260467,null,46918.283022590993,null,46918.283022590993,null,46371.062073264322,null,46371.062073264322,0.97024478304938488,null,"IprNgsd204",null,"Primary Resources Industries","Roof insulation"]
[305,"IstEgsd204",0.98603092133998871,8348.9641729365176,0,3473.625,0,0,44974.312548686328,19151.6328125,345915.13765376114,0,0,null,67599.569847023682,345915.13765376114,349388.76267533057,null,33234.557496042507,7339.489407198952,0,4406.1622744788092,73337.551010124866,0,null,44980.2109375,73337.5546875,null,-22619.359423686328,-304408.55171626114,-272577.58296626114,null,0.70143544370614896,0.13003250231425925,0,0,0.66539196472950224,0.12873971846105048,0,0,0.21201024963789294,"FAIL",0,null,"IstEgsd204",null,-272577.58296626114,272577.58296626114,0.13222584320412306,"FAIL",0,1,null,null,73.194934049251103,null,46371.060311668509,"YES",1,null,7.4389999999999992,5.9600000000000009,6.2474711356919013,13.13,13.290000000000001,14.852837601175882,null,-22843.141567653984,null,-3931.9483632260467,null,46918.283022590993,null,46918.283022590993,null,46371.060311668509,null,46371.060311668509,0.97024478195264485,null,"IstEgsd204",null,"Stone/Clay/Glass/Concrete","Roof insulation"]
[306,"IstNgsd204",0.98603092133998871,8348.9641729365176,0,3473.625,0,0,44974.312548686328,19151.6328125,345915.13765376114,0,0,null,67599.569847023682,345915.13765376114,349388.76267533057,null,33234.557496042507,7339.489407198952,0,4406.1622744788092,73337.551010124866,0,null,44980.2109375,73337.5546875,null,-22619.359423686328,-304408.55171626114,-272577.58296626114,null,0.70143544370614896,0.13003250231425925,0,0,0.66539196472950224,0.12873971846105048,0,0,0.21201024963789294,"FAIL",0,null,"IstNgsd204",null,-272577.58296626114,272577.58296626114,0.13222584320412306,"FAIL",0,1,null,null,73.194934049251103,null,46371.060311668509,"YES",1,null,7.4389999999999992,5.9600000000000009,6.2474711356919013,13.13,13.290000000000001,14.852837601175882,null,-22843.141567653984,null,-3931.9483632260467,null,46918.283022590993,null,46918.283022590993,null,46371.060311668509,null,46371.060311668509,0.97024478195264485,null,"IstNgsd204",null,"Stone/Clay/Glass/Concrete","Roof insulation"]
[307,"IteEgsd204",0.98603092133998871,8348.9641729365176,0,3473.625,0,0,44974.312548686328,19151.6328125,345915.19419871905,0,0,null,67599.569847023682,345915.19419871905,349388.81922028854,null,33234.557496042507,7339.489407198952,0,4406.1622744788092,73337.551010124866,0,null,44980.2109375,73337.5546875,null,-22619.359423686328,-304408.60826121905,-272577.63951121905,null,0.70143544370614896,0.1300324810585223,0,0,0.66539196472950224,0.12873969762586182,0,0,0.21201021498167996,"FAIL",0,null,"IteEgsd204",null,-272577.63951121905,272577.63951121905,0.13222582122527052,"FAIL",0,1,null,null,73.194947254434126,null,46371.068934087278,"YES",1,null,7.4389999999999992,5.9600000000000009,6.2474711356919013,13.13,13.290000000000001,14.852837601175882,null,-22843.141567653984,null,-3931.9483632260467,null,46918.292755571631,null,46918.292755571631,null,46371.068934087278,null,46371.068934087278,0.97024478732081731,null,"IteEgsd204",null,"Textiles and Leather","Roof insulation"]
[308,"IteNgsd204",0.98603092133998871,8348.9641729365176,0,3473.625,0,0,44974.312548686328,19151.6328125,345915.19419871905,0,0,null,67599.569847023682,345915.19419871905,349388.81922028854,null,33234.557496042507,7339.489407198952,0,4406.1622744788092,73337.551010124866,0,null,44980.2109375,73337.5546875,null,-22619.359423686328,-304408.60826121905,-272577.63951121905,null,0.70143544370614896,0.1300324810585223,0,0,0.66539196472950224,0.12873969762586182,0,0,0.21201021498167996,"FAIL",0,null,"IteNgsd204",null,-272577.63951121905,272577.63951121905,0.13222582122527052,"FAIL",0,1,null,null,73.194947254434126,null,46371.068934087278,"YES",1,null,7.4389999999999992,5.9600000000000009,6.2474711356919013,13.13,13.290000000000001,14.852837601175882,null,-22843.141567653984,null,-3931.9483632260467,null,46918.292755571631,null,46918.292755571631,null,46371.068934087278,null,46371.068934087278,0.97024478732081731,null,"IteNgsd204",null,"Textiles and Leather","Roof insulation"]
[309,"ItrEgsd204",0.98603092133998871,8348.9641729365176,0,3473.625,0,0,44974.312548686328,19151.6328125,345915.16592624015,0,0,null,67599.569847023682,345915.16592624015,349388.79094780958,null,33234.557496042507,7339.489407198952,0,4406.1622744788092,73337.551010124866,0,null,44980.2109375,73337.5546875,null,-22619.359423686328,-304408.57998874015,-272577.61123874015,null,0.70143544370614896,0.13003249168638989,0,0,0.66539196472950224,0.1287397080434553,0,0,0.212010232309785,"FAIL",0,null,"ItrEgsd204",null,-272577.61123874015,272577.61123874015,0.13222583221469586,"FAIL",0,1,null,null,73.194942913536707,null,46371.066099667238,"YES",1,null,7.4389999999999992,5.9600000000000009,6.2474711356919013,13.13,13.290000000000001,14.852837601175882,null,-22843.141567653984,null,-3931.9483632260467,null,46918.287889081323,null,46918.287889081323,null,46371.066099667238,null,46371.066099667238,0.97024478555615545,null,"ItrEgsd204",null,"Transportation Equipment","Roof insulation"]
[310,"ItrNgsd204",0.98603092133998871,8348.9641729365176,0,3473.625,0,0,44974.312548686328,19151.6328125,345915.16592624015,0,0,null,67599.569847023682,345915.16592624015,349388.79094780958,null,33234.557496042507,7339.489407198952,0,4406.1622744788092,73337.551010124866,0,null,44980.2109375,73337.5546875,null,-22619.359423686328,-304408.57998874015,-272577.61123874015,null,0.70143544370614896,0.13003249168638989,0,0,0.66539196472950224,0.1287397080434553,0,0,0.212010232309785,"FAIL",0,null,"ItrNgsd204",null,-272577.61123874015,272577.61123874015,0.13222583221469586,"FAIL",0,1,null,null,73.194942913536707,null,46371.066099667238,"YES",1,null,7.4389999999999992,5.9600000000000009,6.2474711356919013,13.13,13.290000000000001,14.852837601175882,null,-22843.141567653984,null,-3931.9483632260467,null,46918.287889081323,null,46918.287889081323,null,46371.066099667238,null,46371.066099667238,0.97024478555615545,null,"ItrNgsd204",null,"Transportation Equipment","Roof insulation"]
[311,"IwaEgsd204",0.98603092133998871,8348.9641729365176,0,3473.625,0,0,44974.312548686328,19151.6328125,345915.30728863511,0,0,null,67599.569847023682,345915.30728863511,349388.93231020449,null,33234.557496042507,7339.489407198952,0,4406.1622744788092,73337.551010124866,0,null,44980.2109375,73337.5546875,null,-22619.359423686328,-304408.72135113511,-272577.75260113511,null,0.70143544370614896,0.1300324385470692,0,0,0.66539196472950224,0.12873965595550466,0,0,0.21201014566928786,"FAIL",0,null,"IwaEgsd204",null,-272577.75260113511,272577.75260113511,0.13222577726758722,"FAIL",0,1,null,null,73.1949703676338,null,46371.08402601644,"YES",1,null,7.4389999999999992,5.9600000000000009,6.2474711356919013,13.13,13.290000000000001,14.852837601175882,null,-22843.141567653984,null,-3931.9483632260467,null,46918.312221532964,null,46918.312221532964,null,46371.08402601644,null,46371.08402601644,0.97024479671679309,null,"IwaEgsd204",null,"Water and Wastewater","Roof insulation"]
[312,"IwaNgsd204",0.98603092133998871,8348.9641729365176,0,3473.625,0,0,44974.312548686328,19151.6328125,345915.30728863511,0,0,null,67599.569847023682,345915.30728863511,349388.93231020449,null,33234.557496042507,7339.489407198952,0,4406.1622744788092,73337.551010124866,0,null,44980.2109375,73337.5546875,null,-22619.359423686328,-304408.72135113511,-272577.75260113511,null,0.70143544370614896,0.1300324385470692,0,0,0.66539196472950224,0.12873965595550466,0,0,0.21201014566928786,"FAIL",0,null,"IwaNgsd204",null,-272577.75260113511,272577.75260113511,0.13222577726758722,"FAIL",0,1,null,null,73.1949703676338,null,46371.08402601644,"YES",1,null,7.4389999999999992,5.9600000000000009,6.2474711356919013,13.13,13.290000000000001,14.852837601175882,null,-22843.141567653984,null,-3931.9483632260467,null,46918.312221532964,null,46918.312221532964,null,46371.08402601644,null,46371.08402601644,0.97024479671679309,null,"IwaNgsd204",null,"Water and Wastewater","Roof insulation"]
[313,"IagEgsd205",0.98603092133998871,8348.9641729365176,0,6714.84912109375,0,0,44974.312548686328,19151.6328125,3797549.6491046585,0,0,null,70840.793705286429,3797549.6491046585,3804264.4979844913,null,33234.557496042507,7339.489407198952,0,4406.1622744788092,73337.551010124866,0,null,44980.2109375,73337.5546875,null,-25860.583544780078,-3759284.2872882523,-3724212.0944171585,null,0.70143544370614896,1.1844535317162978E-2,0,0,0.63494786113319535,1.1823628708907607E-2,0,0,1.931180931493303E-2,"FAIL",0,null,"IagEgsd205",null,-3724212.0944171585,3724212.0944171585,1.1852327821060805E-2,"FAIL",0,1,null,null,415.68235686524673,null,270000.67445004289,"YES",1,null,7.4389999999999992,5.9600000000000009,6.2474711356919013,13.13,13.290000000000001,14.852837601175882,null,-26084.365688747726,null,-2688.7038514954279,null,383881.42236346606,null,383881.42236346606,null,270000.67445004289,null,270000.67445004289,0.9947605877742286,null,"IagEgsd205",null,"Agriculture and Assembly","Window shade film"]
[314,"IagNgsd205",0.98603092133998871,8348.9641729365176,0,6714.84912109375,0,0,44974.312548686328,19151.6328125,3797549.6491046585,0,0,null,70840.793705286429,3797549.6491046585,3804264.4979844913,null,33234.557496042507,7339.489407198952,0,4406.1622744788092,73337.551010124866,0,null,44980.2109375,73337.5546875,null,-25860.583544780078,-3759284.2872882523,-3724212.0944171585,null,0.70143544370614896,1.1844535317162978E-2,0,0,0.63494786113319535,1.1823628708907607E-2,0,0,1.931180931493303E-2,"FAIL",0,null,"IagNgsd205",null,-3724212.0944171585,3724212.0944171585,1.1852327821060805E-2,"FAIL",0,1,null,null,415.68235686524673,null,270000.67445004289,"YES",1,null,7.4389999999999992,5.9600000000000009,6.2474711356919013,13.13,13.290000000000001,14.852837601175882,null,-26084.365688747726,null,-2688.7038514954279,null,383881.42236346606,null,383881.42236346606,null,270000.67445004289,null,270000.67445004289,0.9947605877742286,null,"IagNgsd205",null,"Agriculture and Assembly","Window shade film"]
[315,"IchEgsd205",0.98603092133998871,8348.9641729365176,0,6714.84912109375,0,0,44974.312548686328,19151.6328125,5753198.7710752236,0,0,null,70840.793705286429,5753198.7710752236,5759913.6199550582,null,33234.557496042507,7339.489407198952,0,4406.1622744788092,73337.551010124866,0,null,44980.2109375,73337.5546875,null,-25860.583544780078,-5714933.4092588173,-5679861.2163877236,null,0.70143544370614896,7.8182959997214873E-3,0,0,0.63494786113319535,7.8091815092127927E-3,0,0,1.274726593077434E-2,"FAIL",0,null,"IchEgsd205",null,-5679861.2163877236,5679861.2163877236,7.8216904392677967E-3,"FAIL",0,1,null,null,629.74906854643768,null,409777.06606035569,"YES",1,null,7.4389999999999992,5.9600000000000009,6.2474711356919013,13.13,13.290000000000001,14.852837601175882,null,-26084.365688747726,null,-2688.7038514954279,null,585464.29346560582,null,585464.29346560582,null,409777.06606035569,null,409777.06606035569,0.99654158881469368,null,"IchEgsd205",null,"Chemicals and Plastics","Window shade film"]
[316,"IchNgsd205",0.98603092133998871,8348.9641729365176,0,6714.84912109375,0,0,44974.312548686328,19151.6328125,5753198.7710752236,0,0,null,70840.793705286429,5753198.7710752236,5759913.6199550582,null,33234.557496042507,7339.489407198952,0,4406.1622744788092,73337.551010124866,0,null,44980.2109375,73337.5546875,null,-25860.583544780078,-5714933.4092588173,-5679861.2163877236,null,0.70143544370614896,7.8182959997214873E-3,0,0,0.63494786113319535,7.8091815092127927E-3,0,0,1.274726593077434E-2,"FAIL",0,null,"IchNgsd205",null,-5679861.2163877236,5679861.2163877236,7.8216904392677967E-3,"FAIL",0,1,null,null,629.74906854643768,null,409777.06606035569,"YES",1,null,7.4389999999999992,5.9600000000000009,6.2474711356919013,13.13,13.290000000000001,14.852837601175882,null,-26084.365688747726,null,-2688.7038514954279,null,585464.29346560582,null,585464.29346560582,null,409777.06606035569,null,409777.06606035569,0.99654158881469368,null,"IchNgsd205",null,"Chemicals and Plastics","Window shade film"]
[317,"IcoEgsd205",0.98603092133998871,8348.9641729365176,0,6714.84912109375,0,0,44974.312548686328,19151.6328125,1500500.5107248481,0,0,null,70840.793705286429,1500500.5107248481,1507215.3596046804,null,33234.557496042507,7339.489407198952,0,4406.1622744788092,73337.551010124866,0,null,44980.2109375,73337.5546875,null,-25860.583544780078,-1462235.1489084419,-1427162.9560373481,null,0.70143544370614896,2.9976804816795009E-2,0,0,0.63494786113319535,2.9843254080224868E-2,0,0,4.8875394685519144E-2,"FAIL",0,null,"IcoEgsd205",null,-1427162.9560373481,1427162.9560373481,3.0026767904884916E-2,"FAIL",0,1,null,null,164.24580422712268,null,105823.37770605097,"YES",1,null,7.4389999999999992,5.9600000000000009,6.2474711356919013,13.13,13.290000000000001,14.852837601175882,null,-26084.365688747726,null,-2688.7038514954279,null,147107.98730538107,null,147107.98730538107,null,105823.37770605097,null,105823.37770605097,0.98673980603129718,null,"IcoEgsd205",null,"Construction","Window shade film"]
[318,"IcoNgsd205",0.98603092133998871,8348.9641729365176,0,6714.84912109375,0,0,44974.312548686328,19151.6328125,1500500.5107248481,0,0,null,70840.793705286429,1500500.5107248481,1507215.3596046804,null,33234.557496042507,7339.489407198952,0,4406.1622744788092,73337.551010124866,0,null,44980.2109375,73337.5546875,null,-25860.583544780078,-1462235.1489084419,-1427162.9560373481,null,0.70143544370614896,2.9976804816795009E-2,0,0,0.63494786113319535,2.9843254080224868E-2,0,0,4.8875394685519144E-2,"FAIL",0,null,"IcoNgsd205",null,-1427162.9560373481,1427162.9560373481,3.0026767904884916E-2,"FAIL",0,1,null,null,164.24580422712268,null,105823.37770605097,"YES",1,null,7.4389999999999992,5.9600000000000009,6.2474711356919013,13.13,13.290000000000001,14.852837601175882,null,-26084.365688747726,null,-2688.7038514954279,null,147107.98730538107,null,147107.98730538107,null,105823.37770605097,null,105823.37770605097,0.98673980603129718,null,"IcoNgsd205",null,"Construction","Window shade film"]
[319,"IelEgsd205",0.98603092133998871,8348.9641729365176,0,6714.84912109375,0,0,44974.312548686328,19151.6328125,4022712.9199078428,0,0,null,70840.793705286429,4022712.9199078428,4029427.7687876769,null,33234.557496042507,7339.489407198952,0,4406.1622744788092,73337.551010124866,0,null,44980.2109375,73337.5546875,null,-25860.583544780078,-3984447.5580914365,-3949375.3652203428,null,0.70143544370614896,1.1181561258050317E-2,0,0,0.63494786113319535,1.1162927719719346E-2,0,0,1.8230869601597151E-2,"FAIL",0,null,"IelEgsd205",null,-3949375.3652203428,3949375.3652203428,1.1188505580462919E-2,"FAIL",0,1,null,null,440.32888735000597,null,286093.80294170609,"YES",1,null,7.4389999999999992,5.9600000000000009,6.2474711356919013,13.13,13.290000000000001,14.852837601175882,null,-26084.365688747726,null,-2688.7038514954279,null,407090.62593957549,null,407090.62593957549,null,286093.80294170609,null,286093.80294170609,0.99505385341464991,null,"IelEgsd205",null,"Electrical and Electronic Equip.","Window shade film"]
[320,"IelNgsd205",0.98603092133998871,8348.9641729365176,0,6714.84912109375,0,0,44974.312548686328,19151.6328125,4022712.9199078428,0,0,null,70840.793705286429,4022712.9199078428,4029427.7687876769,null,33234.557496042507,7339.489407198952,0,4406.1622744788092,73337.551010124866,0,null,44980.2109375,73337.5546875,null,-25860.583544780078,-3984447.5580914365,-3949375.3652203428,null,0.70143544370614896,1.1181561258050317E-2,0,0,0.63494786113319535,1.1162927719719346E-2,0,0,1.8230869601597151E-2,"FAIL",0,null,"IelNgsd205",null,-3949375.3652203428,3949375.3652203428,1.1188505580462919E-2,"FAIL",0,1,null,null,440.32888735000597,null,286093.80294170609,"YES",1,null,7.4389999999999992,5.9600000000000009,6.2474711356919013,13.13,13.290000000000001,14.852837601175882,null,-26084.365688747726,null,-2688.7038514954279,null,407090.62593957549,null,407090.62593957549,null,286093.80294170609,null,286093.80294170609,0.99505385341464991,null,"IelNgsd205",null,"Electrical and Electronic Equip.","Window shade film"]
[321,"IluEgsd205",0.98603092133998871,8348.9641729365176,0,6714.84912109375,0,0,44974.312548686328,19151.6328125,7937329.2811780479,0,0,null,70840.793705286429,7937329.2811780479,7944044.1300578769,null,33234.557496042507,7339.489407198952,0,4406.1622744788092,73337.551010124866,0,null,44980.2109375,73337.5546875,null,-25860.583544780078,-7899063.9193616416,-7863991.7264905479,null,0.70143544370614896,5.6669201118016484E-3,0,0,0.63494786113319535,5.6621300435558157E-3,0,0,9.239575692217639E-3,"FAIL",0,null,"IluEgsd205",null,-7863991.7264905479,7863991.7264905479,5.6687032547456115E-3,"FAIL",0,1,null,null,868.82543269054872,null,565883.68925707764,"YES",1,null,7.4389999999999992,5.9600000000000009,6.2474711356919013,13.13,13.290000000000001,14.852837601175882,null,-26084.365688747726,null,-2688.7038514954279,null,810598.39044751588,null,810598.39044751588,null,565883.68925707764,null,565883.68925707764,0.99749324646741433,null,"IluEgsd205",null,"Lumber/Furniture/Pulp/Paper","Window shade film"]
[322,"IluNgsd205",0.98603092133998871,8348.9641729365176,0,6714.84912109375,0,0,44974.312548686328,19151.6328125,7937329.2811780479,0,0,null,70840.793705286429,7937329.2811780479,7944044.1300578769,null,33234.557496042507,7339.489407198952,0,4406.1622744788092,73337.551010124866,0,null,44980.2109375,73337.5546875,null,-25860.583544780078,-7899063.9193616416,-7863991.7264905479,null,0.70143544370614896,5.6669201118016484E-3,0,0,0.63494786113319535,5.6621300435558157E-3,0,0,9.239575692217639E-3,"FAIL",0,null,"IluNgsd205",null,-7863991.7264905479,7863991.7264905479,5.6687032547456115E-3,"FAIL",0,1,null,null,868.82543269054872,null,565883.68925707764,"YES",1,null,7.4389999999999992,5.9600000000000009,6.2474711356919013,13.13,13.290000000000001,14.852837601175882,null,-26084.365688747726,null,-2688.7038514954279,null,810598.39044751588,null,810598.39044751588,null,565883.68925707764,null,565883.68925707764,0.99749324646741433,null,"IluNgsd205",null,"Lumber/Furniture/Pulp/Paper","Window shade film"]
[323,"ImeEgsd205",0.98603092133998871,8348.9641729365176,0,6714.84912109375,0,0,44974.312548686328,19151.6328125,2862212.8612793717,0,0,null,70840.793705286429,2862212.8612793717,2868927.7101592054,null,33234.557496042507,7339.489407198952,0,4406.1622744788092,73337.551010124866,0,null,44980.2109375,73337.5546875,null,-25860.583544780078,-2823947.4994629654,-2788875.3065918717,null,0.70143544370614896,1.5715187205676391E-2,0,0,0.63494786113319535,1.567840513179795E-2,0,0,2.5622676663789104E-2,"FAIL",0,null,"ImeEgsd205",null,-2788875.3065918717,2788875.3065918717,1.5728907817319615E-2,"FAIL",0,1,null,null,313.29977059240906,null,203149.23192281037,"YES",1,null,7.4389999999999992,5.9600000000000009,6.2474711356919013,13.13,13.290000000000001,14.852837601175882,null,-26084.365688747726,null,-2688.7038514954279,null,287469.50827363774,null,287469.50827363774,null,203149.23192281037,null,203149.23192281037,0.99304841105220398,null,"ImeEgsd205",null,"Metal Products and Machinery","Window shade film"]
[324,"ImeNgsd205",0.98603092133998871,8348.9641729365176,0,6714.84912109375,0,0,44974.312548686328,19151.6328125,2862212.8612793717,0,0,null,70840.793705286429,2862212.8612793717,2868927.7101592054,null,33234.557496042507,7339.489407198952,0,4406.1622744788092,73337.551010124866,0,null,44980.2109375,73337.5546875,null,-25860.583544780078,-2823947.4994629654,-2788875.3065918717,null,0.70143544370614896,1.5715187205676391E-2,0,0,0.63494786113319535,1.567840513179795E-2,0,0,2.5622676663789104E-2,"FAIL",0,null,"ImeNgsd205",null,-2788875.3065918717,2788875.3065918717,1.5728907817319615E-2,"FAIL",0,1,null,null,313.29977059240906,null,203149.23192281037,"YES",1,null,7.4389999999999992,5.9600000000000009,6.2474711356919013,13.13,13.290000000000001,14.852837601175882,null,-26084.365688747726,null,-2688.7038514954279,null,287469.50827363774,null,287469.50827363774,null,203149.23192281037,null,203149.23192281037,0.99304841105220398,null,"ImeNgsd205",null,"Metal Products and Machinery","Window shade film"]
[325,"ImiEgsd205",0.98603092133998871,8348.9641729365176,0,6714.84912109375,0,0,44974.312548686328,19151.6328125,1500500.5107248481,0,0,null,70840.793705286429,1500500.5107248481,1507215.3596046804,null,33234.557496042507,7339.489407198952,0,4406.1622744788092,73337.551010124866,0,null,44980.2109375,73337.5546875,null,-25860.583544780078,-1462235.1489084419,-1427162.9560373481,null,0.70143544370614896,2.9976804816795009E-2,0,0,0.63494786113319535,2.9843254080224868E-2,0,0,4.8875394685519144E-2,"FAIL",0,null,"ImiEgsd205",null,-1427162.9560373481,1427162.9560373481,3.0026767904884916E-2,"FAIL",0,1,null,null,164.24580422712268,null,105823.37770605097,"YES",1,null,7.4389999999999992,5.9600000000000009,6.2474711356919013,13.13,13.290000000000001,14.852837601175882,null,-26084.365688747726,null,-2688.7038514954279,null,147107.98730538107,null,147107.98730538107,null,105823.37770605097,null,105823.37770605097,0.98673980603129718,null,"ImiEgsd205",null,"Miscellaneous Manufacturing","Window shade film"]
[326,"ImiNgsd205",0.98603092133998871,8348.9641729365176,0,6714.84912109375,0,0,44974.312548686328,19151.6328125,1500500.5107248481,0,0,null,70840.793705286429,1500500.5107248481,1507215.3596046804,null,33234.557496042507,7339.489407198952,0,4406.1622744788092,73337.551010124866,0,null,44980.2109375,73337.5546875,null,-25860.583544780078,-1462235.1489084419,-1427162.9560373481,null,0.70143544370614896,2.9976804816795009E-2,0,0,0.63494786113319535,2.9843254080224868E-2,0,0,4.8875394685519144E-2,"FAIL",0,null,"ImiNgsd205",null,-1427162.9560373481,1427162.9560373481,3.0026767904884916E-2,"FAIL",0,1,null,null,164.24580422712268,null,105823.37770605097,"YES",1,null,7.4389999999999992,5.9600000000000009,6.2474711356919013,13.13,13.290000000000001,14.852837601175882,null,-26084.365688747726,null,-2688.7038514954279,null,147107.98730538107,null,147107.98730538107,null,105823.37770605097,null,105823.37770605097,0.98673980603129718,null,"ImiNgsd205",null,"Miscellaneous Manufacturing","Window shade film"]
[327,"IprEgsd205",0.98603092133998871,8348.9641729365176,0,6714.84912109375,0,0,44974.312548686328,19151.6328125,10498218.044587471,0,0,null,70840.793705286429,10498218.044587471,10504932.893467305,null,33234.557496042507,7339.489407198952,0,4406.1622744788092,73337.551010124866,0,null,44980.2109375,73337.5546875,null,-25860.583544780078,-10459952.682771064,-10424880.489899971,null,0.70143544370614896,4.2845567453888315E-3,0,0,0.63494786113319535,4.2818180175561889E-3,0,0,6.9857145637502154E-3,"FAIL",0,null,"IprEgsd205",null,-10424880.489899971,10424880.489899971,4.285575971270412E-3,"FAIL",0,1,null,null,1149.1420786400852,null,748918.44964282564,"YES",1,null,7.4389999999999992,5.9600000000000009,6.2474711356919013,13.13,13.290000000000001,14.852837601175882,null,-26084.365688747726,null,-2688.7038514954279,null,1074567.6800822082,null,1074567.6800822082,null,748918.44964282564,null,748918.44964282564,0.9981047328584689,null,"IprEgsd205",null,"Primary Resources Industries","Window shade film"]
[328,"IprNgsd205",0.98603092133998871,8348.9641729365176,0,6714.84912109375,0,0,44974.312548686328,19151.6328125,10498218.044587471,0,0,null,70840.793705286429,10498218.044587471,10504932.893467305,null,33234.557496042507,7339.489407198952,0,4406.1622744788092,73337.551010124866,0,null,44980.2109375,73337.5546875,null,-25860.583544780078,-10459952.682771064,-10424880.489899971,null,0.70143544370614896,4.2845567453888315E-3,0,0,0.63494786113319535,4.2818180175561889E-3,0,0,6.9857145637502154E-3,"FAIL",0,null,"IprNgsd205",null,-10424880.489899971,10424880.489899971,4.285575971270412E-3,"FAIL",0,1,null,null,1149.1420786400852,null,748918.44964282564,"YES",1,null,7.4389999999999992,5.9600000000000009,6.2474711356919013,13.13,13.290000000000001,14.852837601175882,null,-26084.365688747726,null,-2688.7038514954279,null,1074567.6800822082,null,1074567.6800822082,null,748918.44964282564,null,748918.44964282564,0.9981047328584689,null,"IprNgsd205",null,"Primary Resources Industries","Window shade film"]
[329,"IstEgsd205",0.98603092133998871,8348.9641729365176,0,6714.84912109375,0,0,44974.312548686328,19151.6328125,2581938.1931858771,0,0,null,70840.793705286429,2581938.1931858771,2588653.0420657084,null,33234.557496042507,7339.489407198952,0,4406.1622744788092,73337.551010124866,0,null,44980.2109375,73337.5546875,null,-25860.583544780078,-2543672.8313694708,-2508600.6384983771,null,0.70143544370614896,1.7421102897121836E-2,0,0,0.63494786113319535,1.7375913342722156E-2,0,0,2.8404070585829215E-2,"FAIL",0,null,"IstEgsd205",null,-2508600.6384983771,2508600.6384983771,1.7437965585255955E-2,"FAIL",0,1,null,null,282.62070885571046,null,183117.11897134801,"YES",1,null,7.4389999999999992,5.9600000000000009,6.2474711356919013,13.13,13.290000000000001,14.852837601175882,null,-26084.365688747726,null,-2688.7038514954279,null,258579.57517840213,null,258579.57517840213,null,183117.11897134801,null,183117.11897134801,0.99229380171249537,null,"IstEgsd205",null,"Stone/Clay/Glass/Concrete","Window shade film"]
[330,"IstNgsd205",0.98603092133998871,8348.9641729365176,0,6714.84912109375,0,0,44974.312548686328,19151.6328125,2581938.1931858771,0,0,null,70840.793705286429,2581938.1931858771,2588653.0420657084,null,33234.557496042507,7339.489407198952,0,4406.1622744788092,73337.551010124866,0,null,44980.2109375,73337.5546875,null,-25860.583544780078,-2543672.8313694708,-2508600.6384983771,null,0.70143544370614896,1.7421102897121836E-2,0,0,0.63494786113319535,1.7375913342722156E-2,0,0,2.8404070585829215E-2,"FAIL",0,null,"IstNgsd205",null,-2508600.6384983771,2508600.6384983771,1.7437965585255955E-2,"FAIL",0,1,null,null,282.62070885571046,null,183117.11897134801,"YES",1,null,7.4389999999999992,5.9600000000000009,6.2474711356919013,13.13,13.290000000000001,14.852837601175882,null,-26084.365688747726,null,-2688.7038514954279,null,258579.57517840213,null,258579.57517840213,null,183117.11897134801,null,183117.11897134801,0.99229380171249537,null,"IstNgsd205",null,"Stone/Clay/Glass/Concrete","Window shade film"]
[331,"IteEgsd205",0.98603092133998871,8348.9641729365176,0,6714.84912109375,0,0,44974.312548686328,19151.6328125,3020909.9440377341,0,0,null,70840.793705286429,3020909.9440377341,3027624.7929175668,null,33234.557496042507,7339.489407198952,0,4406.1622744788092,73337.551010124866,0,null,44980.2109375,73337.5546875,null,-25860.583544780078,-2982644.5822213278,-2947572.3893502341,null,0.70143544370614896,1.4889623249536417E-2,0,0,0.63494786113319535,1.4856600143827782E-2,0,0,2.4276643808016789E-2,"FAIL",0,null,"IteEgsd205",null,-2947572.3893502341,2947572.3893502341,1.490193959476022E-2,"FAIL",0,1,null,null,330.67086036899849,null,214491.80932889762,"YES",1,null,7.4389999999999992,5.9600000000000009,6.2474711356919013,13.13,13.290000000000001,14.852837601175882,null,-26084.365688747726,null,-2688.7038514954279,null,303827.56208736583,null,303827.56208736583,null,214491.80932889762,null,214491.80932889762,0.99341359798027906,null,"IteEgsd205",null,"Textiles and Leather","Window shade film"]
[332,"IteNgsd205",0.98603092133998871,8348.9641729365176,0,6714.84912109375,0,0,44974.312548686328,19151.6328125,3020909.9440377341,0,0,null,70840.793705286429,3020909.9440377341,3027624.7929175668,null,33234.557496042507,7339.489407198952,0,4406.1622744788092,73337.551010124866,0,null,44980.2109375,73337.5546875,null,-25860.583544780078,-2982644.5822213278,-2947572.3893502341,null,0.70143544370614896,1.4889623249536417E-2,0,0,0.63494786113319535,1.4856600143827782E-2,0,0,2.4276643808016789E-2,"FAIL",0,null,"IteNgsd205",null,-2947572.3893502341,2947572.3893502341,1.490193959476022E-2,"FAIL",0,1,null,null,330.67086036899849,null,214491.80932889762,"YES",1,null,7.4389999999999992,5.9600000000000009,6.2474711356919013,13.13,13.290000000000001,14.852837601175882,null,-26084.365688747726,null,-2688.7038514954279,null,303827.56208736583,null,303827.56208736583,null,214491.80932889762,null,214491.80932889762,0.99341359798027906,null,"IteNgsd205",null,"Textiles and Leather","Window shade film"]
[333,"ItrEgsd205",0.98603092133998871,8348.9641729365176,0,6714.84912109375,0,0,44974.312548686328,19151.6328125,9156052.0459535532,0,0,null,70840.793705286429,9156052.0459535532,9162766.8948333804,null,33234.557496042507,7339.489407198952,0,4406.1622744788092,73337.551010124866,0,null,44980.2109375,73337.5546875,null,-25860.583544780078,-9117786.6841371469,-9082714.4912660532,null,0.70143544370614896,4.9126207137910119E-3,0,0,0.63494786113319535,4.9090205450581376E-3,0,0,8.0097354536020765E-3,"FAIL",0,null,"ItrEgsd205",null,-9082714.4912660532,9082714.4912660532,4.9139606997875606E-3,"FAIL",0,1,null,null,1002.2277106974921,null,652989.66153069527,"YES",1,null,7.4389999999999992,5.9600000000000009,6.2474711356919013,13.13,13.290000000000001,14.852837601175882,null,-26084.365688747726,null,-2688.7038514954279,null,936220.94269422803,null,936220.94269422803,null,652989.66153069527,null,652989.66153069527,0.99782690979370181,null,"ItrEgsd205",null,"Transportation Equipment","Window shade film"]
[334,"ItrNgsd205",0.98603092133998871,8348.9641729365176,0,6714.84912109375,0,0,44974.312548686328,19151.6328125,9156052.0459535532,0,0,null,70840.793705286429,9156052.0459535532,9162766.8948333804,null,33234.557496042507,7339.489407198952,0,4406.1622744788092,73337.551010124866,0,null,44980.2109375,73337.5546875,null,-25860.583544780078,-9117786.6841371469,-9082714.4912660532,null,0.70143544370614896,4.9126207137910119E-3,0,0,0.63494786113319535,4.9090205450581376E-3,0,0,8.0097354536020765E-3,"FAIL",0,null,"ItrNgsd205",null,-9082714.4912660532,9082714.4912660532,4.9139606997875606E-3,"FAIL",0,1,null,null,1002.2277106974921,null,652989.66153069527,"YES",1,null,7.4389999999999992,5.9600000000000009,6.2474711356919013,13.13,13.290000000000001,14.852837601175882,null,-26084.365688747726,null,-2688.7038514954279,null,936220.94269422803,null,936220.94269422803,null,652989.66153069527,null,652989.66153069527,0.99782690979370181,null,"ItrNgsd205",null,"Transportation Equipment","Window shade film"]
[335,"IwaEgsd205",0.98603092133998871,8348.9641729365176,0,6714.84912109375,0,0,44974.312548686328,19151.6328125,1500500.5107248481,0,0,null,70840.793705286429,1500500.5107248481,1507215.3596046804,null,33234.557496042507,7339.489407198952,0,4406.1622744788092,73337.551010124866,0,null,44980.2109375,73337.5546875,null,-25860.583544780078,-1462235.1489084419,-1427162.9560373481,null,0.70143544370614896,2.9976804816795009E-2,0,0,0.63494786113319535,2.9843254080224868E-2,0,0,4.8875394685519144E-2,"FAIL",0,null,"IwaEgsd205",null,-1427162.9560373481,1427162.9560373481,3.0026767904884916E-2,"FAIL",0,1,null,null,164.24580422708712,null,105823.37770602776,"YES",1,null,7.4389999999999992,5.9600000000000009,6.2474711356919013,13.13,13.290000000000001,14.852837601175882,null,-26084.365688747726,null,-2688.7038514954279,null,147107.98730538107,null,147107.98730538107,null,105823.37770602776,null,105823.37770602776,0.9867398060312943,null,"IwaEgsd205",null,"Water and Wastewater","Window shade film"]
[336,"IwaNgsd205",0.98603092133998871,8348.9641729365176,0,6714.84912109375,0,0,44974.312548686328,19151.6328125,1500500.5107248481,0,0,null,70840.793705286429,1500500.5107248481,1507215.3596046804,null,33234.557496042507,7339.489407198952,0,4406.1622744788092,73337.551010124866,0,null,44980.2109375,73337.5546875,null,-25860.583544780078,-1462235.1489084419,-1427162.9560373481,null,0.70143544370614896,2.9976804816795009E-2,0,0,0.63494786113319535,2.9843254080224868E-2,0,0,4.8875394685519144E-2,"FAIL",0,null,"IwaNgsd205",null,-1427162.9560373481,1427162.9560373481,3.0026767904884916E-2,"FAIL",0,1,null,null,164.24580422708712,null,105823.37770602776,"YES",1,null,7.4389999999999992,5.9600000000000009,6.2474711356919013,13.13,13.290000000000001,14.852837601175882,null,-26084.365688747726,null,-2688.7038514954279,null,147107.98730538107,null,147107.98730538107,null,105823.37770602776,null,105823.37770602776,0.9867398060312943,null,"IwaNgsd205",null,"Water and Wastewater","Window shade film"]
[337,"IagEgsd206",0.98603092133998871,8348.9641729365176,0,4222.6494140625,0,0,44974.312548686328,19151.6328125,93522.68586526376,0,0,null,68348.594307920415,93522.68586526376,97745.335347729924,null,33234.557496042507,7339.489407198952,0,4406.1622744788092,73337.551010124866,0,null,44980.2109375,73337.5546875,null,-23368.383837748828,-52765.12434182626,-20185.13117776376,null,0.70143544370614896,0.48095508080576382,0,0,0.65810001047437405,0.46017757071434989,0,0,0.78416861116623549,"FAIL",0,null,"IagEgsd206",null,-20185.13117776376,20185.13117776376,0.50805735840568034,"FAIL",0,1,null,null,13.642626923494742,null,7485.9551183665944,"YES",1,null,7.4389999999999992,5.9600000000000009,6.2474711356919013,13.13,13.290000000000001,14.852837601175882,null,-23592.165981716491,null,-3097.3427487651957,null,2650.0436515567476,null,2650.0436515567476,null,7485.9551183665944,null,2650.0436515567476,0.29748860683255812,null,"IagEgsd206",null,"Agriculture and Assembly","Advanced Rooftop Controller"]
[338,"IagNgsd206",0.98603092133998871,8348.9641729365176,0,4222.6494140625,0,0,44974.312548686328,19151.6328125,93522.68586526376,0,0,null,68348.594307920415,93522.68586526376,97745.335347729924,null,33234.557496042507,7339.489407198952,0,4406.1622744788092,73337.551010124866,0,null,44980.2109375,73337.5546875,null,-23368.383837748828,-52765.12434182626,-20185.13117776376,null,0.70143544370614896,0.48095508080576382,0,0,0.65810001047437405,0.46017757071434989,0,0,0.78416861116623549,"FAIL",0,null,"IagNgsd206",null,-20185.13117776376,20185.13117776376,0.50805735840568034,"FAIL",0,1,null,null,13.642626923494742,null,7485.9551183665944,"YES",1,null,7.4389999999999992,5.9600000000000009,6.2474711356919013,13.13,13.290000000000001,14.852837601175882,null,-23592.165981716491,null,-3097.3427487651957,null,2650.0436515567476,null,2650.0436515567476,null,7485.9551183665944,null,2650.0436515567476,0.29748860683255812,null,"IagNgsd206",null,"Agriculture and Assembly","Advanced Rooftop Controller"]
[339,"IchEgsd206",0.98603092133998871,8348.9641729365176,0,4222.6494140625,0,0,44974.312548686328,19151.6328125,93522.68586526376,0,0,null,68348.594307920415,93522.68586526376,97745.335347729924,null,33234.557496042507,7339.489407198952,0,4406.1622744788092,73337.551010124866,0,null,44980.2109375,73337.5546875,null,-23368.383837748828,-52765.12434182626,-20185.13117776376,null,0.70143544370614896,0.48095508080576382,0,0,0.65810001047437405,0.46017757071434989,0,0,0.78416861116623549,"FAIL",0,null,"IchEgsd206",null,-20185.13117776376,20185.13117776376,0.50805735840568034,"FAIL",0,1,null,null,13.642626923494742,null,7485.9551183665944,"YES",1,null,7.4389999999999992,5.9600000000000009,6.2474711356919013,13.13,13.290000000000001,14.852837601175882,null,-23592.165981716491,null,-3097.3427487651957,null,2650.0436515567476,null,2650.0436515567476,null,7485.9551183665944,null,2650.0436515567476,0.29748860683255812,null,"IchEgsd206",null,"Chemicals and Plastics","Advanced Rooftop Controller"]
[340,"IchNgsd206",0.98603092133998871,8348.9641729365176,0,4222.6494140625,0,0,44974.312548686328,19151.6328125,93522.68586526376,0,0,null,68348.594307920415,93522.68586526376,97745.335347729924,null,33234.557496042507,7339.489407198952,0,4406.1622744788092,73337.551010124866,0,null,44980.2109375,73337.5546875,null,-23368.383837748828,-52765.12434182626,-20185.13117776376,null,0.70143544370614896,0.48095508080576382,0,0,0.65810001047437405,0.46017757071434989,0,0,0.78416861116623549,"FAIL",0,null,"IchNgsd206",null,-20185.13117776376,20185.13117776376,0.50805735840568034,"FAIL",0,1,null,null,13.642626923494742,null,7485.9551183665944,"YES",1,null,7.4389999999999992,5.9600000000000009,6.2474711356919013,13.13,13.290000000000001,14.852837601175882,null,-23592.165981716491,null,-3097.3427487651957,null,2650.0436515567476,null,2650.0436515567476,null,7485.9551183665944,null,2650.0436515567476,0.29748860683255812,null,"IchNgsd206",null,"Chemicals and Plastics","Advanced Rooftop Controller"]
[341,"IcoEgsd206",0.98603092133998871,8348.9641729365176,0,4222.6494140625,0,0,44974.312548686328,19151.6328125,93523.106222169736,0,0,null,68348.594307920415,93523.106222169736,97745.755704635914,null,33234.557496042507,7339.489407198952,0,4406.1622744788092,73337.551010124866,0,null,44980.2109375,73337.5546875,null,-23368.383837748828,-52765.544698732236,-20185.551534669736,null,0.70143544370614896,0.4809529190641596,0,0,0.65810001047437405,0.46017559171466277,0,0,0.78416508657531381,"FAIL",0,null,"IcoEgsd206",null,-20185.551534669736,20185.551534669736,0.50805494616782476,"FAIL",0,1,null,null,13.642688187182957,null,7485.995120930319,"YES",1,null,7.4389999999999992,5.9600000000000009,6.2474711356919013,13.13,13.290000000000001,14.852837601175882,null,-23592.165981716491,null,-3097.3427487651957,null,2650.0988389191807,null,2650.0988389191807,null,7485.995120930319,null,2650.0988389191807,0.29749346612911881,null,"IcoEgsd206",null,"Construction","Advanced Rooftop Controller"]
[342,"IcoNgsd206",0.98603092133998871,8348.9641729365176,0,4222.6494140625,0,0,44974.312548686328,19151.6328125,93523.106222169736,0,0,null,68348.594307920415,93523.106222169736,97745.755704635914,null,33234.557496042507,7339.489407198952,0,4406.1622744788092,73337.551010124866,0,null,44980.2109375,73337.5546875,null,-23368.383837748828,-52765.544698732236,-20185.551534669736,null,0.70143544370614896,0.4809529190641596,0,0,0.65810001047437405,0.46017559171466277,0,0,0.78416508657531381,"FAIL",0,null,"IcoNgsd206",null,-20185.551534669736,20185.551534669736,0.50805494616782476,"FAIL",0,1,null,null,13.642688187182957,null,7485.995120930319,"YES",1,null,7.4389999999999992,5.9600000000000009,6.2474711356919013,13.13,13.290000000000001,14.852837601175882,null,-23592.165981716491,null,-3097.3427487651957,null,2650.0988389191807,null,2650.0988389191807,null,7485.995120930319,null,2650.0988389191807,0.29749346612911881,null,"IcoNgsd206",null,"Construction","Advanced Rooftop Controller"]
[343,"IelEgsd206",0.98603092133998871,8348.9641729365176,0,4222.6494140625,0,0,44974.312548686328,19151.6328125,93523.106222169736,0,0,null,68348.594307920415,93523.106222169736,97745.755704635914,null,33234.557496042507,7339.489407198952,0,4406.1622744788092,73337.551010124866,0,null,44980.2109375,73337.5546875,null,-23368.383837748828,-52765.544698732236,-20185.551534669736,null,0.70143544370614896,0.4809529190641596,0,0,0.65810001047437405,0.46017559171466277,0,0,0.78416508657531381,"FAIL",0,null,"IelEgsd206",null,-20185.551534669736,20185.551534669736,0.50805494616782476,"FAIL",0,1,null,null,13.642688187182957,null,7485.995120930319,"YES",1,null,7.4389999999999992,5.9600000000000009,6.2474711356919013,13.13,13.290000000000001,14.852837601175882,null,-23592.165981716491,null,-3097.3427487651957,null,2650.0988389191807,null,2650.0988389191807,null,7485.995120930319,null,2650.0988389191807,0.29749346612911881,null,"IelEgsd206",null,"Electrical and Electronic Equip.","Advanced Rooftop Controller"]
[344,"IelNgsd206",0.98603092133998871,8348.9641729365176,0,4222.6494140625,0,0,44974.312548686328,19151.6328125,93523.106222169736,0,0,null,68348.594307920415,93523.106222169736,97745.755704635914,null,33234.557496042507,7339.489407198952,0,4406.1622744788092,73337.551010124866,0,null,44980.2109375,73337.5546875,null,-23368.383837748828,-52765.544698732236,-20185.551534669736,null,0.70143544370614896,0.4809529190641596,0,0,0.65810001047437405,0.46017559171466277,0,0,0.78416508657531381,"FAIL",0,null,"IelNgsd206",null,-20185.551534669736,20185.551534669736,0.50805494616782476,"FAIL",0,1,null,null,13.642688187182957,null,7485.995120930319,"YES",1,null,7.4389999999999992,5.9600000000000009,6.2474711356919013,13.13,13.290000000000001,14.852837601175882,null,-23592.165981716491,null,-3097.3427487651957,null,2650.0988389191807,null,2650.0988389191807,null,7485.995120930319,null,2650.0988389191807,0.29749346612911881,null,"IelNgsd206",null,"Electrical and Electronic Equip.","Advanced Rooftop Controller"]
[345,"IluEgsd206",0.98603092133998871,8348.9641729365176,0,4222.6494140625,0,0,44974.312548686328,19151.6328125,93523.106222169736,0,0,null,68348.594307920415,93523.106222169736,97745.755704635914,null,33234.557496042507,7339.489407198952,0,4406.1622744788092,73337.551010124866,0,null,44980.2109375,73337.5546875,null,-23368.383837748828,-52765.544698732236,-20185.551534669736,null,0.70143544370614896,0.4809529190641596,0,0,0.65810001047437405,0.46017559171466277,0,0,0.78416508657531381,"FAIL",0,null,"IluEgsd206",null,-20185.551534669736,20185.551534669736,0.50805494616782476,"FAIL",0,1,null,null,13.642688187182957,null,7485.995120930319,"YES",1,null,7.4389999999999992,5.9600000000000009,6.2474711356919013,13.13,13.290000000000001,14.852837601175882,null,-23592.165981716491,null,-3097.3427487651957,null,2650.0988389191807,null,2650.0988389191807,null,7485.995120930319,null,2650.0988389191807,0.29749346612911881,null,"IluEgsd206",null,"Lumber/Furniture/Pulp/Paper","Advanced Rooftop Controller"]
[346,"IluNgsd206",0.98603092133998871,8348.9641729365176,0,4222.6494140625,0,0,44974.312548686328,19151.6328125,93523.106222169736,0,0,null,68348.594307920415,93523.106222169736,97745.755704635914,null,33234.557496042507,7339.489407198952,0,4406.1622744788092,73337.551010124866,0,null,44980.2109375,73337.5546875,null,-23368.383837748828,-52765.544698732236,-20185.551534669736,null,0.70143544370614896,0.4809529190641596,0,0,0.65810001047437405,0.46017559171466277,0,0,0.78416508657531381,"FAIL",0,null,"IluNgsd206",null,-20185.551534669736,20185.551534669736,0.50805494616782476,"FAIL",0,1,null,null,13.642688187182957,null,7485.995120930319,"YES",1,null,7.4389999999999992,5.9600000000000009,6.2474711356919013,13.13,13.290000000000001,14.852837601175882,null,-23592.165981716491,null,-3097.3427487651957,null,2650.0988389191807,null,2650.0988389191807,null,7485.995120930319,null,2650.0988389191807,0.29749346612911881,null,"IluNgsd206",null,"Lumber/Furniture/Pulp/Paper","Advanced Rooftop Controller"]
[347,"ImeEgsd206",0.98603092133998871,8348.9641729365176,0,4222.6494140625,0,0,44974.312548686328,19151.6328125,93523.106222169736,0,0,null,68348.594307920415,93523.106222169736,97745.755704635914,null,33234.557496042507,7339.489407198952,0,4406.1622744788092,73337.551010124866,0,null,44980.2109375,73337.5546875,null,-23368.383837748828,-52765.544698732236,-20185.551534669736,null,0.70143544370614896,0.4809529190641596,0,0,0.65810001047437405,0.46017559171466277,0,0,0.78416508657531381,"FAIL",0,null,"ImeEgsd206",null,-20185.551534669736,20185.551534669736,0.50805494616782476,"FAIL",0,1,null,null,13.642688187182772,null,7485.9951209301989,"YES",1,null,7.4389999999999992,5.9600000000000009,6.2474711356919013,13.13,13.290000000000001,14.852837601175882,null,-23592.165981716491,null,-3097.3427487651957,null,2650.0988389191807,null,2650.0988389191807,null,7485.9951209301989,null,2650.0988389191807,0.29749346612912286,null,"ImeEgsd206",null,"Metal Products and Machinery","Advanced Rooftop Controller"]
[348,"ImeNgsd206",0.98603092133998871,8348.9641729365176,0,4222.6494140625,0,0,44974.312548686328,19151.6328125,93523.106222169736,0,0,null,68348.594307920415,93523.106222169736,97745.755704635914,null,33234.557496042507,7339.489407198952,0,4406.1622744788092,73337.551010124866,0,null,44980.2109375,73337.5546875,null,-23368.383837748828,-52765.544698732236,-20185.551534669736,null,0.70143544370614896,0.4809529190641596,0,0,0.65810001047437405,0.46017559171466277,0,0,0.78416508657531381,"FAIL",0,null,"ImeNgsd206",null,-20185.551534669736,20185.551534669736,0.50805494616782476,"FAIL",0,1,null,null,13.642688187182772,null,7485.9951209301989,"YES",1,null,7.4389999999999992,5.9600000000000009,6.2474711356919013,13.13,13.290000000000001,14.852837601175882,null,-23592.165981716491,null,-3097.3427487651957,null,2650.0988389191807,null,2650.0988389191807,null,7485.9951209301989,null,2650.0988389191807,0.29749346612912286,null,"ImeNgsd206",null,"Metal Products and Machinery","Advanced Rooftop Controller"]
[349,"ImiEgsd206",0.98603092133998871,8348.9641729365176,0,4222.6494140625,0,0,44974.312548686328,19151.6328125,93523.106222169736,0,0,null,68348.594307920415,93523.106222169736,97745.755704635914,null,33234.557496042507,7339.489407198952,0,4406.1622744788092,73337.551010124866,0,null,44980.2109375,73337.5546875,null,-23368.383837748828,-52765.544698732236,-20185.551534669736,null,0.70143544370614896,0.4809529190641596,0,0,0.65810001047437405,0.46017559171466277,0,0,0.78416508657531381,"FAIL",0,null,"ImiEgsd206",null,-20185.551534669736,20185.551534669736,0.50805494616782476,"FAIL",0,1,null,null,13.642688187182957,null,7485.995120930319,"YES",1,null,7.4389999999999992,5.9600000000000009,6.2474711356919013,13.13,13.290000000000001,14.852837601175882,null,-23592.165981716491,null,-3097.3427487651957,null,2650.0988389191807,null,2650.0988389191807,null,7485.995120930319,null,2650.0988389191807,0.29749346612911881,null,"ImiEgsd206",null,"Miscellaneous Manufacturing","Advanced Rooftop Controller"]
[350,"ImiNgsd206",0.98603092133998871,8348.9641729365176,0,4222.6494140625,0,0,44974.312548686328,19151.6328125,93523.106222169736,0,0,null,68348.594307920415,93523.106222169736,97745.755704635914,null,33234.557496042507,7339.489407198952,0,4406.1622744788092,73337.551010124866,0,null,44980.2109375,73337.5546875,null,-23368.383837748828,-52765.544698732236,-20185.551534669736,null,0.70143544370614896,0.4809529190641596,0,0,0.65810001047437405,0.46017559171466277,0,0,0.78416508657531381,"FAIL",0,null,"ImiNgsd206",null,-20185.551534669736,20185.551534669736,0.50805494616782476,"FAIL",0,1,null,null,13.642688187182957,null,7485.995120930319,"YES",1,null,7.4389999999999992,5.9600000000000009,6.2474711356919013,13.13,13.290000000000001,14.852837601175882,null,-23592.165981716491,null,-3097.3427487651957,null,2650.0988389191807,null,2650.0988389191807,null,7485.995120930319,null,2650.0988389191807,0.29749346612911881,null,"ImiNgsd206",null,"Miscellaneous Manufacturing","Advanced Rooftop Controller"]
[351,"IprEgsd206",0.98603092133998871,8348.9641729365176,0,4222.6494140625,0,0,44974.312548686328,19151.6328125,93522.68586526376,0,0,null,68348.594307920415,93522.68586526376,97745.335347729924,null,33234.557496042507,7339.489407198952,0,4406.1622744788092,73337.551010124866,0,null,44980.2109375,73337.5546875,null,-23368.383837748828,-52765.12434182626,-20185.13117776376,null,0.70143544370614896,0.48095508080576382,0,0,0.65810001047437405,0.46017757071434989,0,0,0.78416861116623549,"FAIL",0,null,"IprEgsd206",null,-20185.13117776376,20185.13117776376,0.50805735840568034,"FAIL",0,1,null,null,13.642626923495477,null,7485.9551183670746,"YES",1,null,7.4389999999999992,5.9600000000000009,6.2474711356919013,13.13,13.290000000000001,14.852837601175882,null,-23592.165981716491,null,-3097.3427487651957,null,2650.0436515567476,null,2650.0436515567476,null,7485.9551183670746,null,2650.0436515567476,0.29748860683254208,null,"IprEgsd206",null,"Primary Resources Industries","Advanced Rooftop Controller"]
[352,"IprNgsd206",0.98603092133998871,8348.9641729365176,0,4222.6494140625,0,0,44974.312548686328,19151.6328125,93522.68586526376,0,0,null,68348.594307920415,93522.68586526376,97745.335347729924,null,33234.557496042507,7339.489407198952,0,4406.1622744788092,73337.551010124866,0,null,44980.2109375,73337.5546875,null,-23368.383837748828,-52765.12434182626,-20185.13117776376,null,0.70143544370614896,0.48095508080576382,0,0,0.65810001047437405,0.46017757071434989,0,0,0.78416861116623549,"FAIL",0,null,"IprNgsd206",null,-20185.13117776376,20185.13117776376,0.50805735840568034,"FAIL",0,1,null,null,13.642626923495477,null,7485.9551183670746,"YES",1,null,7.4389999999999992,5.9600000000000009,6.2474711356919013,13.13,13.290000000000001,14.852837601175882,null,-23592.165981716491,null,-3097.3427487651957,null,2650.0436515567476,null,2650.0436515567476,null,7485.9551183670746,null,2650.0436515567476,0.29748860683254208,null,"IprNgsd206",null,"Primary Resources Industries","Advanced Rooftop Controller"]
[353,"IstEgsd206",0.98603092133998871,8348.9641729365176,0,4222.6494140625,0,0,44974.312548686328,19151.6328125,93523.106222169736,0,0,null,68348.594307920415,93523.106222169736,97745.755704635914,null,33234.557496042507,7339.489407198952,0,4406.1622744788092,73337.551010124866,0,null,44980.2109375,73337.5546875,null,-23368.383837748828,-52765.544698732236,-20185.551534669736,null,0.70143544370614896,0.4809529190641596,0,0,0.65810001047437405,0.46017559171466277,0,0,0.78416508657531381,"FAIL",0,null,"IstEgsd206",null,-20185.551534669736,20185.551534669736,0.50805494616782476,"FAIL",0,1,null,null,13.642688187182957,null,7485.995120930319,"YES",1,null,7.4389999999999992,5.9600000000000009,6.2474711356919013,13.13,13.290000000000001,14.852837601175882,null,-23592.165981716491,null,-3097.3427487651957,null,2650.0988389191807,null,2650.0988389191807,null,7485.995120930319,null,2650.0988389191807,0.29749346612911881,null,"IstEgsd206",null,"Stone/Clay/Glass/Concrete","Advanced Rooftop Controller"]
[354,"IstNgsd206",0.98603092133998871,8348.9641729365176,0,4222.6494140625,0,0,44974.312548686328,19151.6328125,93523.106222169736,0,0,null,68348.594307920415,93523.106222169736,97745.755704635914,null,33234.557496042507,7339.489407198952,0,4406.1622744788092,73337.551010124866,0,null,44980.2109375,73337.5546875,null,-23368.383837748828,-52765.544698732236,-20185.551534669736,null,0.70143544370614896,0.4809529190641596,0,0,0.65810001047437405,0.46017559171466277,0,0,0.78416508657531381,"FAIL",0,null,"IstNgsd206",null,-20185.551534669736,20185.551534669736,0.50805494616782476,"FAIL",0,1,null,null,13.642688187182957,null,7485.995120930319,"YES",1,null,7.4389999999999992,5.9600000000000009,6.2474711356919013,13.13,13.290000000000001,14.852837601175882,null,-23592.165981716491,null,-3097.3427487651957,null,2650.0988389191807,null,2650.0988389191807,null,7485.995120930319,null,2650.0988389191807,0.29749346612911881,null,"IstNgsd206",null,"Stone/Clay/Glass/Concrete","Advanced Rooftop Controller"]
[355,"IteEgsd206",0.98603092133998871,8348.9641729365176,0,4222.6494140625,0,0,44974.312548686328,19151.6328125,93522.68586526376,0,0,null,68348.594307920415,93522.68586526376,97745.335347729924,null,33234.557496042507,7339.489407198952,0,4406.1622744788092,73337.551010124866,0,null,44980.2109375,73337.5546875,null,-23368.383837748828,-52765.12434182626,-20185.13117776376,null,0.70143544370614896,0.48095508080576382,0,0,0.65810001047437405,0.46017757071434989,0,0,0.78416861116623549,"FAIL",0,null,"IteEgsd206",null,-20185.13117776376,20185.13117776376,0.50805735840568034,"FAIL",0,1,null,null,13.642626923494742,null,7485.9551183665944,"YES",1,null,7.4389999999999992,5.9600000000000009,6.2474711356919013,13.13,13.290000000000001,14.852837601175882,null,-23592.165981716491,null,-3097.3427487651957,null,2650.0436515567476,null,2650.0436515567476,null,7485.9551183665944,null,2650.0436515567476,0.29748860683255812,null,"IteEgsd206",null,"Textiles and Leather","Advanced Rooftop Controller"]
[356,"IteNgsd206",0.98603092133998871,8348.9641729365176,0,4222.6494140625,0,0,44974.312548686328,19151.6328125,93522.68586526376,0,0,null,68348.594307920415,93522.68586526376,97745.335347729924,null,33234.557496042507,7339.489407198952,0,4406.1622744788092,73337.551010124866,0,null,44980.2109375,73337.5546875,null,-23368.383837748828,-52765.12434182626,-20185.13117776376,null,0.70143544370614896,0.48095508080576382,0,0,0.65810001047437405,0.46017757071434989,0,0,0.78416861116623549,"FAIL",0,null,"IteNgsd206",null,-20185.13117776376,20185.13117776376,0.50805735840568034,"FAIL",0,1,null,null,13.642626923494742,null,7485.9551183665944,"YES",1,null,7.4389999999999992,5.9600000000000009,6.2474711356919013,13.13,13.290000000000001,14.852837601175882,null,-23592.165981716491,null,-3097.3427487651957,null,2650.0436515567476,null,2650.0436515567476,null,7485.9551183665944,null,2650.0436515567476,0.29748860683255812,null,"IteNgsd206",null,"Textiles and Leather","Advanced Rooftop Controller"]
[357,"ItrEgsd206",0.98603092133998871,8348.9641729365176,0,4222.6494140625,0,0,44974.312548686328,19151.6328125,93522.68586526376,0,0,null,68348.594307920415,93522.68586526376,97745.335347729924,null,33234.557496042507,7339.489407198952,0,4406.1622744788092,73337.551010124866,0,null,44980.2109375,73337.5546875,null,-23368.383837748828,-52765.12434182626,-20185.13117776376,null,0.70143544370614896,0.48095508080576382,0,0,0.65810001047437405,0.46017757071434989,0,0,0.78416861116623549,"FAIL",0,null,"ItrEgsd206",null,-20185.13117776376,20185.13117776376,0.50805735840568034,"FAIL",0,1,null,null,13.642626923495477,null,7485.9551183670746,"YES",1,null,7.4389999999999992,5.9600000000000009,6.2474711356919013,13.13,13.290000000000001,14.852837601175882,null,-23592.165981716491,null,-3097.3427487651957,null,2650.0436515567476,null,2650.0436515567476,null,7485.9551183670746,null,2650.0436515567476,0.29748860683254208,null,"ItrEgsd206",null,"Transportation Equipment","Advanced Rooftop Controller"]
[358,"ItrNgsd206",0.98603092133998871,8348.9641729365176,0,4222.6494140625,0,0,44974.312548686328,19151.6328125,93522.68586526376,0,0,null,68348.594307920415,93522.68586526376,97745.335347729924,null,33234.557496042507,7339.489407198952,0,4406.1622744788092,73337.551010124866,0,null,44980.2109375,73337.5546875,null,-23368.383837748828,-52765.12434182626,-20185.13117776376,null,0.70143544370614896,0.48095508080576382,0,0,0.65810001047437405,0.46017757071434989,0,0,0.78416861116623549,"FAIL",0,null,"ItrNgsd206",null,-20185.13117776376,20185.13117776376,0.50805735840568034,"FAIL",0,1,null,null,13.642626923495477,null,7485.9551183670746,"YES",1,null,7.4389999999999992,5.9600000000000009,6.2474711356919013,13.13,13.290000000000001,14.852837601175882,null,-23592.165981716491,null,-3097.3427487651957,null,2650.0436515567476,null,2650.0436515567476,null,7485.9551183670746,null,2650.0436515567476,0.29748860683254208,null,"ItrNgsd206",null,"Transportation Equipment","Advanced Rooftop Controller"]
[359,"IwaEgsd206",0.98603092133998871,8348.9641729365176,0,4222.6494140625,0,0,44974.312548686328,19151.6328125,93523.106222169736,0,0,null,68348.594307920415,93523.106222169736,97745.755704635914,null,33234.557496042507,7339.489407198952,0,4406.1622744788092,73337.551010124866,0,null,44980.2109375,73337.5546875,null,-23368.383837748828,-52765.544698732236,-20185.551534669736,null,0.70143544370614896,0.4809529190641596,0,0,0.65810001047437405,0.46017559171466277,0,0,0.78416508657531381,"FAIL",0,null,"IwaEgsd206",null,-20185.551534669736,20185.551534669736,0.50805494616782476,"FAIL",0,1,null,null,13.642688187182221,null,7485.9951209298388,"YES",1,null,7.4389999999999992,5.9600000000000009,6.2474711356919013,13.13,13.290000000000001,14.852837601175882,null,-23592.165981716491,null,-3097.3427487651957,null,2650.0988389191807,null,2650.0988389191807,null,7485.9951209298388,null,2650.0988389191807,0.29749346612913485,null,"IwaEgsd206",null,"Water and Wastewater","Advanced Rooftop Controller"]
[360,"IwaNgsd206",0.98603092133998871,8348.9641729365176,0,4222.6494140625,0,0,44974.312548686328,19151.6328125,93523.106222169736,0,0,null,68348.594307920415,93523.106222169736,97745.755704635914,null,33234.557496042507,7339.489407198952,0,4406.1622744788092,73337.551010124866,0,null,44980.2109375,73337.5546875,null,-23368.383837748828,-52765.544698732236,-20185.551534669736,null,0.70143544370614896,0.4809529190641596,0,0,0.65810001047437405,0.46017559171466277,0,0,0.78416508657531381,"FAIL",0,null,"IwaNgsd206",null,-20185.551534669736,20185.551534669736,0.50805494616782476,"FAIL",0,1,null,null,13.642688187182221,null,7485.9951209298388,"YES",1,null,7.4389999999999992,5.9600000000000009,6.2474711356919013,13.13,13.290000000000001,14.852837601175882,null,-23592.165981716491,null,-3097.3427487651957,null,2650.0988389191807,null,2650.0988389191807,null,7485.9951209298388,null,2650.0988389191807,0.29749346612913485,null,"IwaNgsd206",null,"Water and Wastewater","Advanced Rooftop Controller"]
[361,"IagEgsd207",0.98603092133998871,8348.9641729365176,0,5627.4013671875,0,0,44974.312548686328,19151.6328125,33491.064910504436,0,0,null,69753.346430408725,33491.064910504436,39118.466515458917,null,33234.557496042507,7339.489407198952,0,4406.1622744788092,73337.551010124866,0,null,44980.2109375,73337.5546875,null,-24773.135790873828,5861.7446598080642,39846.489776995564,null,0.70143544370614896,1.3430510811673835,0,1,0.64484663528270869,1.1498459734642215,0,1,2.1897647890108671,"PASS",1,null,"IagEgsd207",null,39846.489776995564,0,0.64484663528270869,"FAIL",0,1,null,null,3.6659548091318062,null,971.61565160395685,"YES",1,null,7.4389999999999992,5.9600000000000009,6.2474711356919013,13.13,13.290000000000001,14.852837601175882,null,-24996.917934841491,null,-2576.6127621771611,null,0,null,0,null,971.61565160395685,null,0,0,null,"IagEgsd207",null,"Agriculture and Assembly","Airside economizer"]
[362,"IagNgsd207",0.98603092133998871,8348.9641729365176,0,5627.4013671875,0,0,44974.312548686328,19151.6328125,33491.064910504436,0,0,null,69753.346430408725,33491.064910504436,39118.466515458917,null,33234.557496042507,7339.489407198952,0,4406.1622744788092,73337.551010124866,0,null,44980.2109375,73337.5546875,null,-24773.135790873828,5861.7446598080642,39846.489776995564,null,0.70143544370614896,1.3430510811673835,0,1,0.64484663528270869,1.1498459734642215,0,1,2.1897647890108671,"PASS",1,null,"IagNgsd207",null,39846.489776995564,0,0.64484663528270869,"FAIL",0,1,null,null,3.6659548091318062,null,971.61565160395685,"YES",1,null,7.4389999999999992,5.9600000000000009,6.2474711356919013,13.13,13.290000000000001,14.852837601175882,null,-24996.917934841491,null,-2576.6127621771611,null,0,null,0,null,971.61565160395685,null,0,0,null,"IagNgsd207",null,"Agriculture and Assembly","Airside economizer"]
[363,"IchEgsd207",0.98603092133998871,8348.9641729365176,0,5627.4013671875,0,0,44974.312548686328,19151.6328125,13872.693469697613,0,0,null,69753.346430408725,13872.693469697613,19500.095074652094,null,33234.557496042507,7339.489407198952,0,4406.1622744788092,73337.551010124866,0,null,44980.2109375,73337.5546875,null,-24773.135790873828,25480.116100614887,59464.86121780239,null,0.70143544370614896,3.2423560021527993,0,1,0.64484663528270869,2.306666265664429,0,1,5.2864683305871791,"PASS",1,null,"IchEgsd207",null,59464.86121780239,0,0.64484663528270869,"FAIL",0,1,null,null,1.5185144768405412,null,-430.570884026832,"NO",0,null,7.4389999999999992,5.9600000000000009,6.2474711356919013,13.13,13.290000000000001,14.852837601175882,null,-24996.917934841491,null,-2576.6127621771611,null,0,null,0,null,-430.570884026832,null,-430.570884026832,-0.43425120788357879,null,"IchEgsd207",null,"Chemicals and Plastics","Airside economizer"]
[364,"IchNgsd207",0.98603092133998871,8348.9641729365176,0,5627.4013671875,0,0,44974.312548686328,19151.6328125,13872.693469697613,0,0,null,69753.346430408725,13872.693469697613,19500.095074652094,null,33234.557496042507,7339.489407198952,0,4406.1622744788092,73337.551010124866,0,null,44980.2109375,73337.5546875,null,-24773.135790873828,25480.116100614887,59464.86121780239,null,0.70143544370614896,3.2423560021527993,0,1,0.64484663528270869,2.306666265664429,0,1,5.2864683305871791,"PASS",1,null,"IchNgsd207",null,59464.86121780239,0,0.64484663528270869,"FAIL",0,1,null,null,1.5185144768405412,null,-430.570884026832,"NO",0,null,7.4389999999999992,5.9600000000000009,6.2474711356919013,13.13,13.290000000000001,14.852837601175882,null,-24996.917934841491,null,-2576.6127621771611,null,0,null,0,null,-430.570884026832,null,-430.570884026832,-0.43425120788357879,null,"IchNgsd207",null,"Chemicals and Plastics","Airside economizer"]
[365,"IcoEgsd207",0.98603092133998871,8348.9641729365176,0,5627.4013671875,0,0,44974.312548686328,19151.6328125,85930.102140515271,0,0,null,69753.346430408725,85930.102140515271,91557.503745469745,null,33234.557496042507,7339.489407198952,0,4406.1622744788092,73337.551010124866,0,null,44980.2109375,73337.5546875,null,-24773.135790873828,-46577.292570202771,-12592.547453015271,null,0.70143544370614896,0.52345115177388146,0,0,0.64484663528270869,0.49127825917310858,0,0,0.8534559236014454,"FAIL",0,null,"IcoEgsd207",null,-12592.547453015271,12592.547453015271,0.54623501735762225,"FAIL",0,1,null,null,9.4059672956806182,null,4719.5978897896985,"YES",1,null,7.4389999999999992,5.9600000000000009,6.2474711356919013,13.13,13.290000000000001,14.852837601175882,null,-24996.917934841491,null,-2576.6127621771611,null,1298.0047604403355,null,1298.0047604403355,null,4719.5978897896985,null,1298.0047604403355,0.21134312944932424,null,"IcoEgsd207",null,"Construction","Airside economizer"]
[366,"IcoNgsd207",0.98603092133998871,8348.9641729365176,0,5627.4013671875,0,0,44974.312548686328,19151.6328125,85930.102140515271,0,0,null,69753.346430408725,85930.102140515271,91557.503745469745,null,33234.557496042507,7339.489407198952,0,4406.1622744788092,73337.551010124866,0,null,44980.2109375,73337.5546875,null,-24773.135790873828,-46577.292570202771,-12592.547453015271,null,0.70143544370614896,0.52345115177388146,0,0,0.64484663528270869,0.49127825917310858,0,0,0.8534559236014454,"FAIL",0,null,"IcoNgsd207",null,-12592.547453015271,12592.547453015271,0.54623501735762225,"FAIL",0,1,null,null,9.4059672956806182,null,4719.5978897896985,"YES",1,null,7.4389999999999992,5.9600000000000009,6.2474711356919013,13.13,13.290000000000001,14.852837601175882,null,-24996.917934841491,null,-2576.6127621771611,null,1298.0047604403355,null,1298.0047604403355,null,4719.5978897896985,null,1298.0047604403355,0.21134312944932424,null,"IcoNgsd207",null,"Construction","Airside economizer"]
[367,"IelEgsd207",0.98603092133998871,8348.9641729365176,0,5627.4013671875,0,0,44974.312548686328,19151.6328125,17688.37878444275,0,0,null,69753.346430408725,17688.37878444275,23315.780389397241,null,33234.557496042507,7339.489407198952,0,4406.1622744788092,73337.551010124866,0,null,44980.2109375,73337.5546875,null,-24773.135790873828,21664.43078586975,55649.17590305725,null,0.70143544370614896,2.5429244525824442,0,1,0.64484663528270869,1.9291746038510731,0,1,4.1460868506503097,"PASS",1,null,"IelEgsd207",null,55649.17590305725,0,0.64484663528270869,"FAIL",0,1,null,null,1.9361819431563689,null,-157.85192237158151,"NO",0,null,7.4389999999999992,5.9600000000000009,6.2474711356919013,13.13,13.290000000000001,14.852837601175882,null,-24996.917934841491,null,-2576.6127621771611,null,0,null,0,null,-157.85192237158151,null,-157.85192237158151,-0.12485876148952071,null,"IelEgsd207",null,"Electrical and Electronic Equip.","Airside economizer"]
[368,"IelNgsd207",0.98603092133998871,8348.9641729365176,0,5627.4013671875,0,0,44974.312548686328,19151.6328125,17688.37878444275,0,0,null,69753.346430408725,17688.37878444275,23315.780389397241,null,33234.557496042507,7339.489407198952,0,4406.1622744788092,73337.551010124866,0,null,44980.2109375,73337.5546875,null,-24773.135790873828,21664.43078586975,55649.17590305725,null,0.70143544370614896,2.5429244525824442,0,1,0.64484663528270869,1.9291746038510731,0,1,4.1460868506503097,"PASS",1,null,"IelNgsd207",null,55649.17590305725,0,0.64484663528270869,"FAIL",0,1,null,null,1.9361819431563689,null,-157.85192237158151,"NO",0,null,7.4389999999999992,5.9600000000000009,6.2474711356919013,13.13,13.290000000000001,14.852837601175882,null,-24996.917934841491,null,-2576.6127621771611,null,0,null,0,null,-157.85192237158151,null,-157.85192237158151,-0.12485876148952071,null,"IelNgsd207",null,"Electrical and Electronic Equip.","Airside economizer"]
[369,"IluEgsd207",0.98603092133998871,8348.9641729365176,0,5627.4013671875,0,0,44974.312548686328,19151.6328125,29815.924234282833,0,0,null,69753.346430408725,29815.924234282833,35443.325839237325,null,33234.557496042507,7339.489407198952,0,4406.1622744788092,73337.551010124866,0,null,44980.2109375,73337.5546875,null,-24773.135790873828,9536.8853360296634,43521.630453217163,null,0.70143544370614896,1.5085969022479948,0,1,0.64484663528270869,1.2690742241081925,0,1,2.4596773895466,"PASS",1,null,"IluEgsd207",null,43521.630453217163,0,0.64484663528270869,"FAIL",0,1,null,null,3.2636713791429552,null,708.94180658220353,"YES",1,null,7.4389999999999992,5.9600000000000009,6.2474711356919013,13.13,13.290000000000001,14.852837601175882,null,-24996.917934841491,null,-2576.6127621771611,null,0,null,0,null,708.94180658220353,null,0,0,null,"IluEgsd207",null,"Lumber/Furniture/Pulp/Paper","Airside economizer"]
[370,"IluNgsd207",0.98603092133998871,8348.9641729365176,0,5627.4013671875,0,0,44974.312548686328,19151.6328125,29815.924234282833,0,0,null,69753.346430408725,29815.924234282833,35443.325839237325,null,33234.557496042507,7339.489407198952,0,4406.1622744788092,73337.551010124866,0,null,44980.2109375,73337.5546875,null,-24773.135790873828,9536.8853360296634,43521.630453217163,null,0.70143544370614896,1.5085969022479948,0,1,0.64484663528270869,1.2690742241081925,0,1,2.4596773895466,"PASS",1,null,"IluNgsd207",null,43521.630453217163,0,0.64484663528270869,"FAIL",0,1,null,null,3.2636713791429552,null,708.94180658220353,"YES",1,null,7.4389999999999992,5.9600000000000009,6.2474711356919013,13.13,13.290000000000001,14.852837601175882,null,-24996.917934841491,null,-2576.6127621771611,null,0,null,0,null,708.94180658220353,null,0,0,null,"IluNgsd207",null,"Lumber/Furniture/Pulp/Paper","Airside economizer"]
[371,"ImeEgsd207",0.98603092133998871,8348.9641729365176,0,5627.4013671875,0,0,44974.312548686328,19151.6328125,77074.044420512859,0,0,null,69753.346430408725,77074.044420512859,82701.446025467332,null,33234.557496042507,7339.489407198952,0,4406.1622744788092,73337.551010124866,0,null,44980.2109375,73337.5546875,null,-24773.135790873828,-37721.234850200359,-3736.4897330128588,null,0.70143544370614896,0.58359738710595999,0,0,0.64484663528270869,0.5438866335295629,0,0,0.95152077770012011,"FAIL",0,null,"ImeEgsd207",null,-3736.4897330128588,3736.4897330128588,0.61206029436646892,"FAIL",0,1,null,null,8.4365772686967961,null,4086.6277331003257,"YES",1,null,7.4389999999999992,5.9600000000000009,6.2474711356919013,13.13,13.290000000000001,14.852837601175882,null,-24996.917934841491,null,-2576.6127621771611,null,385.14696719493452,null,385.14696719493452,null,4086.6277331003257,null,385.14696719493452,6.9915828273118902E-2,null,"ImeEgsd207",null,"Metal Products and Machinery","Airside economizer"]
[372,"ImeNgsd207",0.98603092133998871,8348.9641729365176,0,5627.4013671875,0,0,44974.312548686328,19151.6328125,77074.044420512859,0,0,null,69753.346430408725,77074.044420512859,82701.446025467332,null,33234.557496042507,7339.489407198952,0,4406.1622744788092,73337.551010124866,0,null,44980.2109375,73337.5546875,null,-24773.135790873828,-37721.234850200359,-3736.4897330128588,null,0.70143544370614896,0.58359738710595999,0,0,0.64484663528270869,0.5438866335295629,0,0,0.95152077770012011,"FAIL",0,null,"ImeNgsd207",null,-3736.4897330128588,3736.4897330128588,0.61206029436646892,"FAIL",0,1,null,null,8.4365772686967961,null,4086.6277331003257,"YES",1,null,7.4389999999999992,5.9600000000000009,6.2474711356919013,13.13,13.290000000000001,14.852837601175882,null,-24996.917934841491,null,-2576.6127621771611,null,385.14696719493452,null,385.14696719493452,null,4086.6277331003257,null,385.14696719493452,6.9915828273118902E-2,null,"ImeNgsd207",null,"Metal Products and Machinery","Airside economizer"]
[373,"ImiEgsd207",0.98603092133998871,8348.9641729365176,0,5627.4013671875,0,0,44974.312548686328,19151.6328125,85930.102140515271,0,0,null,69753.346430408725,85930.102140515271,91557.503745469745,null,33234.557496042507,7339.489407198952,0,4406.1622744788092,73337.551010124866,0,null,44980.2109375,73337.5546875,null,-24773.135790873828,-46577.292570202771,-12592.547453015271,null,0.70143544370614896,0.52345115177388146,0,0,0.64484663528270869,0.49127825917310858,0,0,0.8534559236014454,"FAIL",0,null,"ImiEgsd207",null,-12592.547453015271,12592.547453015271,0.54623501735762225,"FAIL",0,1,null,null,9.4059672956806182,null,4719.5978897896985,"YES",1,null,7.4389999999999992,5.9600000000000009,6.2474711356919013,13.13,13.290000000000001,14.852837601175882,null,-24996.917934841491,null,-2576.6127621771611,null,1298.0047604403355,null,1298.0047604403355,null,4719.5978897896985,null,1298.0047604403355,0.21134312944932424,null,"ImiEgsd207",null,"Miscellaneous Manufacturing","Airside economizer"]
[374,"ImiNgsd207",0.98603092133998871,8348.9641729365176,0,5627.4013671875,0,0,44974.312548686328,19151.6328125,85930.102140515271,0,0,null,69753.346430408725,85930.102140515271,91557.503745469745,null,33234.557496042507,7339.489407198952,0,4406.1622744788092,73337.551010124866,0,null,44980.2109375,73337.5546875,null,-24773.135790873828,-46577.292570202771,-12592.547453015271,null,0.70143544370614896,0.52345115177388146,0,0,0.64484663528270869,0.49127825917310858,0,0,0.8534559236014454,"FAIL",0,null,"ImiNgsd207",null,-12592.547453015271,12592.547453015271,0.54623501735762225,"FAIL",0,1,null,null,9.4059672956806182,null,4719.5978897896985,"YES",1,null,7.4389999999999992,5.9600000000000009,6.2474711356919013,13.13,13.290000000000001,14.852837601175882,null,-24996.917934841491,null,-2576.6127621771611,null,1298.0047604403355,null,1298.0047604403355,null,4719.5978897896985,null,1298.0047604403355,0.21134312944932424,null,"ImiNgsd207",null,"Miscellaneous Manufacturing","Airside economizer"]
[375,"IprEgsd207",0.98603092133998871,8348.9641729365176,0,5627.4013671875,0,0,44974.312548686328,19151.6328125,10744.36349415621,0,0,null,69753.346430408725,10744.36349415621,16371.765099110698,null,33234.557496042507,7339.489407198952,0,4406.1622744788092,73337.551010124866,0,null,44980.2109375,73337.5546875,null,-24773.135790873828,28608.446076156288,62593.191193343788,null,0.70143544370614896,4.186400707865519,0,1,0.64484663528270869,2.7474259078631951,0,1,6.8256769912324557,"PASS",1,null,"IprEgsd207",null,62593.191193343788,0,0.64484663528270869,"FAIL",0,1,null,null,1.1760853094557326,null,-654.16245986443982,"NO",0,null,7.4389999999999992,5.9600000000000009,6.2474711356919013,13.13,13.290000000000001,14.852837601175882,null,-24996.917934841491,null,-2576.6127621771611,null,0,null,0,null,-654.16245986443982,null,-654.16245986443982,-0.85184799528288235,null,"IprEgsd207",null,"Primary Resources Industries","Airside economizer"]
[376,"IprNgsd207",0.98603092133998871,8348.9641729365176,0,5627.4013671875,0,0,44974.312548686328,19151.6328125,10744.36349415621,0,0,null,69753.346430408725,10744.36349415621,16371.765099110698,null,33234.557496042507,7339.489407198952,0,4406.1622744788092,73337.551010124866,0,null,44980.2109375,73337.5546875,null,-24773.135790873828,28608.446076156288,62593.191193343788,null,0.70143544370614896,4.186400707865519,0,1,0.64484663528270869,2.7474259078631951,0,1,6.8256769912324557,"PASS",1,null,"IprNgsd207",null,62593.191193343788,0,0.64484663528270869,"FAIL",0,1,null,null,1.1760853094557326,null,-654.16245986443982,"NO",0,null,7.4389999999999992,5.9600000000000009,6.2474711356919013,13.13,13.290000000000001,14.852837601175882,null,-24996.917934841491,null,-2576.6127621771611,null,0,null,0,null,-654.16245986443982,null,-654.16245986443982,-0.85184799528288235,null,"IprNgsd207",null,"Primary Resources Industries","Airside economizer"]
[377,"IstEgsd207",0.98603092133998871,8348.9641729365176,0,5627.4013671875,0,0,44974.312548686328,19151.6328125,57128.927617144189,0,0,null,69753.346430408725,57128.927617144189,62756.329222098677,null,33234.557496042507,7339.489407198952,0,4406.1622744788092,73337.551010124866,0,null,44980.2109375,73337.5546875,null,-24773.135790873828,-17776.118046831689,16208.627070355811,null,0.70143544370614896,0.7873456200497907,0,0,0.64484663528270869,0.71674381955531796,0,0,1.283720135252314,"PASS",1,null,"IstEgsd207",null,16208.627070355811,0,0.64484663528270869,"FAIL",0,1,null,null,6.2533715422638743,null,2661.0879273679866,"YES",1,null,7.4389999999999992,5.9600000000000009,6.2474711356919013,13.13,13.290000000000001,14.852837601175882,null,-24996.917934841491,null,-2576.6127621771611,null,0,null,0,null,2661.0879273679866,null,0,0,null,"IstEgsd207",null,"Stone/Clay/Glass/Concrete","Airside economizer"]
[378,"IstNgsd207",0.98603092133998871,8348.9641729365176,0,5627.4013671875,0,0,44974.312548686328,19151.6328125,57128.927617144189,0,0,null,69753.346430408725,57128.927617144189,62756.329222098677,null,33234.557496042507,7339.489407198952,0,4406.1622744788092,73337.551010124866,0,null,44980.2109375,73337.5546875,null,-24773.135790873828,-17776.118046831689,16208.627070355811,null,0.70143544370614896,0.7873456200497907,0,0,0.64484663528270869,0.71674381955531796,0,0,1.283720135252314,"PASS",1,null,"IstNgsd207",null,16208.627070355811,0,0.64484663528270869,"FAIL",0,1,null,null,6.2533715422638743,null,2661.0879273679866,"YES",1,null,7.4389999999999992,5.9600000000000009,6.2474711356919013,13.13,13.290000000000001,14.852837601175882,null,-24996.917934841491,null,-2576.6127621771611,null,0,null,0,null,2661.0879273679866,null,0,0,null,"IstNgsd207",null,"Stone/Clay/Glass/Concrete","Airside economizer"]
[379,"IteEgsd207",0.98603092133998871,8348.9641729365176,0,5627.4013671875,0,0,44974.312548686328,19151.6328125,32066.72552744007,0,0,null,69753.346430408725,32066.72552744007,37694.127132394555,null,33234.557496042507,7339.489407198952,0,4406.1622744788092,73337.551010124866,0,null,44980.2109375,73337.5546875,null,-24773.135790873828,7286.0840428724332,41270.829160059933,null,0.70143544370614896,1.4027067060217804,0,1,0.64484663528270869,1.1932949412315714,0,1,2.2870297319488935,"PASS",1,null,"IteEgsd207",null,41270.829160059933,0,0.64484663528270869,"FAIL",0,1,null,null,3.510045560007466,null,869.81359144184694,"YES",1,null,7.4389999999999992,5.9600000000000009,6.2474711356919013,13.13,13.290000000000001,14.852837601175882,null,-24996.917934841491,null,-2576.6127621771611,null,0,null,0,null,869.81359144184694,null,0,0,null,"IteEgsd207",null,"Textiles and Leather","Airside economizer"]
[380,"IteNgsd207",0.98603092133998871,8348.9641729365176,0,5627.4013671875,0,0,44974.312548686328,19151.6328125,32066.72552744007,0,0,null,69753.346430408725,32066.72552744007,37694.127132394555,null,33234.557496042507,7339.489407198952,0,4406.1622744788092,73337.551010124866,0,null,44980.2109375,73337.5546875,null,-24773.135790873828,7286.0840428724332,41270.829160059933,null,0.70143544370614896,1.4027067060217804,0,1,0.64484663528270869,1.1932949412315714,0,1,2.2870297319488935,"PASS",1,null,"IteNgsd207",null,41270.829160059933,0,0.64484663528270869,"FAIL",0,1,null,null,3.510045560007466,null,869.81359144184694,"YES",1,null,7.4389999999999992,5.9600000000000009,6.2474711356919013,13.13,13.290000000000001,14.852837601175882,null,-24996.917934841491,null,-2576.6127621771611,null,0,null,0,null,869.81359144184694,null,0,0,null,"IteNgsd207",null,"Textiles and Leather","Airside economizer"]
[381,"ItrEgsd207",0.98603092133998871,8348.9641729365176,0,5627.4013671875,0,0,44974.312548686328,19151.6328125,9770.0146025939885,0,0,null,69753.346430408725,9770.0146025939885,15397.416207548484,null,33234.557496042507,7339.489407198952,0,4406.1622744788092,73337.551010124866,0,null,44980.2109375,73337.5546875,null,-24773.135790873828,29582.79496771851,63567.54008490601,null,0.70143544370614896,4.603904166689528,0,1,0.64484663528270869,2.9212830922913837,0,1,7.5063915122530629,"PASS",1,null,"ItrEgsd207",null,63567.54008490601,0,0.64484663528270869,"FAIL",0,1,null,null,1.0694324875399395,null,-723.80218331966148,"NO",0,null,7.4389999999999992,5.9600000000000009,6.2474711356919013,13.13,13.290000000000001,14.852837601175882,null,-24996.917934841491,null,-2576.6127621771611,null,0,null,0,null,-723.80218331966148,null,-723.80218331966148,-1.0365298866198027,null,"ItrEgsd207",null,"Transportation Equipment","Airside economizer"]
[382,"ItrNgsd207",0.98603092133998871,8348.9641729365176,0,5627.4013671875,0,0,44974.312548686328,19151.6328125,9770.0146025939885,0,0,null,69753.346430408725,9770.0146025939885,15397.416207548484,null,33234.557496042507,7339.489407198952,0,4406.1622744788092,73337.551010124866,0,null,44980.2109375,73337.5546875,null,-24773.135790873828,29582.79496771851,63567.54008490601,null,0.70143544370614896,4.603904166689528,0,1,0.64484663528270869,2.9212830922913837,0,1,7.5063915122530629,"PASS",1,null,"ItrNgsd207",null,63567.54008490601,0,0.64484663528270869,"FAIL",0,1,null,null,1.0694324875399395,null,-723.80218331966148,"NO",0,null,7.4389999999999992,5.9600000000000009,6.2474711356919013,13.13,13.290000000000001,14.852837601175882,null,-24996.917934841491,null,-2576.6127621771611,null,0,null,0,null,-723.80218331966148,null,-723.80218331966148,-1.0365298866198027,null,"ItrNgsd207",null,"Transportation Equipment","Airside economizer"]
[383,"IwaEgsd207",0.98603092133998871,8348.9641729365176,0,5627.4013671875,0,0,44974.312548686328,19151.6328125,6691.6600392270611,0,0,null,69753.346430408725,6691.6600392270611,12319.061644181553,null,33234.557496042507,7339.489407198952,0,4406.1622744788092,73337.551010124866,0,null,44980.2109375,73337.5546875,null,-24773.135790873828,32661.149531085437,66645.894648272937,null,0.70143544370614896,6.7218314549487435,0,1,0.64484663528270869,3.6512693178133451,0,1,10.959545801428828,"PASS",1,null,"IwaEgsd207",null,66645.894648272937,0,0.64484663528270869,"FAIL",0,1,null,null,0.73247366191070018,null,-943.82186035308996,"NO",0,null,7.4389999999999992,5.9600000000000009,6.2474711356919013,13.13,13.290000000000001,14.852837601175882,null,-24996.917934841491,null,-2576.6127621771611,null,0,null,0,null,-943.82186035308996,null,-943.82186035308996,-1.9733918580990153,null,"IwaEgsd207",null,"Water and Wastewater","Airside economizer"]
[384,"IwaNgsd207",0.98603092133998871,8348.9641729365176,0,5627.4013671875,0,0,44974.312548686328,19151.6328125,6691.6600392270611,0,0,null,69753.346430408725,6691.6600392270611,12319.061644181553,null,33234.557496042507,7339.489407198952,0,4406.1622744788092,73337.551010124866,0,null,44980.2109375,73337.5546875,null,-24773.135790873828,32661.149531085437,66645.894648272937,null,0.70143544370614896,6.7218314549487435,0,1,0.64484663528270869,3.6512693178133451,0,1,10.959545801428828,"PASS",1,null,"IwaNgsd207",null,66645.894648272937,0,0.64484663528270869,"FAIL",0,1,null,null,0.73247366191070018,null,-943.82186035308996,"NO",0,null,7.4389999999999992,5.9600000000000009,6.2474711356919013,13.13,13.290000000000001,14.852837601175882,null,-24996.917934841491,null,-2576.6127621771611,null,0,null,0,null,-943.82186035308996,null,-943.82186035308996,-1.9733918580990153,null,"IwaNgsd207",null,"Water and Wastewater","Airside economizer"]
[385,"IagEgsd208",0.98603092133998871,8348.9641729365176,0,5627.4013671875,0,0,44974.312548686328,19151.6328125,5668.4343542621564,0,0,null,69753.346430408725,5668.4343542621564,11295.835959216649,null,33234.557496042507,7339.489407198952,0,4406.1622744788092,73337.551010124866,0,null,44980.2109375,73337.5546875,null,-24773.135790873828,33684.375216050343,67669.12033323785,null,0.70143544370614896,7.9352089353701167,0,1,0.64484663528270869,3.9820170943250437,0,1,12.937885508430861,"PASS",1,null,"IagEgsd208",null,67669.12033323785,0,0.64484663528270869,"FAIL",0,1,null,null,0.62047069649696607,null,-1016.954998299834,"NO",0,null,7.4389999999999992,5.9600000000000009,6.2474711356919013,13.13,13.290000000000001,14.852837601175882,null,-24996.917934841491,null,-2576.6127621771611,null,0,null,0,null,-1016.954998299834,null,-1016.954998299834,-2.5101274482313869,null,"IagEgsd208",null,"Agriculture and Assembly","Chilled Water Reset"]
[386,"IagNgsd208",0.98603092133998871,8348.9641729365176,0,5627.4013671875,0,0,44974.312548686328,19151.6328125,5668.4343542621564,0,0,null,69753.346430408725,5668.4343542621564,11295.835959216649,null,33234.557496042507,7339.489407198952,0,4406.1622744788092,73337.551010124866,0,null,44980.2109375,73337.5546875,null,-24773.135790873828,33684.375216050343,67669.12033323785,null,0.70143544370614896,7.9352089353701167,0,1,0.64484663528270869,3.9820170943250437,0,1,12.937885508430861,"PASS",1,null,"IagNgsd208",null,67669.12033323785,0,0.64484663528270869,"FAIL",0,1,null,null,0.62047069649696607,null,-1016.954998299834,"NO",0,null,7.4389999999999992,5.9600000000000009,6.2474711356919013,13.13,13.290000000000001,14.852837601175882,null,-24996.917934841491,null,-2576.6127621771611,null,0,null,0,null,-1016.954998299834,null,-1016.954998299834,-2.5101274482313869,null,"IagNgsd208",null,"Agriculture and Assembly","Chilled Water Reset"]
[387,"IchEgsd208",0.98603092133998871,8348.9641729365176,0,5627.4013671875,0,0,44974.312548686328,19151.6328125,3741.5987858104686,0,0,null,69753.346430408725,3741.5987858104686,9369.0003907649607,null,33234.557496042507,7339.489407198952,0,4406.1622744788092,73337.551010124866,0,null,44980.2109375,73337.5546875,null,-24773.135790873828,35611.210784502029,69595.955901689536,null,0.70143544370614896,12.021655316994877,0,1,0.64484663528270869,4.8009617038064478,0,1,19.600592924506824,"PASS",1,null,"IchEgsd208",null,69595.955901689536,0,0.64484663528270869,"FAIL",0,1,null,null,0.40955796282754614,null,-1154.6719773922387,"NO",0,null,7.4389999999999992,5.9600000000000009,6.2474711356919013,13.13,13.290000000000001,14.852837601175882,null,-24996.917934841491,null,-2576.6127621771611,null,0,null,0,null,-1154.6719773922387,null,-1154.6719773922387,-4.3177606597147635,null,"IchEgsd208",null,"Chemicals and Plastics","Chilled Water Reset"]
[388,"IchNgsd208",0.98603092133998871,8348.9641729365176,0,5627.4013671875,0,0,44974.312548686328,19151.6328125,3741.5987858104686,0,0,null,69753.346430408725,3741.5987858104686,9369.0003907649607,null,33234.557496042507,7339.489407198952,0,4406.1622744788092,73337.551010124866,0,null,44980.2109375,73337.5546875,null,-24773.135790873828,35611.210784502029,69595.955901689536,null,0.70143544370614896,12.021655316994877,0,1,0.64484663528270869,4.8009617038064478,0,1,19.600592924506824,"PASS",1,null,"IchNgsd208",null,69595.955901689536,0,0.64484663528270869,"FAIL",0,1,null,null,0.40955796282754614,null,-1154.6719773922387,"NO",0,null,7.4389999999999992,5.9600000000000009,6.2474711356919013,13.13,13.290000000000001,14.852837601175882,null,-24996.917934841491,null,-2576.6127621771611,null,0,null,0,null,-1154.6719773922387,null,-1154.6719773922387,-4.3177606597147635,null,"IchNgsd208",null,"Chemicals and Plastics","Chilled Water Reset"]
[389,"IcoEgsd208",0.98603092133998871,8348.9641729365176,0,5627.4013671875,0,0,44974.312548686328,19151.6328125,14345.985097466342,0,0,null,69753.346430408725,14345.985097466342,19973.386702420838,null,33234.557496042507,7339.489407198952,0,4406.1622744788092,73337.551010124866,0,null,44980.2109375,73337.5546875,null,-24773.135790873828,25006.824472846158,58991.569590033658,null,0.70143544370614896,3.1353867044964376,0,1,0.64484663528270869,2.2520072405898621,0,1,5.11206126238429,"PASS",1,null,"IcoEgsd208",null,58991.569590033658,0,0.64484663528270869,"FAIL",0,1,null,null,1.5703212486009872,null,-396.74328159026652,"NO",0,null,7.4389999999999992,5.9600000000000009,6.2474711356919013,13.13,13.290000000000001,14.852837601175882,null,-24996.917934841491,null,-2576.6127621771611,null,0,null,0,null,-396.74328159026652,null,-396.74328159026652,-0.38693354913052636,null,"IcoEgsd208",null,"Construction","Chilled Water Reset"]
[390,"IcoNgsd208",0.98603092133998871,8348.9641729365176,0,5627.4013671875,0,0,44974.312548686328,19151.6328125,14345.985097466342,0,0,null,69753.346430408725,14345.985097466342,19973.386702420838,null,33234.557496042507,7339.489407198952,0,4406.1622744788092,73337.551010124866,0,null,44980.2109375,73337.5546875,null,-24773.135790873828,25006.824472846158,58991.569590033658,null,0.70143544370614896,3.1353867044964376,0,1,0.64484663528270869,2.2520072405898621,0,1,5.11206126238429,"PASS",1,null,"IcoNgsd208",null,58991.569590033658,0,0.64484663528270869,"FAIL",0,1,null,null,1.5703212486009872,null,-396.74328159026652,"NO",0,null,7.4389999999999992,5.9600000000000009,6.2474711356919013,13.13,13.290000000000001,14.852837601175882,null,-24996.917934841491,null,-2576.6127621771611,null,0,null,0,null,-396.74328159026652,null,-396.74328159026652,-0.38693354913052636,null,"IcoNgsd208",null,"Construction","Chilled Water Reset"]
[391,"IelEgsd208",0.98603092133998871,8348.9641729365176,0,5627.4013671875,0,0,44974.312548686328,19151.6328125,5351.1551316810592,0,0,null,69753.346430408725,5351.1551316810592,10978.55673663555,null,33234.557496042507,7339.489407198952,0,4406.1622744788092,73337.551010124866,0,null,44980.2109375,73337.5546875,null,-24773.135790873828,34001.654438631442,67986.399555818934,null,0.70143544370614896,8.4057011674355095,0,1,0.64484663528270869,4.097097003794226,0,1,13.704995067945468,"PASS",1,null,"IelEgsd208",null,67986.399555818934,0,0.64484663528270869,"FAIL",0,1,null,null,0.58574109854248635,null,-1039.631937867083,"NO",0,null,7.4389999999999992,5.9600000000000009,6.2474711356919013,13.13,13.290000000000001,14.852837601175882,null,-24996.917934841491,null,-2576.6127621771611,null,0,null,0,null,-1039.631937867083,null,-1039.631937867083,-2.7182489465339645,null,"IelEgsd208",null,"Electrical and Electronic Equip.","Chilled Water Reset"]
[392,"IelNgsd208",0.98603092133998871,8348.9641729365176,0,5627.4013671875,0,0,44974.312548686328,19151.6328125,5351.1551316810592,0,0,null,69753.346430408725,5351.1551316810592,10978.55673663555,null,33234.557496042507,7339.489407198952,0,4406.1622744788092,73337.551010124866,0,null,44980.2109375,73337.5546875,null,-24773.135790873828,34001.654438631442,67986.399555818934,null,0.70143544370614896,8.4057011674355095,0,1,0.64484663528270869,4.097097003794226,0,1,13.704995067945468,"PASS",1,null,"IelNgsd208",null,67986.399555818934,0,0.64484663528270869,"FAIL",0,1,null,null,0.58574109854248635,null,-1039.631937867083,"NO",0,null,7.4389999999999992,5.9600000000000009,6.2474711356919013,13.13,13.290000000000001,14.852837601175882,null,-24996.917934841491,null,-2576.6127621771611,null,0,null,0,null,-1039.631937867083,null,-1039.631937867083,-2.7182489465339645,null,"IelNgsd208",null,"Electrical and Electronic Equip.","Chilled Water Reset"]
[393,"IluEgsd208",0.98603092133998871,8348.9641729365176,0,5627.4013671875,0,0,44974.312548686328,19151.6328125,2712.0158000709343,0,0,null,69753.346430408725,2712.0158000709343,8339.4174050254187,null,33234.557496042507,7339.489407198952,0,4406.1622744788092,73337.551010124866,0,null,44980.2109375,73337.5546875,null,-24773.135790873828,36640.793770241566,70625.538887429066,null,0.70143544370614896,16.585526874999591,0,1,0.64484663528270869,5.3936875965502455,0,1,27.04171365284148,"PASS",1,null,"IluEgsd208",null,70625.538887429066,0,0.64484663528270869,"FAIL",0,1,null,null,0.29685909963624313,null,-1228.2595067738505,"NO",0,null,7.4389999999999992,5.9600000000000009,6.2474711356919013,13.13,13.290000000000001,14.852837601175882,null,-24996.917934841491,null,-2576.6127621771611,null,0,null,0,null,-1228.2595067738505,null,-1228.2595067738505,-6.3365823222733573,null,"IluEgsd208",null,"Lumber/Furniture/Pulp/Paper","Chilled Water Reset"]
[394,"IluNgsd208",0.98603092133998871,8348.9641729365176,0,5627.4013671875,0,0,44974.312548686328,19151.6328125,2712.0158000709343,0,0,null,69753.346430408725,2712.0158000709343,8339.4174050254187,null,33234.557496042507,7339.489407198952,0,4406.1622744788092,73337.551010124866,0,null,44980.2109375,73337.5546875,null,-24773.135790873828,36640.793770241566,70625.538887429066,null,0.70143544370614896,16.585526874999591,0,1,0.64484663528270869,5.3936875965502455,0,1,27.04171365284148,"PASS",1,null,"IluNgsd208",null,70625.538887429066,0,0.64484663528270869,"FAIL",0,1,null,null,0.29685909963624313,null,-1228.2595067738505,"NO",0,null,7.4389999999999992,5.9600000000000009,6.2474711356919013,13.13,13.290000000000001,14.852837601175882,null,-24996.917934841491,null,-2576.6127621771611,null,0,null,0,null,-1228.2595067738505,null,-1228.2595067738505,-6.3365823222733573,null,"IluNgsd208",null,"Lumber/Furniture/Pulp/Paper","Chilled Water Reset"]
[395,"ImeEgsd208",0.98603092133998871,8348.9641729365176,0,5627.4013671875,0,0,44974.312548686328,19151.6328125,7520.8119214389362,0,0,null,69753.346430408725,7520.8119214389362,13148.213526393423,null,33234.557496042507,7339.489407198952,0,4406.1622744788092,73337.551010124866,0,null,44980.2109375,73337.5546875,null,-24773.135790873828,31831.997648873563,65816.74276606107,null,0.70143544370614896,5.9807652960019855,0,1,0.64484663528270869,3.4210131787570792,0,1,9.7512815708690841,"PASS",1,null,"ImeEgsd208",null,65816.74276606107,0,0.64484663528270869,"FAIL",0,1,null,null,0.82323324174489065,null,-884.55974307357315,"NO",0,null,7.4389999999999992,5.9600000000000009,6.2474711356919013,13.13,13.290000000000001,14.852837601175882,null,-24996.917934841491,null,-2576.6127621771611,null,0,null,0,null,-884.55974307357315,null,-884.55974307357315,-1.6455822143199601,null,"ImeEgsd208",null,"Metal Products and Machinery","Chilled Water Reset"]
[396,"ImeNgsd208",0.98603092133998871,8348.9641729365176,0,5627.4013671875,0,0,44974.312548686328,19151.6328125,7520.8119214389362,0,0,null,69753.346430408725,7520.8119214389362,13148.213526393423,null,33234.557496042507,7339.489407198952,0,4406.1622744788092,73337.551010124866,0,null,44980.2109375,73337.5546875,null,-24773.135790873828,31831.997648873563,65816.74276606107,null,0.70143544370614896,5.9807652960019855,0,1,0.64484663528270869,3.4210131787570792,0,1,9.7512815708690841,"PASS",1,null,"ImeNgsd208",null,65816.74276606107,0,0.64484663528270869,"FAIL",0,1,null,null,0.82323324174489065,null,-884.55974307357315,"NO",0,null,7.4389999999999992,5.9600000000000009,6.2474711356919013,13.13,13.290000000000001,14.852837601175882,null,-24996.917934841491,null,-2576.6127621771611,null,0,null,0,null,-884.55974307357315,null,-884.55974307357315,-1.6455822143199601,null,"ImeNgsd208",null,"Metal Products and Machinery","Chilled Water Reset"]
[397,"ImiEgsd208",0.98603092133998871,8348.9641729365176,0,5627.4013671875,0,0,44974.312548686328,19151.6328125,14345.985097466342,0,0,null,69753.346430408725,14345.985097466342,19973.386702420838,null,33234.557496042507,7339.489407198952,0,4406.1622744788092,73337.551010124866,0,null,44980.2109375,73337.5546875,null,-24773.135790873828,25006.824472846158,58991.569590033658,null,0.70143544370614896,3.1353867044964376,0,1,0.64484663528270869,2.2520072405898621,0,1,5.11206126238429,"PASS",1,null,"ImiEgsd208",null,58991.569590033658,0,0.64484663528270869,"FAIL",0,1,null,null,1.5703212486009872,null,-396.74328159026652,"NO",0,null,7.4389999999999992,5.9600000000000009,6.2474711356919013,13.13,13.290000000000001,14.852837601175882,null,-24996.917934841491,null,-2576.6127621771611,null,0,null,0,null,-396.74328159026652,null,-396.74328159026652,-0.38693354913052636,null,"ImiEgsd208",null,"Miscellaneous Manufacturing","Chilled Water Reset"]
[398,"ImiNgsd208",0.98603092133998871,8348.9641729365176,0,5627.4013671875,0,0,44974.312548686328,19151.6328125,14345.985097466342,0,0,null,69753.346430408725,14345.985097466342,19973.386702420838,null,33234.557496042507,7339.489407198952,0,4406.1622744788092,73337.551010124866,0,null,44980.2109375,73337.5546875,null,-24773.135790873828,25006.824472846158,58991.569590033658,null,0.70143544370614896,3.1353867044964376,0,1,0.64484663528270869,2.2520072405898621,0,1,5.11206126238429,"PASS",1,null,"ImiNgsd208",null,58991.569590033658,0,0.64484663528270869,"FAIL",0,1,null,null,1.5703212486009872,null,-396.74328159026652,"NO",0,null,7.4389999999999992,5.9600000000000009,6.2474711356919013,13.13,13.290000000000001,14.852837601175882,null,-24996.917934841491,null,-2576.6127621771611,null,0,null,0,null,-396.74328159026652,null,-396.74328159026652,-0.38693354913052636,null,"ImiNgsd208",null,"Miscellaneous Manufacturing","Chilled Water Reset"]
[399,"IprEgsd208",0.98603092133998871,8348.9641729365176,0,5627.4013671875,0,0,44974.312548686328,19151.6328125,2050.4587879176056,0,0,null,69753.346430408725,2050.4587879176056,7677.860392872095,null,33234.557496042507,7339.489407198952,0,4406.1622744788092,73337.551010124866,0,null,44980.2109375,73337.5546875,null,-24773.135790873828,37302.350782394897,71287.095899582389,null,0.70143544370614896,21.936656909442579,0,1,0.64484663528270869,5.8584306081157385,0,1,35.766412433960582,"PASS",1,null,"IprEgsd208",null,71287.095899582389,0,0.64484663528270869,"FAIL",0,1,null,null,0.2244446080685151,null,-1275.5430673617616,"NO",0,null,7.4389999999999992,5.9600000000000009,6.2474711356919013,13.13,13.290000000000001,14.852837601175882,null,-24996.917934841491,null,-2576.6127621771611,null,0,null,0,null,-1275.5430673617616,null,-1275.5430673617616,-8.7036468879323685,null,"IprEgsd208",null,"Primary Resources Industries","Chilled Water Reset"]
[400,"IprNgsd208",0.98603092133998871,8348.9641729365176,0,5627.4013671875,0,0,44974.312548686328,19151.6328125,2050.4587879176056,0,0,null,69753.346430408725,2050.4587879176056,7677.860392872095,null,33234.557496042507,7339.489407198952,0,4406.1622744788092,73337.551010124866,0,null,44980.2109375,73337.5546875,null,-24773.135790873828,37302.350782394897,71287.095899582389,null,0.70143544370614896,21.936656909442579,0,1,0.64484663528270869,5.8584306081157385,0,1,35.766412433960582,"PASS",1,null,"IprNgsd208",null,71287.095899582389,0,0.64484663528270869,"FAIL",0,1,null,null,0.2244446080685151,null,-1275.5430673617616,"NO",0,null,7.4389999999999992,5.9600000000000009,6.2474711356919013,13.13,13.290000000000001,14.852837601175882,null,-24996.917934841491,null,-2576.6127621771611,null,0,null,0,null,-1275.5430673617616,null,-1275.5430673617616,-8.7036468879323685,null,"IprNgsd208",null,"Primary Resources Industries","Chilled Water Reset"]
[401,"IstEgsd208",0.98603092133998871,8348.9641729365176,0,5627.4013671875,0,0,44974.312548686328,19151.6328125,8337.2116278878184,0,0,null,69753.346430408725,8337.2116278878184,13964.61323284231,null,33234.557496042507,7339.489407198952,0,4406.1622744788092,73337.551010124866,0,null,44980.2109375,73337.5546875,null,-24773.135790873828,31015.597942424683,65000.343059612183,null,0.70143544370614896,5.3951144513403051,0,1,0.64484663528270869,3.2210137834369248,0,1,8.7964127529385525,"PASS",1,null,"IstEgsd208",null,65000.343059612183,0,0.64484663528270869,"FAIL",0,1,null,null,0.91259688715105736,null,-826.20911117046694,"NO",0,null,7.4389999999999992,5.9600000000000009,6.2474711356919013,13.13,13.290000000000001,14.852837601175882,null,-24996.917934841491,null,-2576.6127621771611,null,0,null,0,null,-826.20911117046694,null,-826.20911117046694,-1.3865205473101125,null,"IstEgsd208",null,"Stone/Clay/Glass/Concrete","Chilled Water Reset"]
[402,"IstNgsd208",0.98603092133998871,8348.9641729365176,0,5627.4013671875,0,0,44974.312548686328,19151.6328125,8337.2116278878184,0,0,null,69753.346430408725,8337.2116278878184,13964.61323284231,null,33234.557496042507,7339.489407198952,0,4406.1622744788092,73337.551010124866,0,null,44980.2109375,73337.5546875,null,-24773.135790873828,31015.597942424683,65000.343059612183,null,0.70143544370614896,5.3951144513403051,0,1,0.64484663528270869,3.2210137834369248,0,1,8.7964127529385525,"PASS",1,null,"IstNgsd208",null,65000.343059612183,0,0.64484663528270869,"FAIL",0,1,null,null,0.91259688715105736,null,-826.20911117046694,"NO",0,null,7.4389999999999992,5.9600000000000009,6.2474711356919013,13.13,13.290000000000001,14.852837601175882,null,-24996.917934841491,null,-2576.6127621771611,null,0,null,0,null,-826.20911117046694,null,-826.20911117046694,-1.3865205473101125,null,"IstNgsd208",null,"Stone/Clay/Glass/Concrete","Chilled Water Reset"]
[403,"IteEgsd208",0.98603092133998871,8348.9641729365176,0,5627.4013671875,0,0,44974.312548686328,19151.6328125,7125.7203450484703,0,0,null,69753.346430408725,7125.7203450484703,12753.121950002957,null,33234.557496042507,7339.489407198952,0,4406.1622744788092,73337.551010124866,0,null,44980.2109375,73337.5546875,null,-24773.135790873828,32227.08922526403,66211.834342451533,null,0.70143544370614896,6.3123738737173296,0,1,0.64484663528270869,3.5269961310212996,0,1,10.291949604570279,"PASS",1,null,"IteEgsd208",null,66211.834342451533,0,0.64484663528270869,"FAIL",0,1,null,null,0.77998622875351409,null,-912.79818975397802,"NO",0,null,7.4389999999999992,5.9600000000000009,6.2474711356919013,13.13,13.290000000000001,14.852837601175882,null,-24996.917934841491,null,-2576.6127621771611,null,0,null,0,null,-912.79818975397802,null,-912.79818975397802,-1.7922688148966042,null,"IteEgsd208",null,"Textiles and Leather","Chilled Water Reset"]
[404,"IteNgsd208",0.98603092133998871,8348.9641729365176,0,5627.4013671875,0,0,44974.312548686328,19151.6328125,7125.7203450484703,0,0,null,69753.346430408725,7125.7203450484703,12753.121950002957,null,33234.557496042507,7339.489407198952,0,4406.1622744788092,73337.551010124866,0,null,44980.2109375,73337.5546875,null,-24773.135790873828,32227.08922526403,66211.834342451533,null,0.70143544370614896,6.3123738737173296,0,1,0.64484663528270869,3.5269961310212996,0,1,10.291949604570279,"PASS",1,null,"IteNgsd208",null,66211.834342451533,0,0.64484663528270869,"FAIL",0,1,null,null,0.77998622875351409,null,-912.79818975397802,"NO",0,null,7.4389999999999992,5.9600000000000009,6.2474711356919013,13.13,13.290000000000001,14.852837601175882,null,-24996.917934841491,null,-2576.6127621771611,null,0,null,0,null,-912.79818975397802,null,-912.79818975397802,-1.7922688148966042,null,"IteNgsd208",null,"Textiles and Leather","Chilled Water Reset"]
[405,"ItrEgsd208",0.98603092133998871,8348.9641729365176,0,5627.4013671875,0,0,44974.312548686328,19151.6328125,2351.0309352511995,0,0,null,69753.346430408725,2351.0309352511995,7978.4325402056911,null,33234.557496042507,7339.489407198952,0,4406.1622744788092,73337.551010124866,0,null,44980.2109375,73337.5546875,null,-24773.135790873828,37001.778635061302,70986.523752248802,null,0.70143544370614896,19.132122109951744,0,1,0.64484663528270869,5.6377254618994863,0,1,31.193785495495462,"PASS",1,null,"ItrEgsd208",null,70986.523752248802,0,0.64484663528270869,"FAIL",0,1,null,null,0.25734545976880413,null,-1254.0602207507416,"NO",0,null,7.4389999999999992,5.9600000000000009,6.2474711356919013,13.13,13.290000000000001,14.852837601175882,null,-24996.917934841491,null,-2576.6127621771611,null,0,null,0,null,-1254.0602207507416,null,-1254.0602207507416,-7.4630644914189359,null,"ItrEgsd208",null,"Transportation Equipment","Chilled Water Reset"]
[406,"ItrNgsd208",0.98603092133998871,8348.9641729365176,0,5627.4013671875,0,0,44974.312548686328,19151.6328125,2351.0309352511995,0,0,null,69753.346430408725,2351.0309352511995,7978.4325402056911,null,33234.557496042507,7339.489407198952,0,4406.1622744788092,73337.551010124866,0,null,44980.2109375,73337.5546875,null,-24773.135790873828,37001.778635061302,70986.523752248802,null,0.70143544370614896,19.132122109951744,0,1,0.64484663528270869,5.6377254618994863,0,1,31.193785495495462,"PASS",1,null,"ItrNgsd208",null,70986.523752248802,0,0.64484663528270869,"FAIL",0,1,null,null,0.25734545976880413,null,-1254.0602207507416,"NO",0,null,7.4389999999999992,5.9600000000000009,6.2474711356919013,13.13,13.290000000000001,14.852837601175882,null,-24996.917934841491,null,-2576.6127621771611,null,0,null,0,null,-1254.0602207507416,null,-1254.0602207507416,-7.4630644914189359,null,"ItrNgsd208",null,"Transportation Equipment","Chilled Water Reset"]
[407,"IwaEgsd208",0.98603092133998871,8348.9641729365176,0,5627.4013671875,0,0,44974.312548686328,19151.6328125,14345.985097466342,0,0,null,69753.346430408725,14345.985097466342,19973.386702420838,null,33234.557496042507,7339.489407198952,0,4406.1622744788092,73337.551010124866,0,null,44980.2109375,73337.5546875,null,-24773.135790873828,25006.824472846158,58991.569590033658,null,0.70143544370614896,3.1353867044964376,0,1,0.64484663528270869,2.2520072405898621,0,1,5.11206126238429,"PASS",1,null,"IwaEgsd208",null,58991.569590033658,0,0.64484663528270869,"FAIL",0,1,null,null,1.5703212486009872,null,-396.74328159026652,"NO",0,null,7.4389999999999992,5.9600000000000009,6.2474711356919013,13.13,13.290000000000001,14.852837601175882,null,-24996.917934841491,null,-2576.6127621771611,null,0,null,0,null,-396.74328159026652,null,-396.74328159026652,-0.38693354913052636,null,"IwaEgsd208",null,"Water and Wastewater","Chilled Water Reset"]
[408,"IwaNgsd208",0.98603092133998871,8348.9641729365176,0,5627.4013671875,0,0,44974.312548686328,19151.6328125,14345.985097466342,0,0,null,69753.346430408725,14345.985097466342,19973.386702420838,null,33234.557496042507,7339.489407198952,0,4406.1622744788092,73337.551010124866,0,null,44980.2109375,73337.5546875,null,-24773.135790873828,25006.824472846158,58991.569590033658,null,0.70143544370614896,3.1353867044964376,0,1,0.64484663528270869,2.2520072405898621,0,1,5.11206126238429,"PASS",1,null,"IwaNgsd208",null,58991.569590033658,0,0.64484663528270869,"FAIL",0,1,null,null,1.5703212486009872,null,-396.74328159026652,"NO",0,null,7.4389999999999992,5.9600000000000009,6.2474711356919013,13.13,13.290000000000001,14.852837601175882,null,-24996.917934841491,null,-2576.6127621771611,null,0,null,0,null,-396.74328159026652,null,-396.74328159026652,-0.38693354913052636,null,"IwaNgsd208",null,"Water and Wastewater","Chilled Water Reset"]
[409,"IagEgsd209",0.98603092133998871,8348.9641729365176,0,5627.4013671875,0,0,44974.312548686328,19151.6328125,92169.559933386772,0,0,null,69753.346430408725,92169.559933386772,97796.961538341231,null,33234.557496042507,7339.489407198952,0,4406.1622744788092,73337.551010124866,0,null,44980.2109375,73337.5546875,null,-24773.135790873828,-52816.750363074272,-18832.005245886772,null,0.70143544370614896,0.48801590210486318,0,0,0.64484663528270869,0.45993464765490494,0,0,0.79568085971662306,"FAIL",0,null,"IagEgsd209",null,-18832.005245886772,18832.005245886772,0.50776127130554805,"FAIL",0,1,null,null,10.088943185226761,null,5165.5518853823314,"YES",1,null,7.4389999999999992,5.9600000000000009,6.2474711356919013,13.13,13.290000000000001,14.852837601175882,null,-24996.917934841491,null,-2576.6127621771611,null,1941.1507122766732,null,1941.1507122766732,null,5165.5518853823314,null,1941.1507122766732,0.29466522963441416,null,"IagEgsd209",null,"Agriculture and Assembly","Demand Controlled Ventilation"]
[410,"IagNgsd209",0.98603092133998871,8348.9641729365176,0,5627.4013671875,0,0,44974.312548686328,19151.6328125,92169.559933386772,0,0,null,69753.346430408725,92169.559933386772,97796.961538341231,null,33234.557496042507,7339.489407198952,0,4406.1622744788092,73337.551010124866,0,null,44980.2109375,73337.5546875,null,-24773.135790873828,-52816.750363074272,-18832.005245886772,null,0.70143544370614896,0.48801590210486318,0,0,0.64484663528270869,0.45993464765490494,0,0,0.79568085971662306,"FAIL",0,null,"IagNgsd209",null,-18832.005245886772,18832.005245886772,0.50776127130554805,"FAIL",0,1,null,null,10.088943185226761,null,5165.5518853823314,"YES",1,null,7.4389999999999992,5.9600000000000009,6.2474711356919013,13.13,13.290000000000001,14.852837601175882,null,-24996.917934841491,null,-2576.6127621771611,null,1941.1507122766732,null,1941.1507122766732,null,5165.5518853823314,null,1941.1507122766732,0.29466522963441416,null,"IagNgsd209",null,"Agriculture and Assembly","Demand Controlled Ventilation"]
[411,"IchEgsd209",0.98603092133998871,8348.9641729365176,0,5627.4013671875,0,0,44974.312548686328,19151.6328125,92169.580428412417,0,0,null,69753.346430408725,92169.580428412417,97796.982033366861,null,33234.557496042507,7339.489407198952,0,4406.1622744788092,73337.551010124866,0,null,44980.2109375,73337.5546875,null,-24773.135790873828,-52816.770858099917,-18832.025740912417,null,0.70143544370614896,0.4880157935886002,0,0,0.64484663528270869,0.45993455126775445,0,0,0.79568068278732007,"FAIL",0,null,"IchEgsd209",null,-18832.025740912417,18832.025740912417,0.507761153830394,"FAIL",0,1,null,null,10.088944788185184,null,5165.552932045508,"YES",1,null,7.4389999999999992,5.9600000000000009,6.2474711356919013,13.13,13.290000000000001,14.852837601175882,null,-24996.917934841491,null,-2576.6127621771611,null,1941.1528248469019,null,1941.1528248469019,null,5165.552932045508,null,1941.1528248469019,0.29466550350375087,null,"IchEgsd209",null,"Chemicals and Plastics","Demand Controlled Ventilation"]
[412,"IchNgsd209",0.98603092133998871,8348.9641729365176,0,5627.4013671875,0,0,44974.312548686328,19151.6328125,92169.580428412417,0,0,null,69753.346430408725,92169.580428412417,97796.982033366861,null,33234.557496042507,7339.489407198952,0,4406.1622744788092,73337.551010124866,0,null,44980.2109375,73337.5546875,null,-24773.135790873828,-52816.770858099917,-18832.025740912417,null,0.70143544370614896,0.4880157935886002,0,0,0.64484663528270869,0.45993455126775445,0,0,0.79568068278732007,"FAIL",0,null,"IchNgsd209",null,-18832.025740912417,18832.025740912417,0.507761153830394,"FAIL",0,1,null,null,10.088944788185184,null,5165.552932045508,"YES",1,null,7.4389999999999992,5.9600000000000009,6.2474711356919013,13.13,13.290000000000001,14.852837601175882,null,-24996.917934841491,null,-2576.6127621771611,null,1941.1528248469019,null,1941.1528248469019,null,5165.552932045508,null,1941.1528248469019,0.29466550350375087,null,"IchNgsd209",null,"Chemicals and Plastics","Demand Controlled Ventilation"]
[413,"IcoEgsd209",0.98603092133998871,8348.9641729365176,0,5627.4013671875,0,0,44974.312548686328,19151.6328125,92169.580428412417,0,0,null,69753.346430408725,92169.580428412417,97796.982033366861,null,33234.557496042507,7339.489407198952,0,4406.1622744788092,73337.551010124866,0,null,44980.2109375,73337.5546875,null,-24773.135790873828,-52816.770858099917,-18832.025740912417,null,0.70143544370614896,0.4880157935886002,0,0,0.64484663528270869,0.45993455126775445,0,0,0.79568068278732007,"FAIL",0,null,"IcoEgsd209",null,-18832.025740912417,18832.025740912417,0.507761153830394,"FAIL",0,1,null,null,10.088944933514606,null,5165.553026939393,"YES",1,null,7.4389999999999992,5.9600000000000009,6.2474711356919013,13.13,13.290000000000001,14.852837601175882,null,-24996.917934841491,null,-2576.6127621771611,null,1941.1528248469019,null,1941.1528248469019,null,5165.553026939393,null,1941.1528248469019,0.29466549925914776,null,"IcoEgsd209",null,"Construction","Demand Controlled Ventilation"]
[414,"IcoNgsd209",0.98603092133998871,8348.9641729365176,0,5627.4013671875,0,0,44974.312548686328,19151.6328125,92169.580428412417,0,0,null,69753.346430408725,92169.580428412417,97796.982033366861,null,33234.557496042507,7339.489407198952,0,4406.1622744788092,73337.551010124866,0,null,44980.2109375,73337.5546875,null,-24773.135790873828,-52816.770858099917,-18832.025740912417,null,0.70143544370614896,0.4880157935886002,0,0,0.64484663528270869,0.45993455126775445,0,0,0.79568068278732007,"FAIL",0,null,"IcoNgsd209",null,-18832.025740912417,18832.025740912417,0.507761153830394,"FAIL",0,1,null,null,10.088944933514606,null,5165.553026939393,"YES",1,null,7.4389999999999992,5.9600000000000009,6.2474711356919013,13.13,13.290000000000001,14.852837601175882,null,-24996.917934841491,null,-2576.6127621771611,null,1941.1528248469019,null,1941.1528248469019,null,5165.553026939393,null,1941.1528248469019,0.29466549925914776,null,"IcoNgsd209",null,"Construction","Demand Controlled Ventilation"]
[415,"IelEgsd209",0.98603092133998871,8348.9641729365176,0,5627.4013671875,0,0,44974.312548686328,19151.6328125,92169.566765061973,0,0,null,69753.346430408725,92169.566765061973,97796.968370016461,null,33234.557496042507,7339.489407198952,0,4406.1622744788092,73337.551010124866,0,null,44980.2109375,73337.5546875,null,-24773.135790873828,-52816.757194749473,-18832.012077561973,null,0.70143544370614896,0.48801586593277024,0,0,0.64484663528270869,0.45993461552585035,0,0,0.79568080074018011,"FAIL",0,null,"IelEgsd209",null,-18832.012077561973,18832.012077561973,0.5077612321471574,"FAIL",0,1,null,null,10.088943816811884,null,5165.5522977803585,"YES",1,null,7.4389999999999992,5.9600000000000009,6.2474711356919013,13.13,13.290000000000001,14.852837601175882,null,-24996.917934841491,null,-2576.6127621771611,null,1941.1514164667481,null,1941.1514164667481,null,5165.5522977803585,null,1941.1514164667481,0.29466531808338842,null,"IelEgsd209",null,"Electrical and Electronic Equip.","Demand Controlled Ventilation"]
[416,"IelNgsd209",0.98603092133998871,8348.9641729365176,0,5627.4013671875,0,0,44974.312548686328,19151.6328125,92169.566765061973,0,0,null,69753.346430408725,92169.566765061973,97796.968370016461,null,33234.557496042507,7339.489407198952,0,4406.1622744788092,73337.551010124866,0,null,44980.2109375,73337.5546875,null,-24773.135790873828,-52816.757194749473,-18832.012077561973,null,0.70143544370614896,0.48801586593277024,0,0,0.64484663528270869,0.45993461552585035,0,0,0.79568080074018011,"FAIL",0,null,"IelNgsd209",null,-18832.012077561973,18832.012077561973,0.5077612321471574,"FAIL",0,1,null,null,10.088943816811884,null,5165.5522977803585,"YES",1,null,7.4389999999999992,5.9600000000000009,6.2474711356919013,13.13,13.290000000000001,14.852837601175882,null,-24996.917934841491,null,-2576.6127621771611,null,1941.1514164667481,null,1941.1514164667481,null,5165.5522977803585,null,1941.1514164667481,0.29466531808338842,null,"IelNgsd209",null,"Electrical and Electronic Equip.","Demand Controlled Ventilation"]
[417,"IluEgsd209",0.98603092133998871,8348.9641729365176,0,5627.4013671875,0,0,44974.312548686328,19151.6328125,92169.566765061973,0,0,null,69753.346430408725,92169.566765061973,97796.968370016461,null,33234.557496042507,7339.489407198952,0,4406.1622744788092,73337.551010124866,0,null,44980.2109375,73337.5546875,null,-24773.135790873828,-52816.757194749473,-18832.012077561973,null,0.70143544370614896,0.48801586593277024,0,0,0.64484663528270869,0.45993461552585035,0,0,0.79568080074018011,"FAIL",0,null,"IluEgsd209",null,-18832.012077561973,18832.012077561973,0.5077612321471574,"FAIL",0,1,null,null,10.08894351441162,null,5165.552100325941,"YES",1,null,7.4389999999999992,5.9600000000000009,6.2474711356919013,13.13,13.290000000000001,14.852837601175882,null,-24996.917934841491,null,-2576.6127621771611,null,1941.1514164667481,null,1941.1514164667481,null,5165.552100325941,null,1941.1514164667481,0.29466532691551939,null,"IluEgsd209",null,"Lumber/Furniture/Pulp/Paper","Demand Controlled Ventilation"]
[418,"IluNgsd209",0.98603092133998871,8348.9641729365176,0,5627.4013671875,0,0,44974.312548686328,19151.6328125,92169.566765061973,0,0,null,69753.346430408725,92169.566765061973,97796.968370016461,null,33234.557496042507,7339.489407198952,0,4406.1622744788092,73337.551010124866,0,null,44980.2109375,73337.5546875,null,-24773.135790873828,-52816.757194749473,-18832.012077561973,null,0.70143544370614896,0.48801586593277024,0,0,0.64484663528270869,0.45993461552585035,0,0,0.79568080074018011,"FAIL",0,null,"IluNgsd209",null,-18832.012077561973,18832.012077561973,0.5077612321471574,"FAIL",0,1,null,null,10.08894351441162,null,5165.552100325941,"YES",1,null,7.4389999999999992,5.9600000000000009,6.2474711356919013,13.13,13.290000000000001,14.852837601175882,null,-24996.917934841491,null,-2576.6127621771611,null,1941.1514164667481,null,1941.1514164667481,null,5165.552100325941,null,1941.1514164667481,0.29466532691551939,null,"IluNgsd209",null,"Lumber/Furniture/Pulp/Paper","Demand Controlled Ventilation"]
[419,"ImeEgsd209",0.98603092133998871,8348.9641729365176,0,5627.4013671875,0,0,44974.312548686328,19151.6328125,92169.566765061973,0,0,null,69753.346430408725,92169.566765061973,97796.968370016461,null,33234.557496042507,7339.489407198952,0,4406.1622744788092,73337.551010124866,0,null,44980.2109375,73337.5546875,null,-24773.135790873828,-52816.757194749473,-18832.012077561973,null,0.70143544370614896,0.48801586593277024,0,0,0.64484663528270869,0.45993461552585035,0,0,0.79568080074018011,"FAIL",0,null,"ImeEgsd209",null,-18832.012077561973,18832.012077561973,0.5077612321471574,"FAIL",0,1,null,null,10.08894362482839,null,5165.5521724233622,"YES",1,null,7.4389999999999992,5.9600000000000009,6.2474711356919013,13.13,13.290000000000001,14.852837601175882,null,-24996.917934841491,null,-2576.6127621771611,null,1941.1514164667481,null,1941.1514164667481,null,5165.5521724233622,null,1941.1514164667481,0.29466532369060355,null,"ImeEgsd209",null,"Metal Products and Machinery","Demand Controlled Ventilation"]
[420,"ImeNgsd209",0.98603092133998871,8348.9641729365176,0,5627.4013671875,0,0,44974.312548686328,19151.6328125,92169.566765061973,0,0,null,69753.346430408725,92169.566765061973,97796.968370016461,null,33234.557496042507,7339.489407198952,0,4406.1622744788092,73337.551010124866,0,null,44980.2109375,73337.5546875,null,-24773.135790873828,-52816.757194749473,-18832.012077561973,null,0.70143544370614896,0.48801586593277024,0,0,0.64484663528270869,0.45993461552585035,0,0,0.79568080074018011,"FAIL",0,null,"ImeNgsd209",null,-18832.012077561973,18832.012077561973,0.5077612321471574,"FAIL",0,1,null,null,10.08894362482839,null,5165.5521724233622,"YES",1,null,7.4389999999999992,5.9600000000000009,6.2474711356919013,13.13,13.290000000000001,14.852837601175882,null,-24996.917934841491,null,-2576.6127621771611,null,1941.1514164667481,null,1941.1514164667481,null,5165.5521724233622,null,1941.1514164667481,0.29466532369060355,null,"ImeNgsd209",null,"Metal Products and Machinery","Demand Controlled Ventilation"]
[421,"ImiEgsd209",0.98603092133998871,8348.9641729365176,0,5627.4013671875,0,0,44974.312548686328,19151.6328125,92169.580428412417,0,0,null,69753.346430408725,92169.580428412417,97796.982033366861,null,33234.557496042507,7339.489407198952,0,4406.1622744788092,73337.551010124866,0,null,44980.2109375,73337.5546875,null,-24773.135790873828,-52816.770858099917,-18832.025740912417,null,0.70143544370614896,0.4880157935886002,0,0,0.64484663528270869,0.45993455126775445,0,0,0.79568068278732007,"FAIL",0,null,"ImiEgsd209",null,-18832.025740912417,18832.025740912417,0.507761153830394,"FAIL",0,1,null,null,10.088944933514606,null,5165.553026939393,"YES",1,null,7.4389999999999992,5.9600000000000009,6.2474711356919013,13.13,13.290000000000001,14.852837601175882,null,-24996.917934841491,null,-2576.6127621771611,null,1941.1528248469019,null,1941.1528248469019,null,5165.553026939393,null,1941.1528248469019,0.29466549925914776,null,"ImiEgsd209",null,"Miscellaneous Manufacturing","Demand Controlled Ventilation"]
[422,"ImiNgsd209",0.98603092133998871,8348.9641729365176,0,5627.4013671875,0,0,44974.312548686328,19151.6328125,92169.580428412417,0,0,null,69753.346430408725,92169.580428412417,97796.982033366861,null,33234.557496042507,7339.489407198952,0,4406.1622744788092,73337.551010124866,0,null,44980.2109375,73337.5546875,null,-24773.135790873828,-52816.770858099917,-18832.025740912417,null,0.70143544370614896,0.4880157935886002,0,0,0.64484663528270869,0.45993455126775445,0,0,0.79568068278732007,"FAIL",0,null,"ImiNgsd209",null,-18832.025740912417,18832.025740912417,0.507761153830394,"FAIL",0,1,null,null,10.088944933514606,null,5165.553026939393,"YES",1,null,7.4389999999999992,5.9600000000000009,6.2474711356919013,13.13,13.290000000000001,14.852837601175882,null,-24996.917934841491,null,-2576.6127621771611,null,1941.1528248469019,null,1941.1528248469019,null,5165.553026939393,null,1941.1528248469019,0.29466549925914776,null,"ImiNgsd209",null,"Miscellaneous Manufacturing","Demand Controlled Ventilation"]
[423,"IprEgsd209",0.98603092133998871,8348.9641729365176,0,5627.4013671875,0,0,44974.312548686328,19151.6328125,92169.573596737173,0,0,null,69753.346430408725,92169.573596737173,97796.975201691646,null,33234.557496042507,7339.489407198952,0,4406.1622744788092,73337.551010124866,0,null,44980.2109375,73337.5546875,null,-24773.135790873828,-52816.764026424673,-18832.018909237173,null,0.70143544370614896,0.48801582976068264,0,0,0.64484663528270869,0.45993458339680027,0,0,0.79568074176374581,"FAIL",0,null,"IprEgsd209",null,-18832.018909237173,18832.018909237173,0.50776119298877276,"FAIL",0,1,null,null,10.088944182819581,null,5165.5525367677037,"YES",1,null,7.4389999999999992,5.9600000000000009,6.2474711356919013,13.13,13.290000000000001,14.852837601175882,null,-24996.917934841491,null,-2576.6127621771611,null,1941.1521206568227,null,1941.1521206568227,null,5165.5525367677037,null,1941.1521206568227,0.29466541428900872,null,"IprEgsd209",null,"Primary Resources Industries","Demand Controlled Ventilation"]
[424,"IprNgsd209",0.98603092133998871,8348.9641729365176,0,5627.4013671875,0,0,44974.312548686328,19151.6328125,92169.573596737173,0,0,null,69753.346430408725,92169.573596737173,97796.975201691646,null,33234.557496042507,7339.489407198952,0,4406.1622744788092,73337.551010124866,0,null,44980.2109375,73337.5546875,null,-24773.135790873828,-52816.764026424673,-18832.018909237173,null,0.70143544370614896,0.48801582976068264,0,0,0.64484663528270869,0.45993458339680027,0,0,0.79568074176374581,"FAIL",0,null,"IprNgsd209",null,-18832.018909237173,18832.018909237173,0.50776119298877276,"FAIL",0,1,null,null,10.088944182819581,null,5165.5525367677037,"YES",1,null,7.4389999999999992,5.9600000000000009,6.2474711356919013,13.13,13.290000000000001,14.852837601175882,null,-24996.917934841491,null,-2576.6127621771611,null,1941.1521206568227,null,1941.1521206568227,null,5165.5525367677037,null,1941.1521206568227,0.29466541428900872,null,"IprNgsd209",null,"Primary Resources Industries","Demand Controlled Ventilation"]
[425,"IstEgsd209",0.98603092133998871,8348.9641729365176,0,5627.4013671875,0,0,44974.312548686328,19151.6328125,92169.587260087632,0,0,null,69753.346430408725,92169.587260087632,97796.988865042149,null,33234.557496042507,7339.489407198952,0,4406.1622744788092,73337.551010124866,0,null,44980.2109375,73337.5546875,null,-24773.135790873828,-52816.777689775132,-18832.032572587632,null,0.70143544370614896,0.48801575741652325,0,0,0.64484663528270869,0.4599345191387133,0,0,0.79568062381090321,"FAIL",0,null,"IstEgsd209",null,-18832.032572587632,18832.032572587632,0.50776111467202134,"FAIL",0,1,null,null,10.088945642698675,null,5165.5534900062084,"YES",1,null,7.4389999999999992,5.9600000000000009,6.2474711356919013,13.13,13.290000000000001,14.852837601175882,null,-24996.917934841491,null,-2576.6127621771611,null,1941.1535290369782,null,1941.1535290369782,null,5165.5534900062084,null,1941.1535290369782,0.29466558544167487,null,"IstEgsd209",null,"Stone/Clay/Glass/Concrete","Demand Controlled Ventilation"]
[426,"IstNgsd209",0.98603092133998871,8348.9641729365176,0,5627.4013671875,0,0,44974.312548686328,19151.6328125,92169.587260087632,0,0,null,69753.346430408725,92169.587260087632,97796.988865042149,null,33234.557496042507,7339.489407198952,0,4406.1622744788092,73337.551010124866,0,null,44980.2109375,73337.5546875,null,-24773.135790873828,-52816.777689775132,-18832.032572587632,null,0.70143544370614896,0.48801575741652325,0,0,0.64484663528270869,0.4599345191387133,0,0,0.79568062381090321,"FAIL",0,null,"IstNgsd209",null,-18832.032572587632,18832.032572587632,0.50776111467202134,"FAIL",0,1,null,null,10.088945642698675,null,5165.5534900062084,"YES",1,null,7.4389999999999992,5.9600000000000009,6.2474711356919013,13.13,13.290000000000001,14.852837601175882,null,-24996.917934841491,null,-2576.6127621771611,null,1941.1535290369782,null,1941.1535290369782,null,5165.5534900062084,null,1941.1535290369782,0.29466558544167487,null,"IstNgsd209",null,"Stone/Clay/Glass/Concrete","Demand Controlled Ventilation"]
[427,"IteEgsd209",0.98603092133998871,8348.9641729365176,0,5627.4013671875,0,0,44974.312548686328,19151.6328125,92169.573596737173,0,0,null,69753.346430408725,92169.573596737173,97796.975201691646,null,33234.557496042507,7339.489407198952,0,4406.1622744788092,73337.551010124866,0,null,44980.2109375,73337.5546875,null,-24773.135790873828,-52816.764026424673,-18832.018909237173,null,0.70143544370614896,0.48801582976068264,0,0,0.64484663528270869,0.45993458339680027,0,0,0.79568074176374581,"FAIL",0,null,"IteEgsd209",null,-18832.018909237173,18832.018909237173,0.50776119298877276,"FAIL",0,1,null,null,10.088944351682786,null,5165.552647028142,"YES",1,null,7.4389999999999992,5.9600000000000009,6.2474711356919013,13.13,13.290000000000001,14.852837601175882,null,-24996.917934841491,null,-2576.6127621771611,null,1941.1521206568227,null,1941.1521206568227,null,5165.552647028142,null,1941.1521206568227,0.29466540935706098,null,"IteEgsd209",null,"Textiles and Leather","Demand Controlled Ventilation"]
[428,"IteNgsd209",0.98603092133998871,8348.9641729365176,0,5627.4013671875,0,0,44974.312548686328,19151.6328125,92169.573596737173,0,0,null,69753.346430408725,92169.573596737173,97796.975201691646,null,33234.557496042507,7339.489407198952,0,4406.1622744788092,73337.551010124866,0,null,44980.2109375,73337.5546875,null,-24773.135790873828,-52816.764026424673,-18832.018909237173,null,0.70143544370614896,0.48801582976068264,0,0,0.64484663528270869,0.45993458339680027,0,0,0.79568074176374581,"FAIL",0,null,"IteNgsd209",null,-18832.018909237173,18832.018909237173,0.50776119298877276,"FAIL",0,1,null,null,10.088944351682786,null,5165.552647028142,"YES",1,null,7.4389999999999992,5.9600000000000009,6.2474711356919013,13.13,13.290000000000001,14.852837601175882,null,-24996.917934841491,null,-2576.6127621771611,null,1941.1521206568227,null,1941.1521206568227,null,5165.552647028142,null,1941.1521206568227,0.29466540935706098,null,"IteNgsd209",null,"Textiles and Leather","Demand Controlled Ventilation"]
[429,"ItrEgsd209",0.98603092133998871,8348.9641729365176,0,5627.4013671875,0,0,44974.312548686328,19151.6328125,92169.573596737173,0,0,null,69753.346430408725,92169.573596737173,97796.975201691646,null,33234.557496042507,7339.489407198952,0,4406.1622744788092,73337.551010124866,0,null,44980.2109375,73337.5546875,null,-24773.135790873828,-52816.764026424673,-18832.018909237173,null,0.70143544370614896,0.48801582976068264,0,0,0.64484663528270869,0.45993458339680027,0,0,0.79568074176374581,"FAIL",0,null,"ItrEgsd209",null,-18832.018909237173,18832.018909237173,0.50776119298877276,"FAIL",0,1,null,null,10.088944673405495,null,5165.5528570992874,"YES",1,null,7.4389999999999992,5.9600000000000009,6.2474711356919013,13.13,13.290000000000001,14.852837601175882,null,-24996.917934841491,null,-2576.6127621771611,null,1941.1521206568227,null,1941.1521206568227,null,5165.5528570992874,null,1941.1521206568227,0.29466539996058227,null,"ItrEgsd209",null,"Transportation Equipment","Demand Controlled Ventilation"]
[430,"ItrNgsd209",0.98603092133998871,8348.9641729365176,0,5627.4013671875,0,0,44974.312548686328,19151.6328125,92169.573596737173,0,0,null,69753.346430408725,92169.573596737173,97796.975201691646,null,33234.557496042507,7339.489407198952,0,4406.1622744788092,73337.551010124866,0,null,44980.2109375,73337.5546875,null,-24773.135790873828,-52816.764026424673,-18832.018909237173,null,0.70143544370614896,0.48801582976068264,0,0,0.64484663528270869,0.45993458339680027,0,0,0.79568074176374581,"FAIL",0,null,"ItrNgsd209",null,-18832.018909237173,18832.018909237173,0.50776119298877276,"FAIL",0,1,null,null,10.088944673405495,null,5165.5528570992874,"YES",1,null,7.4389999999999992,5.9600000000000009,6.2474711356919013,13.13,13.290000000000001,14.852837601175882,null,-24996.917934841491,null,-2576.6127621771611,null,1941.1521206568227,null,1941.1521206568227,null,5165.5528570992874,null,1941.1521206568227,0.29466539996058227,null,"ItrNgsd209",null,"Transportation Equipment","Demand Controlled Ventilation"]
[431,"IwaEgsd209",0.98603092133998871,8348.9641729365176,0,5627.4013671875,0,0,44974.312548686328,19151.6328125,92169.580428412417,0,0,null,69753.346430408725,92169.580428412417,97796.982033366861,null,33234.557496042507,7339.489407198952,0,4406.1622744788092,73337.551010124866,0,null,44980.2109375,73337.5546875,null,-24773.135790873828,-52816.770858099917,-18832.025740912417,null,0.70143544370614896,0.4880157935886002,0,0,0.64484663528270869,0.45993455126775445,0,0,0.79568068278732007,"FAIL",0,null,"IwaEgsd209",null,-18832.025740912417,18832.025740912417,0.507761153830394,"FAIL",0,1,null,null,10.088944933514297,null,5165.553026939192,"YES",1,null,7.4389999999999992,5.9600000000000009,6.2474711356919013,13.13,13.290000000000001,14.852837601175882,null,-24996.917934841491,null,-2576.6127621771611,null,1941.1528248469019,null,1941.1528248469019,null,5165.553026939192,null,1941.1528248469019,0.29466549925915675,null,"IwaEgsd209",null,"Water and Wastewater","Demand Controlled Ventilation"]
[432,"IwaNgsd209",0.98603092133998871,8348.9641729365176,0,5627.4013671875,0,0,44974.312548686328,19151.6328125,92169.580428412417,0,0,null,69753.346430408725,92169.580428412417,97796.982033366861,null,33234.557496042507,7339.489407198952,0,4406.1622744788092,73337.551010124866,0,null,44980.2109375,73337.5546875,null,-24773.135790873828,-52816.770858099917,-18832.025740912417,null,0.70143544370614896,0.4880157935886002,0,0,0.64484663528270869,0.45993455126775445,0,0,0.79568068278732007,"FAIL",0,null,"IwaNgsd209",null,-18832.025740912417,18832.025740912417,0.507761153830394,"FAIL",0,1,null,null,10.088944933514297,null,5165.553026939192,"YES",1,null,7.4389999999999992,5.9600000000000009,6.2474711356919013,13.13,13.290000000000001,14.852837601175882,null,-24996.917934841491,null,-2576.6127621771611,null,1941.1528248469019,null,1941.1528248469019,null,5165.553026939192,null,1941.1528248469019,0.29466549925915675,null,"IwaNgsd209",null,"Water and Wastewater","Demand Controlled Ventilation"]
[433,"IagEgsd210",0.98957013189792642,8588.5282253098176,0,5788.87353515625,0,0,46264.799409534498,19151.6328125,75357.428892223907,0,0,null,71205.305058907034,75357.428892223907,81146.302264828526,null,34132.737739856522,7365.8334070042802,0,4548.8234324698706,74892.354456929941,0,null,46047.39453125,74892.3515625,null,-25157.911225940741,-35098.907896130157,-465.07732972390659,null,0.7039117384903737,0.61105315306214758,0,0,0.64668487890875825,0.5674614018606573,0,0,0.99382838113560035,"FAIL",0,null,"IagEgsd210",null,-465.07732972390659,465.07732972390659,0.64248846661539871,"FAIL",0,1,null,null,8.0794139020878131,null,3933.1827077555781,"YES",1,null,7.4389999999999992,5.9600000000000009,6.2474711356919013,13.13,13.290000000000001,14.852837601175882,null,-25387.002741021588,null,-2616.821618827209,null,47.938877356381262,null,47.938877356381262,null,3933.1827077555781,null,47.938877356381262,8.9005934243183392E-3,null,"IagEgsd210",null,"Agriculture and Assembly","Dual Enthalpy Economizer"]
[434,"IagNgsd210",0.98957013189792642,8588.5282253098176,0,5788.87353515625,0,0,46264.799409534498,19151.6328125,75357.428892223907,0,0,null,71205.305058907034,75357.428892223907,81146.302264828526,null,34132.737739856522,7365.8334070042802,0,4548.8234324698706,74892.354456929941,0,null,46047.39453125,74892.3515625,null,-25157.911225940741,-35098.907896130157,-465.07732972390659,null,0.7039117384903737,0.61105315306214758,0,0,0.64668487890875825,0.5674614018606573,0,0,0.99382838113560035,"FAIL",0,null,"IagNgsd210",null,-465.07732972390659,465.07732972390659,0.64248846661539871,"FAIL",0,1,null,null,8.0794139020878131,null,3933.1827077555781,"YES",1,null,7.4389999999999992,5.9600000000000009,6.2474711356919013,13.13,13.290000000000001,14.852837601175882,null,-25387.002741021588,null,-2616.821618827209,null,47.938877356381262,null,47.938877356381262,null,3933.1827077555781,null,47.938877356381262,8.9005934243183392E-3,null,"IagNgsd210",null,"Agriculture and Assembly","Dual Enthalpy Economizer"]
[435,"IchEgsd210",0.98957013189792642,8588.5282253098176,0,5788.87353515625,0,0,46264.799409534498,19151.6328125,72401.868567232552,0,0,null,71205.305058907034,72401.868567232552,78190.741939837186,null,34132.737739856522,7365.8334070042802,0,4548.8234324698706,74892.354456929941,0,null,46047.39453125,74892.3515625,null,-25157.911225940741,-32143.347571138802,2490.4829952674481,null,0.7039117384903737,0.63599732220295224,0,0,0.64668487890875825,0.58891108196609898,0,0,1.0343980486215598,"PASS",1,null,"IchEgsd210",null,2490.4829952674481,0,0.64668487890875825,"FAIL",0,1,null,null,7.7625352786155473,null,3721.9398754144549,"YES",1,null,7.4389999999999992,5.9600000000000009,6.2474711356919013,13.13,13.290000000000001,14.852837601175882,null,-25387.002741021588,null,-2616.821618827209,null,0,null,0,null,3721.9398754144549,null,0,0,null,"IchEgsd210",null,"Chemicals and Plastics","Dual Enthalpy Economizer"]
[436,"IchNgsd210",0.98957013189792642,8588.5282253098176,0,5788.87353515625,0,0,46264.799409534498,19151.6328125,72401.868567232552,0,0,null,71205.305058907034,72401.868567232552,78190.741939837186,null,34132.737739856522,7365.8334070042802,0,4548.8234324698706,74892.354456929941,0,null,46047.39453125,74892.3515625,null,-25157.911225940741,-32143.347571138802,2490.4829952674481,null,0.7039117384903737,0.63599732220295224,0,0,0.64668487890875825,0.58891108196609898,0,0,1.0343980486215598,"PASS",1,null,"IchNgsd210",null,2490.4829952674481,0,0.64668487890875825,"FAIL",0,1,null,null,7.7625352786155473,null,3721.9398754144549,"YES",1,null,7.4389999999999992,5.9600000000000009,6.2474711356919013,13.13,13.290000000000001,14.852837601175882,null,-25387.002741021588,null,-2616.821618827209,null,0,null,0,null,3721.9398754144549,null,0,0,null,"IchNgsd210",null,"Chemicals and Plastics","Dual Enthalpy Economizer"]
[437,"IcoEgsd210",0.98957013189792642,8588.5282253098176,0,5788.87353515625,0,0,46264.799409534498,19151.6328125,1272319.8256092034,0,0,null,71205.305058907034,1272319.8256092034,1278108.6989818083,null,34132.737739856522,7365.8334070042802,0,4548.8234324698706,74892.354456929941,0,null,46047.39453125,74892.3515625,null,-25157.911225940741,-1232061.3046131097,-1197427.4740467034,null,0.7039117384903737,3.61916820003979E-2,0,0,0.64668487890875825,3.602776083292196E-2,0,0,5.8862834685956857E-2,"FAIL",0,null,"IcoEgsd210",null,-1197427.4740467034,1197427.4740467034,3.6296866409496392E-2,"FAIL",0,1,null,null,136.41122004993076,null,89483.839022364817,"YES",1,null,7.4389999999999992,5.9600000000000009,6.2474711356919013,13.13,13.290000000000001,14.852837601175882,null,-25387.002741021588,null,-2616.821618827209,null,123427.49291943308,null,123427.49291943308,null,89483.839022364817,null,89483.839022364817,0.98402351222502793,null,"IcoEgsd210",null,"Construction","Dual Enthalpy Economizer"]
[438,"IcoNgsd210",0.98957013189792642,8588.5282253098176,0,5788.87353515625,0,0,46264.799409534498,19151.6328125,1272319.8256092034,0,0,null,71205.305058907034,1272319.8256092034,1278108.6989818083,null,34132.737739856522,7365.8334070042802,0,4548.8234324698706,74892.354456929941,0,null,46047.39453125,74892.3515625,null,-25157.911225940741,-1232061.3046131097,-1197427.4740467034,null,0.7039117384903737,3.61916820003979E-2,0,0,0.64668487890875825,3.602776083292196E-2,0,0,5.8862834685956857E-2,"FAIL",0,null,"IcoNgsd210",null,-1197427.4740467034,1197427.4740467034,3.6296866409496392E-2,"FAIL",0,1,null,null,136.41122004993076,null,89483.839022364817,"YES",1,null,7.4389999999999992,5.9600000000000009,6.2474711356919013,13.13,13.290000000000001,14.852837601175882,null,-25387.002741021588,null,-2616.821618827209,null,123427.49291943308,null,123427.49291943308,null,89483.839022364817,null,89483.839022364817,0.98402351222502793,null,"IcoNgsd210",null,"Construction","Dual Enthalpy Economizer"]
[439,"IelEgsd210",0.98957013189792642,8588.5282253098176,0,5788.87353515625,0,0,46264.799409534498,19151.6328125,211801.98970899999,0,0,null,71205.305058907034,211801.98970899999,217590.86308160477,null,34132.737739856522,7365.8334070042802,0,4548.8234324698706,74892.354456929941,0,null,46047.39453125,74892.3515625,null,-25157.911225940741,-171543.46871290624,-136909.63814649999,null,0.7039117384903737,0.2174077523752995,0,0,0.64668487890875825,0.21162375039424675,0,0,0.35359607180931801,"FAIL",0,null,"IelEgsd210",null,-136909.63814649999,136909.63814649999,0.22125943321282751,"FAIL",0,1,null,null,22.708257988719062,null,13685.303014498642,"YES",1,null,7.4389999999999992,5.9600000000000009,6.2474711356919013,13.13,13.290000000000001,14.852837601175882,null,-25387.002741021588,null,-2616.821618827209,null,14112.264633298517,null,14112.264633298517,null,13685.303014498642,null,13685.303014498642,0.90402732827064913,null,"IelEgsd210",null,"Electrical and Electronic Equip.","Dual Enthalpy Economizer"]
[440,"IelNgsd210",0.98957013189792642,8588.5282253098176,0,5788.87353515625,0,0,46264.799409534498,19151.6328125,211801.98970899999,0,0,null,71205.305058907034,211801.98970899999,217590.86308160477,null,34132.737739856522,7365.8334070042802,0,4548.8234324698706,74892.354456929941,0,null,46047.39453125,74892.3515625,null,-25157.911225940741,-171543.46871290624,-136909.63814649999,null,0.7039117384903737,0.2174077523752995,0,0,0.64668487890875825,0.21162375039424675,0,0,0.35359607180931801,"FAIL",0,null,"IelNgsd210",null,-136909.63814649999,136909.63814649999,0.22125943321282751,"FAIL",0,1,null,null,22.708257988719062,null,13685.303014498642,"YES",1,null,7.4389999999999992,5.9600000000000009,6.2474711356919013,13.13,13.290000000000001,14.852837601175882,null,-25387.002741021588,null,-2616.821618827209,null,14112.264633298517,null,14112.264633298517,null,13685.303014498642,null,13685.303014498642,0.90402732827064913,null,"IelNgsd210",null,"Electrical and Electronic Equip.","Dual Enthalpy Economizer"]
[441,"IluEgsd210",0.98957013189792642,8588.5282253098176,0,5788.87353515625,0,0,46264.799409534498,19151.6328125,472303.60357129213,0,0,null,71205.305058907034,472303.60357129213,478092.47694389673,null,34132.737739856522,7365.8334070042802,0,4548.8234324698706,74892.354456929941,0,null,46047.39453125,74892.3515625,null,-25157.911225940741,-432045.08257519838,-397411.25200879213,null,0.7039117384903737,9.7495327545811014E-2,0,0,0.64668487890875825,9.631482764577666E-2,0,0,0.15856824084382692,"FAIL",0,null,"IluEgsd210",null,-397411.25200879213,397411.25200879213,9.8262414693091341E-2,"FAIL",0,1,null,null,50.637824090497695,null,32304.169079835214,"YES",1,null,7.4389999999999992,5.9600000000000009,6.2474711356919013,13.13,13.290000000000001,14.852837601175882,null,-25387.002741021588,null,-2616.821618827209,null,40964.046304741008,null,40964.046304741008,null,32304.169079835214,null,32304.169079835214,0.95696157509450119,null,"IluEgsd210",null,"Lumber/Furniture/Pulp/Paper","Dual Enthalpy Economizer"]
[442,"IluNgsd210",0.98957013189792642,8588.5282253098176,0,5788.87353515625,0,0,46264.799409534498,19151.6328125,472303.60357129213,0,0,null,71205.305058907034,472303.60357129213,478092.47694389673,null,34132.737739856522,7365.8334070042802,0,4548.8234324698706,74892.354456929941,0,null,46047.39453125,74892.3515625,null,-25157.911225940741,-432045.08257519838,-397411.25200879213,null,0.7039117384903737,9.7495327545811014E-2,0,0,0.64668487890875825,9.631482764577666E-2,0,0,0.15856824084382692,"FAIL",0,null,"IluNgsd210",null,-397411.25200879213,397411.25200879213,9.8262414693091341E-2,"FAIL",0,1,null,null,50.637824090497695,null,32304.169079835214,"YES",1,null,7.4389999999999992,5.9600000000000009,6.2474711356919013,13.13,13.290000000000001,14.852837601175882,null,-25387.002741021588,null,-2616.821618827209,null,40964.046304741008,null,40964.046304741008,null,32304.169079835214,null,32304.169079835214,0.95696157509450119,null,"IluNgsd210",null,"Lumber/Furniture/Pulp/Paper","Dual Enthalpy Economizer"]
[443,"ImeEgsd210",0.98957013189792642,8588.5282253098176,0,5788.87353515625,0,0,46264.799409534498,19151.6328125,1757100.527540629,0,0,null,71205.305058907034,1757100.527540629,1762889.4009132341,null,34132.737739856522,7365.8334070042802,0,4548.8234324698706,74892.354456929941,0,null,46047.39453125,74892.3515625,null,-25157.911225940741,-1716842.0065445353,-1682208.175978129,null,0.7039117384903737,2.62064656002929E-2,0,0,0.64668487890875825,2.6120410334959213E-2,0,0,4.2622690272209413E-2,"FAIL",0,null,"ImeEgsd210",null,-1682208.175978129,1682208.175978129,2.6261572076928353E-2,"FAIL",0,1,null,null,188.38677421653512,null,124132.63657880179,"YES",1,null,7.4389999999999992,5.9600000000000009,6.2474711356919013,13.13,13.290000000000001,14.852837601175882,null,-25387.002741021588,null,-2616.821618827209,null,173397.33907045354,null,173397.33907045354,null,124132.63657880179,null,124132.63657880179,0.98843139493969079,null,"ImeEgsd210",null,"Metal Products and Machinery","Dual Enthalpy Economizer"]
[444,"ImeNgsd210",0.98957013189792642,8588.5282253098176,0,5788.87353515625,0,0,46264.799409534498,19151.6328125,1757100.527540629,0,0,null,71205.305058907034,1757100.527540629,1762889.4009132341,null,34132.737739856522,7365.8334070042802,0,4548.8234324698706,74892.354456929941,0,null,46047.39453125,74892.3515625,null,-25157.911225940741,-1716842.0065445353,-1682208.175978129,null,0.7039117384903737,2.62064656002929E-2,0,0,0.64668487890875825,2.6120410334959213E-2,0,0,4.2622690272209413E-2,"FAIL",0,null,"ImeNgsd210",null,-1682208.175978129,1682208.175978129,2.6261572076928353E-2,"FAIL",0,1,null,null,188.38677421653512,null,124132.63657880179,"YES",1,null,7.4389999999999992,5.9600000000000009,6.2474711356919013,13.13,13.290000000000001,14.852837601175882,null,-25387.002741021588,null,-2616.821618827209,null,173397.33907045354,null,173397.33907045354,null,124132.63657880179,null,124132.63657880179,0.98843139493969079,null,"ImeNgsd210",null,"Metal Products and Machinery","Dual Enthalpy Economizer"]
[445,"ImiEgsd210",0.98957013189792642,8588.5282253098176,0,5788.87353515625,0,0,46264.799409534498,19151.6328125,1272319.8256092034,0,0,null,71205.305058907034,1272319.8256092034,1278108.6989818083,null,34132.737739856522,7365.8334070042802,0,4548.8234324698706,74892.354456929941,0,null,46047.39453125,74892.3515625,null,-25157.911225940741,-1232061.3046131097,-1197427.4740467034,null,0.7039117384903737,3.61916820003979E-2,0,0,0.64668487890875825,3.602776083292196E-2,0,0,5.8862834685956857E-2,"FAIL",0,null,"ImiEgsd210",null,-1197427.4740467034,1197427.4740467034,3.6296866409496392E-2,"FAIL",0,1,null,null,136.41122004993076,null,89483.839022364817,"YES",1,null,7.4389999999999992,5.9600000000000009,6.2474711356919013,13.13,13.290000000000001,14.852837601175882,null,-25387.002741021588,null,-2616.821618827209,null,123427.49291943308,null,123427.49291943308,null,89483.839022364817,null,89483.839022364817,0.98402351222502793,null,"ImiEgsd210",null,"Miscellaneous Manufacturing","Dual Enthalpy Economizer"]
[446,"ImiNgsd210",0.98957013189792642,8588.5282253098176,0,5788.87353515625,0,0,46264.799409534498,19151.6328125,1272319.8256092034,0,0,null,71205.305058907034,1272319.8256092034,1278108.6989818083,null,34132.737739856522,7365.8334070042802,0,4548.8234324698706,74892.354456929941,0,null,46047.39453125,74892.3515625,null,-25157.911225940741,-1232061.3046131097,-1197427.4740467034,null,0.7039117384903737,3.61916820003979E-2,0,0,0.64668487890875825,3.602776083292196E-2,0,0,5.8862834685956857E-2,"FAIL",0,null,"ImiNgsd210",null,-1197427.4740467034,1197427.4740467034,3.6296866409496392E-2,"FAIL",0,1,null,null,136.41122004993076,null,89483.839022364817,"YES",1,null,7.4389999999999992,5.9600000000000009,6.2474711356919013,13.13,13.290000000000001,14.852837601175882,null,-25387.002741021588,null,-2616.821618827209,null,123427.49291943308,null,123427.49291943308,null,89483.839022364817,null,89483.839022364817,0.98402351222502793,null,"ImiNgsd210",null,"Miscellaneous Manufacturing","Dual Enthalpy Economizer"]
[447,"IprEgsd210",0.98957013189792642,8588.5282253098176,0,5788.87353515625,0,0,46264.799409534498,19151.6328125,137344.91412608008,0,0,null,71205.305058907034,137344.91412608008,143133.78749868477,null,34132.737739856522,7365.8334070042802,0,4548.8234324698706,74892.354456929941,0,null,46047.39453125,74892.3515625,null,-25157.911225940741,-97086.393129986332,-62452.562563580082,null,0.7039117384903737,0.33526829023300669,0,0,0.64668487890875825,0.32170876830447082,0,0,0.54528667507666295,"FAIL",0,null,"IprEgsd210",null,-62452.562563580082,62452.562563580082,0.34451690057437567,"FAIL",0,1,null,null,14.725375132834321,null,8363.6225355625884,"YES",1,null,7.4389999999999992,5.9600000000000009,6.2474711356919013,13.13,13.290000000000001,14.852837601175882,null,-25387.002741021588,null,-2616.821618827209,null,6437.4364132186938,null,6437.4364132186938,null,8363.6225355625884,null,6437.4364132186938,0.65577906143558906,null,"IprEgsd210",null,"Primary Resources Industries","Dual Enthalpy Economizer"]
[448,"IprNgsd210",0.98957013189792642,8588.5282253098176,0,5788.87353515625,0,0,46264.799409534498,19151.6328125,137344.91412608008,0,0,null,71205.305058907034,137344.91412608008,143133.78749868477,null,34132.737739856522,7365.8334070042802,0,4548.8234324698706,74892.354456929941,0,null,46047.39453125,74892.3515625,null,-25157.911225940741,-97086.393129986332,-62452.562563580082,null,0.7039117384903737,0.33526829023300669,0,0,0.64668487890875825,0.32170876830447082,0,0,0.54528667507666295,"FAIL",0,null,"IprNgsd210",null,-62452.562563580082,62452.562563580082,0.34451690057437567,"FAIL",0,1,null,null,14.725375132834321,null,8363.6225355625884,"YES",1,null,7.4389999999999992,5.9600000000000009,6.2474711356919013,13.13,13.290000000000001,14.852837601175882,null,-25387.002741021588,null,-2616.821618827209,null,6437.4364132186938,null,6437.4364132186938,null,8363.6225355625884,null,6437.4364132186938,0.65577906143558906,null,"IprNgsd210",null,"Primary Resources Industries","Dual Enthalpy Economizer"]
[449,"IstEgsd210",0.98957013189792642,8588.5282253098176,0,5788.87353515625,0,0,46264.799409534498,19151.6328125,521951.13632511487,0,0,null,71205.305058907034,521951.13632511487,527740.00969771948,null,34132.737739856522,7365.8334070042802,0,4548.8234324698706,74892.354456929941,0,null,46047.39453125,74892.3515625,null,-25157.911225940741,-481692.61532902112,-447058.78476261487,null,0.7039117384903737,8.8221657788609215E-2,0,0,0.64668487890875825,8.7253938816277909E-2,0,0,0.1434853693198031,"FAIL",0,null,"IstEgsd210",null,-447058.78476261487,447058.78476261487,8.8849286249150783E-2,"FAIL",0,1,null,null,55.960765781473967,null,35852.635892986735,"YES",1,null,7.4389999999999992,5.9600000000000009,6.2474711356919013,13.13,13.290000000000001,14.852837601175882,null,-25387.002741021588,null,-2616.821618827209,null,46081.575867287836,null,46081.575867287836,null,35852.635892986735,null,35852.635892986735,0.96105535442443424,null,"IstEgsd210",null,"Stone/Clay/Glass/Concrete","Dual Enthalpy Economizer"]
[450,"IstNgsd210",0.98957013189792642,8588.5282253098176,0,5788.87353515625,0,0,46264.799409534498,19151.6328125,521951.13632511487,0,0,null,71205.305058907034,521951.13632511487,527740.00969771948,null,34132.737739856522,7365.8334070042802,0,4548.8234324698706,74892.354456929941,0,null,46047.39453125,74892.3515625,null,-25157.911225940741,-481692.61532902112,-447058.78476261487,null,0.7039117384903737,8.8221657788609215E-2,0,0,0.64668487890875825,8.7253938816277909E-2,0,0,0.1434853693198031,"FAIL",0,null,"IstNgsd210",null,-447058.78476261487,447058.78476261487,8.8849286249150783E-2,"FAIL",0,1,null,null,55.960765781473967,null,35852.635892986735,"YES",1,null,7.4389999999999992,5.9600000000000009,6.2474711356919013,13.13,13.290000000000001,14.852837601175882,null,-25387.002741021588,null,-2616.821618827209,null,46081.575867287836,null,46081.575867287836,null,35852.635892986735,null,35852.635892986735,0.96105535442443424,null,"IstNgsd210",null,"Stone/Clay/Glass/Concrete","Dual Enthalpy Economizer"]
[451,"IteEgsd210",0.98957013189792642,8588.5282253098176,0,5788.87353515625,0,0,46264.799409534498,19151.6328125,333759.68945353798,0,0,null,71205.305058907034,333759.68945353798,339548.56282614265,null,34132.737739856522,7365.8334070042802,0,4548.8234324698706,74892.354456929941,0,null,46047.39453125,74892.3515625,null,-25157.911225940741,-293501.16845744423,-258867.33789103798,null,0.7039117384903737,0.13796571601155017,0,0,0.64668487890875825,0.13561357505371982,0,0,0.22439004448116739,"FAIL",0,null,"IteEgsd210",null,-258867.33789103798,258867.33789103798,0.13950684922657361,"FAIL",0,1,null,null,35.783900398620723,null,22402.002509973077,"YES",1,null,7.4389999999999992,5.9600000000000009,6.2474711356919013,13.13,13.290000000000001,14.852837601175882,null,-25387.002741021588,null,-2616.821618827209,null,26683.325050693114,null,26683.325050693114,null,22402.002509973077,null,22402.002509973077,0.93909629287977925,null,"IteEgsd210",null,"Textiles and Leather","Dual Enthalpy Economizer"]
[452,"IteNgsd210",0.98957013189792642,8588.5282253098176,0,5788.87353515625,0,0,46264.799409534498,19151.6328125,333759.68945353798,0,0,null,71205.305058907034,333759.68945353798,339548.56282614265,null,34132.737739856522,7365.8334070042802,0,4548.8234324698706,74892.354456929941,0,null,46047.39453125,74892.3515625,null,-25157.911225940741,-293501.16845744423,-258867.33789103798,null,0.7039117384903737,0.13796571601155017,0,0,0.64668487890875825,0.13561357505371982,0,0,0.22439004448116739,"FAIL",0,null,"IteNgsd210",null,-258867.33789103798,258867.33789103798,0.13950684922657361,"FAIL",0,1,null,null,35.783900398620723,null,22402.002509973077,"YES",1,null,7.4389999999999992,5.9600000000000009,6.2474711356919013,13.13,13.290000000000001,14.852837601175882,null,-25387.002741021588,null,-2616.821618827209,null,26683.325050693114,null,26683.325050693114,null,22402.002509973077,null,22402.002509973077,0.93909629287977925,null,"IteNgsd210",null,"Textiles and Leather","Dual Enthalpy Economizer"]
[453,"ItrEgsd210",0.98957013189792642,8588.5282253098176,0,5788.87353515625,0,0,46264.799409534498,19151.6328125,201065.41090876039,0,0,null,71205.305058907034,201065.41090876039,206854.28428136499,null,34132.737739856522,7365.8334070042802,0,4548.8234324698706,74892.354456929941,0,null,46047.39453125,74892.3515625,null,-25157.911225940741,-160806.88991266664,-126173.05934626039,null,0.7039117384903737,0.2290169866767657,0,0,0.64668487890875825,0.22260788387844391,0,0,0.37247754958949508,"FAIL",0,null,"ItrEgsd210",null,-126173.05934626039,126173.05934626039,0.23329504480957355,"FAIL",0,1,null,null,21.557140575604187,null,12917.926218806222,"YES",1,null,7.4389999999999992,5.9600000000000009,6.2474711356919013,13.13,13.290000000000001,14.852837601175882,null,-25387.002741021588,null,-2616.821618827209,null,13005.567958495296,null,13005.567958495296,null,12917.926218806222,null,12917.926218806222,0.89890253849515189,null,"ItrEgsd210",null,"Transportation Equipment","Dual Enthalpy Economizer"]
[454,"ItrNgsd210",0.98957013189792642,8588.5282253098176,0,5788.87353515625,0,0,46264.799409534498,19151.6328125,201065.41090876039,0,0,null,71205.305058907034,201065.41090876039,206854.28428136499,null,34132.737739856522,7365.8334070042802,0,4548.8234324698706,74892.354456929941,0,null,46047.39453125,74892.3515625,null,-25157.911225940741,-160806.88991266664,-126173.05934626039,null,0.7039117384903737,0.2290169866767657,0,0,0.64668487890875825,0.22260788387844391,0,0,0.37247754958949508,"FAIL",0,null,"ItrNgsd210",null,-126173.05934626039,126173.05934626039,0.23329504480957355,"FAIL",0,1,null,null,21.557140575604187,null,12917.926218806222,"YES",1,null,7.4389999999999992,5.9600000000000009,6.2474711356919013,13.13,13.290000000000001,14.852837601175882,null,-25387.002741021588,null,-2616.821618827209,null,13005.567958495296,null,13005.567958495296,null,12917.926218806222,null,12917.926218806222,0.89890253849515189,null,"ItrNgsd210",null,"Transportation Equipment","Dual Enthalpy Economizer"]
[455,"IwaEgsd210",0.98957013189792642,8588.5282253098176,0,5788.87353515625,0,0,46264.799409534498,19151.6328125,99143.484297799252,0,0,null,71205.305058907034,99143.484297799252,104932.35767040389,null,34132.737739856522,7365.8334070042802,0,4548.8234324698706,74892.354456929941,0,null,46047.39453125,74892.3515625,null,-25157.911225940741,-58884.963301705502,-24251.132735299252,null,0.7039117384903737,0.46445205005037471,0,0,0.64668487890875825,0.43882931330442437,0,0,0.75539358025328585,"FAIL",0,null,"IwaEgsd210",null,-24251.132735299252,24251.132735299252,0.48239170933318204,"FAIL",0,1,null,null,10.629626054024726,null,5633.2470167418651,"YES",1,null,7.4389999999999992,5.9600000000000009,6.2474711356919013,13.13,13.290000000000001,14.852837601175882,null,-25387.002741021588,null,-2616.821618827209,null,2499.7392984968656,null,2499.7392984968656,null,5633.2470167418651,null,2499.7392984968656,0.35276678921681048,null,"IwaEgsd210",null,"Water and Wastewater","Dual Enthalpy Economizer"]
[456,"IwaNgsd210",0.98957013189792642,8588.5282253098176,0,5788.87353515625,0,0,46264.799409534498,19151.6328125,99143.484297799252,0,0,null,71205.305058907034,99143.484297799252,104932.35767040389,null,34132.737739856522,7365.8334070042802,0,4548.8234324698706,74892.354456929941,0,null,46047.39453125,74892.3515625,null,-25157.911225940741,-58884.963301705502,-24251.132735299252,null,0.7039117384903737,0.46445205005037471,0,0,0.64668487890875825,0.43882931330442437,0,0,0.75539358025328585,"FAIL",0,null,"IwaNgsd210",null,-24251.132735299252,24251.132735299252,0.48239170933318204,"FAIL",0,1,null,null,10.629626054024726,null,5633.2470167418651,"YES",1,null,7.4389999999999992,5.9600000000000009,6.2474711356919013,13.13,13.290000000000001,14.852837601175882,null,-25387.002741021588,null,-2616.821618827209,null,2499.7392984968656,null,2499.7392984968656,null,5633.2470167418651,null,2499.7392984968656,0.35276678921681048,null,"IwaNgsd210",null,"Water and Wastewater","Dual Enthalpy Economizer"]
[457,"IagEgsd211",0.98603092133998871,8348.9641729365176,0,4222.6494140625,0,0,44974.312548686328,19151.6328125,109494.2592858378,0,0,null,68348.594307920415,109494.2592858378,113716.90876830403,null,33234.557496042507,7339.489407198952,0,4406.1622744788092,73337.551010124866,0,null,44980.2109375,73337.5546875,null,-23368.383837748828,-68736.697762400305,-36156.704598337805,null,0.70143544370614896,0.41079971891565487,0,0,0.65810001047437405,0.39554549496419289,0,0,0.66978447240827732,"FAIL",0,null,"IagEgsd211",null,-36156.704598337805,36156.704598337805,0.43041081368232126,"FAIL",0,1,null,null,15.972480449831163,null,9007.2496547019346,"YES",1,null,7.4389999999999992,5.9600000000000009,6.2474711356919013,13.13,13.290000000000001,14.852837601175882,null,-23592.165981716491,null,-3097.3427487651957,null,4746.902293485763,null,4746.902293485763,null,9007.2496547019346,null,4746.902293485763,0.45514863064874228,null,"IagEgsd211",null,"Agriculture and Assembly","Facility Energy Management System"]
[458,"IagNgsd211",0.98603092133998871,8348.9641729365176,0,4222.6494140625,0,0,44974.312548686328,19151.6328125,109494.2592858378,0,0,null,68348.594307920415,109494.2592858378,113716.90876830403,null,33234.557496042507,7339.489407198952,0,4406.1622744788092,73337.551010124866,0,null,44980.2109375,73337.5546875,null,-23368.383837748828,-68736.697762400305,-36156.704598337805,null,0.70143544370614896,0.41079971891565487,0,0,0.65810001047437405,0.39554549496419289,0,0,0.66978447240827732,"FAIL",0,null,"IagNgsd211",null,-36156.704598337805,36156.704598337805,0.43041081368232126,"FAIL",0,1,null,null,15.972480449831163,null,9007.2496547019346,"YES",1,null,7.4389999999999992,5.9600000000000009,6.2474711356919013,13.13,13.290000000000001,14.852837601175882,null,-23592.165981716491,null,-3097.3427487651957,null,4746.902293485763,null,4746.902293485763,null,9007.2496547019346,null,4746.902293485763,0.45514863064874228,null,"IagNgsd211",null,"Agriculture and Assembly","Facility Energy Management System"]
[459,"IchEgsd211",0.98603092133998871,8348.9641729365176,0,4222.6494140625,0,0,44974.312548686328,19151.6328125,68711.447574503982,0,0,null,68348.594307920415,68711.447574503982,72934.097056970189,null,33234.557496042507,7339.489407198952,0,4406.1622744788092,73337.551010124866,0,null,44980.2109375,73337.5546875,null,-23368.383837748828,-27953.886051066482,4626.1071129960183,null,0.70143544370614896,0.65462470265566519,0,0,0.65810001047437405,0.6167240398486229,0,0,1.0673265849621334,"PASS",1,null,"IchEgsd211",null,4626.1071129960183,0,0.65810001047437405,"FAIL",0,1,null,null,10.023286078854284,null,5122.6806078247682,"YES",1,null,7.4389999999999992,5.9600000000000009,6.2474711356919013,13.13,13.290000000000001,14.852837601175882,null,-23592.165981716491,null,-3097.3427487651957,null,0,null,0,null,5122.6806078247682,null,0,0,null,"IchEgsd211",null,"Chemicals and Plastics","Facility Energy Management System"]
[460,"IchNgsd211",0.98603092133998871,8348.9641729365176,0,4222.6494140625,0,0,44974.312548686328,19151.6328125,68711.447574503982,0,0,null,68348.594307920415,68711.447574503982,72934.097056970189,null,33234.557496042507,7339.489407198952,0,4406.1622744788092,73337.551010124866,0,null,44980.2109375,73337.5546875,null,-23368.383837748828,-27953.886051066482,4626.1071129960183,null,0.70143544370614896,0.65462470265566519,0,0,0.65810001047437405,0.6167240398486229,0,0,1.0673265849621334,"PASS",1,null,"IchNgsd211",null,4626.1071129960183,0,0.65810001047437405,"FAIL",0,1,null,null,10.023286078854284,null,5122.6806078247682,"YES",1,null,7.4389999999999992,5.9600000000000009,6.2474711356919013,13.13,13.290000000000001,14.852837601175882,null,-23592.165981716491,null,-3097.3427487651957,null,0,null,0,null,5122.6806078247682,null,0,0,null,"IchNgsd211",null,"Chemicals and Plastics","Facility Energy Management System"]
[461,"IcoEgsd211",0.98603092133998871,8348.9641729365176,0,4222.6494140625,0,0,44974.312548686328,19151.6328125,111004.52988069438,0,0,null,68348.594307920415,111004.52988069438,115227.17936316058,null,33234.557496042507,7339.489407198952,0,4406.1622744788092,73337.551010124866,0,null,44980.2109375,73337.5546875,null,-23368.383837748828,-70246.968357256876,-37666.975193194376,null,0.70143544370614896,0.40521058902590645,0,0,0.65810001047437405,0.3903611215062236,0,0,0.6606717290395433,"FAIL",0,null,"IcoEgsd211",null,-37666.975193194376,37666.975193194376,0.42427929171996998,"FAIL",0,1,null,null,16.192791527577295,null,9151.1033498294364,"YES",1,null,7.4389999999999992,5.9600000000000009,6.2474711356919013,13.13,13.290000000000001,14.852837601175882,null,-23592.165981716491,null,-3097.3427487651957,null,4945.181064467517,null,4945.181064467517,null,9151.1033498294364,null,4945.181064467517,0.46770906358783743,null,"IcoEgsd211",null,"Construction","Facility Energy Management System"]
[462,"IcoNgsd211",0.98603092133998871,8348.9641729365176,0,4222.6494140625,0,0,44974.312548686328,19151.6328125,111004.52988069438,0,0,null,68348.594307920415,111004.52988069438,115227.17936316058,null,33234.557496042507,7339.489407198952,0,4406.1622744788092,73337.551010124866,0,null,44980.2109375,73337.5546875,null,-23368.383837748828,-70246.968357256876,-37666.975193194376,null,0.70143544370614896,0.40521058902590645,0,0,0.65810001047437405,0.3903611215062236,0,0,0.6606717290395433,"FAIL",0,null,"IcoNgsd211",null,-37666.975193194376,37666.975193194376,0.42427929171996998,"FAIL",0,1,null,null,16.192791527577295,null,9151.1033498294364,"YES",1,null,7.4389999999999992,5.9600000000000009,6.2474711356919013,13.13,13.290000000000001,14.852837601175882,null,-23592.165981716491,null,-3097.3427487651957,null,4945.181064467517,null,4945.181064467517,null,9151.1033498294364,null,4945.181064467517,0.46770906358783743,null,"IcoNgsd211",null,"Construction","Facility Energy Management System"]
[463,"IelEgsd211",0.98603092133998871,8348.9641729365176,0,4222.6494140625,0,0,44974.312548686328,19151.6328125,61258.447863608118,0,0,null,68348.594307920415,61258.447863608118,65481.097346074333,null,33234.557496042507,7339.489407198952,0,4406.1622744788092,73337.551010124866,0,null,44980.2109375,73337.5546875,null,-23368.383837748828,-20500.886340170618,12079.106823891882,null,0.70143544370614896,0.73426951720436018,0,0,0.65810001047437405,0.68691901644168807,0,0,1.1971827110407043,"PASS",1,null,"IelEgsd211",null,12079.106823891882,0,0.65810001047437405,"FAIL",0,1,null,null,8.9360791638095574,null,4412.7810707820627,"YES",1,null,7.4389999999999992,5.9600000000000009,6.2474711356919013,13.13,13.290000000000001,14.852837601175882,null,-23592.165981716491,null,-3097.3427487651957,null,0,null,0,null,4412.7810707820627,null,0,0,null,"IelEgsd211",null,"Electrical and Electronic Equip.","Facility Energy Management System"]
[464,"IelNgsd211",0.98603092133998871,8348.9641729365176,0,4222.6494140625,0,0,44974.312548686328,19151.6328125,61258.447863608118,0,0,null,68348.594307920415,61258.447863608118,65481.097346074333,null,33234.557496042507,7339.489407198952,0,4406.1622744788092,73337.551010124866,0,null,44980.2109375,73337.5546875,null,-23368.383837748828,-20500.886340170618,12079.106823891882,null,0.70143544370614896,0.73426951720436018,0,0,0.65810001047437405,0.68691901644168807,0,0,1.1971827110407043,"PASS",1,null,"IelNgsd211",null,12079.106823891882,0,0.65810001047437405,"FAIL",0,1,null,null,8.9360791638095574,null,4412.7810707820627,"YES",1,null,7.4389999999999992,5.9600000000000009,6.2474711356919013,13.13,13.290000000000001,14.852837601175882,null,-23592.165981716491,null,-3097.3427487651957,null,0,null,0,null,4412.7810707820627,null,0,0,null,"IelNgsd211",null,"Electrical and Electronic Equip.","Facility Energy Management System"]
[465,"IluEgsd211",0.98603092133998871,8348.9641729365176,0,4222.6494140625,0,0,44974.312548686328,19151.6328125,203742.48117078593,0,0,null,68348.594307920415,203742.48117078593,207965.1306532521,null,33234.557496042507,7339.489407198952,0,4406.1622744788092,73337.551010124866,0,null,44980.2109375,73337.5546875,null,-23368.383837748828,-162984.91964734843,-130404.92648328593,null,0.70143544370614896,0.22076991837453674,0,0,0.65810001047437405,0.2162872728279242,0,0,0.35995220175033221,"FAIL",0,null,"IluEgsd211",null,-130404.92648328593,130404.92648328593,0.22631151716296191,"FAIL",0,1,null,null,29.720945655547055,null,17984.408417699629,"YES",1,null,7.4389999999999992,5.9600000000000009,6.2474711356919013,13.13,13.290000000000001,14.852837601175882,null,-23592.165981716491,null,-3097.3427487651957,null,17120.460824126374,null,17120.460824126374,null,17984.408417699629,null,17120.460824126374,0.88220220649211478,null,"IluEgsd211",null,"Lumber/Furniture/Pulp/Paper","Facility Energy Management System"]
[466,"IluNgsd211",0.98603092133998871,8348.9641729365176,0,4222.6494140625,0,0,44974.312548686328,19151.6328125,203742.48117078593,0,0,null,68348.594307920415,203742.48117078593,207965.1306532521,null,33234.557496042507,7339.489407198952,0,4406.1622744788092,73337.551010124866,0,null,44980.2109375,73337.5546875,null,-23368.383837748828,-162984.91964734843,-130404.92648328593,null,0.70143544370614896,0.22076991837453674,0,0,0.65810001047437405,0.2162872728279242,0,0,0.35995220175033221,"FAIL",0,null,"IluNgsd211",null,-130404.92648328593,130404.92648328593,0.22631151716296191,"FAIL",0,1,null,null,29.720945655547055,null,17984.408417699629,"YES",1,null,7.4389999999999992,5.9600000000000009,6.2474711356919013,13.13,13.290000000000001,14.852837601175882,null,-23592.165981716491,null,-3097.3427487651957,null,17120.460824126374,null,17120.460824126374,null,17984.408417699629,null,17120.460824126374,0.88220220649211478,null,"IluNgsd211",null,"Lumber/Furniture/Pulp/Paper","Facility Energy Management System"]
[467,"ImeEgsd211",0.98603092133998871,8348.9641729365176,0,4222.6494140625,0,0,44974.312548686328,19151.6328125,189919.25962309845,0,0,null,68348.594307920415,189919.25962309845,194141.90910556455,null,33234.557496042507,7339.489407198952,0,4406.1622744788092,73337.551010124866,0,null,44980.2109375,73337.5546875,null,-23368.383837748828,-149161.69809966095,-116581.70493559845,null,0.70143544370614896,0.2368385967108593,0,0,0.65810001047437405,0.23168728050825069,0,0,0.38615122464694207,"FAIL",0,null,"ImeEgsd211",null,-116581.70493559845,116581.70493559845,0.24322791347783471,"FAIL",0,1,null,null,27.704480586190133,null,16667.743117479036,"YES",1,null,7.4389999999999992,5.9600000000000009,6.2474711356919013,13.13,13.290000000000001,14.852837601175882,null,-23592.165981716491,null,-3097.3427487651957,null,15305.652677282811,null,15305.652677282811,null,16667.743117479036,null,15305.652677282811,0.84609115445598415,null,"ImeEgsd211",null,"Metal Products and Machinery","Facility Energy Management System"]
[468,"ImeNgsd211",0.98603092133998871,8348.9641729365176,0,4222.6494140625,0,0,44974.312548686328,19151.6328125,189919.25962309845,0,0,null,68348.594307920415,189919.25962309845,194141.90910556455,null,33234.557496042507,7339.489407198952,0,4406.1622744788092,73337.551010124866,0,null,44980.2109375,73337.5546875,null,-23368.383837748828,-149161.69809966095,-116581.70493559845,null,0.70143544370614896,0.2368385967108593,0,0,0.65810001047437405,0.23168728050825069,0,0,0.38615122464694207,"FAIL",0,null,"ImeNgsd211",null,-116581.70493559845,116581.70493559845,0.24322791347783471,"FAIL",0,1,null,null,27.704480586190133,null,16667.743117479036,"YES",1,null,7.4389999999999992,5.9600000000000009,6.2474711356919013,13.13,13.290000000000001,14.852837601175882,null,-23592.165981716491,null,-3097.3427487651957,null,15305.652677282811,null,15305.652677282811,null,16667.743117479036,null,15305.652677282811,0.84609115445598415,null,"ImeNgsd211",null,"Metal Products and Machinery","Facility Energy Management System"]
[469,"ImiEgsd211",0.98603092133998871,8348.9641729365176,0,4222.6494140625,0,0,44974.312548686328,19151.6328125,111004.52988069438,0,0,null,68348.594307920415,111004.52988069438,115227.17936316058,null,33234.557496042507,7339.489407198952,0,4406.1622744788092,73337.551010124866,0,null,44980.2109375,73337.5546875,null,-23368.383837748828,-70246.968357256876,-37666.975193194376,null,0.70143544370614896,0.40521058902590645,0,0,0.65810001047437405,0.3903611215062236,0,0,0.6606717290395433,"FAIL",0,null,"ImiEgsd211",null,-37666.975193194376,37666.975193194376,0.42427929171996998,"FAIL",0,1,null,null,16.192791527577295,null,9151.1033498294364,"YES",1,null,7.4389999999999992,5.9600000000000009,6.2474711356919013,13.13,13.290000000000001,14.852837601175882,null,-23592.165981716491,null,-3097.3427487651957,null,4945.181064467517,null,4945.181064467517,null,9151.1033498294364,null,4945.181064467517,0.46770906358783743,null,"ImiEgsd211",null,"Miscellaneous Manufacturing","Facility Energy Management System"]
[470,"ImiNgsd211",0.98603092133998871,8348.9641729365176,0,4222.6494140625,0,0,44974.312548686328,19151.6328125,111004.52988069438,0,0,null,68348.594307920415,111004.52988069438,115227.17936316058,null,33234.557496042507,7339.489407198952,0,4406.1622744788092,73337.551010124866,0,null,44980.2109375,73337.5546875,null,-23368.383837748828,-70246.968357256876,-37666.975193194376,null,0.70143544370614896,0.40521058902590645,0,0,0.65810001047437405,0.3903611215062236,0,0,0.6606717290395433,"FAIL",0,null,"ImiNgsd211",null,-37666.975193194376,37666.975193194376,0.42427929171996998,"FAIL",0,1,null,null,16.192791527577295,null,9151.1033498294364,"YES",1,null,7.4389999999999992,5.9600000000000009,6.2474711356919013,13.13,13.290000000000001,14.852837601175882,null,-23592.165981716491,null,-3097.3427487651957,null,4945.181064467517,null,4945.181064467517,null,9151.1033498294364,null,4945.181064467517,0.46770906358783743,null,"ImiNgsd211",null,"Miscellaneous Manufacturing","Facility Energy Management System"]
[471,"IprEgsd211",0.98603092133998871,8348.9641729365176,0,4222.6494140625,0,0,44974.312548686328,19151.6328125,97108.032947473053,0,0,null,68348.594307920415,97108.032947473053,101330.68242993926,null,33234.557496042507,7339.489407198952,0,4406.1622744788092,73337.551010124866,0,null,44980.2109375,73337.5546875,null,-23368.383837748828,-56350.471424035553,-23770.478259973053,null,0.70143544370614896,0.46319763228887934,0,0,0.65810001047437405,0.4438952732699073,0,0,0.75521614908180867,"FAIL",0,null,"IprEgsd211",null,-23770.478259973053,23770.478259973053,0.48828336473057798,"FAIL",0,1,null,null,14.165639928424746,null,7827.4602034881782,"YES",1,null,7.4389999999999992,5.9600000000000009,6.2474711356919013,13.13,13.290000000000001,14.852837601175882,null,-23592.165981716491,null,-3097.3427487651957,null,3120.7528181289745,null,3120.7528181289745,null,7827.4602034881782,null,3120.7528181289745,0.33739487857189088,null,"IprEgsd211",null,"Primary Resources Industries","Facility Energy Management System"]
[472,"IprNgsd211",0.98603092133998871,8348.9641729365176,0,4222.6494140625,0,0,44974.312548686328,19151.6328125,97108.032947473053,0,0,null,68348.594307920415,97108.032947473053,101330.68242993926,null,33234.557496042507,7339.489407198952,0,4406.1622744788092,73337.551010124866,0,null,44980.2109375,73337.5546875,null,-23368.383837748828,-56350.471424035553,-23770.478259973053,null,0.70143544370614896,0.46319763228887934,0,0,0.65810001047437405,0.4438952732699073,0,0,0.75521614908180867,"FAIL",0,null,"IprNgsd211",null,-23770.478259973053,23770.478259973053,0.48828336473057798,"FAIL",0,1,null,null,14.165639928424746,null,7827.4602034881782,"YES",1,null,7.4389999999999992,5.9600000000000009,6.2474711356919013,13.13,13.290000000000001,14.852837601175882,null,-23592.165981716491,null,-3097.3427487651957,null,3120.7528181289745,null,3120.7528181289745,null,7827.4602034881782,null,3120.7528181289745,0.33739487857189088,null,"IprNgsd211",null,"Primary Resources Industries","Facility Energy Management System"]
[473,"IstEgsd211",0.98603092133998871,8348.9641729365176,0,4222.6494140625,0,0,44974.312548686328,19151.6328125,126987.43243251441,0,0,null,68348.594307920415,126987.43243251441,131210.0819149806,null,33234.557496042507,7339.489407198952,0,4406.1622744788092,73337.551010124866,0,null,44980.2109375,73337.5546875,null,-23368.383837748828,-86229.870909076912,-53649.877745014412,null,0.70143544370614896,0.35420994090422347,0,0,0.65810001047437405,0.34281063089416458,0,0,0.57751821013055094,"FAIL",0,null,"IstEgsd211",null,-53649.877745014412,53649.877745014412,0.36869486976592308,"FAIL",0,1,null,null,18.52429824454364,null,10673.477348819571,"YES",1,null,7.4389999999999992,5.9600000000000009,6.2474711356919013,13.13,13.290000000000001,14.852837601175882,null,-23592.165981716491,null,-3097.3427487651957,null,7043.5270731157116,null,7043.5270731157116,null,10673.477348819571,null,7043.5270731157116,0.58232272234591109,null,"IstEgsd211",null,"Stone/Clay/Glass/Concrete","Facility Energy Management System"]
[474,"IstNgsd211",0.98603092133998871,8348.9641729365176,0,4222.6494140625,0,0,44974.312548686328,19151.6328125,126987.43243251441,0,0,null,68348.594307920415,126987.43243251441,131210.0819149806,null,33234.557496042507,7339.489407198952,0,4406.1622744788092,73337.551010124866,0,null,44980.2109375,73337.5546875,null,-23368.383837748828,-86229.870909076912,-53649.877745014412,null,0.70143544370614896,0.35420994090422347,0,0,0.65810001047437405,0.34281063089416458,0,0,0.57751821013055094,"FAIL",0,null,"IstNgsd211",null,-53649.877745014412,53649.877745014412,0.36869486976592308,"FAIL",0,1,null,null,18.52429824454364,null,10673.477348819571,"YES",1,null,7.4389999999999992,5.9600000000000009,6.2474711356919013,13.13,13.290000000000001,14.852837601175882,null,-23592.165981716491,null,-3097.3427487651957,null,7043.5270731157116,null,7043.5270731157116,null,10673.477348819571,null,7043.5270731157116,0.58232272234591109,null,"IstNgsd211",null,"Stone/Clay/Glass/Concrete","Facility Energy Management System"]
[475,"IteEgsd211",0.98603092133998871,8348.9641729365176,0,4222.6494140625,0,0,44974.312548686328,19151.6328125,83397.19023018096,0,0,null,68348.594307920415,83397.19023018096,87619.839712647168,null,33234.557496042507,7339.489407198952,0,4406.1622744788092,73337.551010124866,0,null,44980.2109375,73337.5546875,null,-23368.383837748828,-42639.62870674346,-10059.63554268096,null,0.70143544370614896,0.53934923722672279,0,0,0.65810001047437405,0.51335646264738577,0,0,0.87937680496290349,"FAIL",0,null,"IteEgsd211",null,-10059.63554268096,10059.63554268096,0.57366695760271835,"FAIL",0,1,null,null,12.165569485438763,null,6521.4998919037571,"YES",1,null,7.4389999999999992,5.9600000000000009,6.2474711356919013,13.13,13.290000000000001,14.852837601175882,null,-23592.165981716491,null,-3097.3427487651957,null,1320.6985415196939,null,1320.6985415196939,null,6521.4998919037571,null,1320.6985415196939,0.16625953736223395,null,"IteEgsd211",null,"Textiles and Leather","Facility Energy Management System"]
[482,"IagNgsd212",0.98603092133998871,8348.9641729365176,0,4222.6494140625,0,0,44974.312548686328,19151.6328125,2859.2580625100022,0,0,null,68348.594307920415,2859.2580625100022,7081.9075449761922,null,33234.557496042507,7339.489407198952,0,4406.1622744788092,73337.551010124866,0,null,44980.2109375,73337.5546875,null,-23368.383837748828,37898.303460927498,70478.296624989991,null,0.70143544370614896,15.73142750816066,0,1,0.65810001047437405,6.3514259521602083,0,1,25.649155509636149,"PASS",1,null,"IagNgsd212",null,70478.296624989991,0,0.65810001047437405,"FAIL",0,1,null,null,0.41709441877719938,null,-1149.7509945364761,"NO",0,null,7.4389999999999992,5.9600000000000009,6.2474711356919013,13.13,13.290000000000001,14.852837601175882,null,-23592.165981716491,null,-3097.3427487651957,null,0,null,0,null,-1149.7509945364761,null,-1149.7509945364761,-4.221674336909885,null,"IagNgsd212",null,"Agriculture and Assembly","Fan Thermostat Controller"]
[489,"IluEgsd212",0.98603092133998871,8348.9641729365176,0,4222.6494140625,0,0,44974.312548686328,19151.6328125,2859.2494118724553,0,0,null,68348.594307920415,2859.2494118724553,7081.8988943386466,null,33234.557496042507,7339.489407198952,0,4406.1622744788092,73337.551010124866,0,null,44980.2109375,73337.5546875,null,-23368.383837748828,37898.312111565043,70478.305275627543,null,0.70143544370614896,15.731475103476026,0,1,0.65810001047437405,6.3514337105150176,0,1,25.649233110962836,"PASS",1,null,"IluEgsd212",null,70478.305275627543,0,0.65810001047437405,"FAIL",0,1,null,null,0.41709318003400137,null,-1149.7518033827141,"NO",0,null,7.4389999999999992,5.9600000000000009,6.2474711356919013,13.13,13.290000000000001,14.852837601175882,null,-23592.165981716491,null,-3097.3427487651957,null,0,null,0,null,-1149.7518033827141,null,-1149.7518033827141,-4.2216898449878801,null,"IluEgsd212",null,"Lumber/Furniture/Pulp/Paper","Fan Thermostat Controller"]
[501,"ItrEgsd212",0.98603092133998871,8348.9641729365176,0,4222.6494140625,0,0,44974.312548686328,19151.6328125,2859.2554993581366,0,0,null,68348.594307920415,2859.2554993581366,7081.9049818243275,null,33234.557496042507,7339.489407198952,0,4406.1622744788092,73337.551010124866,0,null,44980.2109375,73337.5546875,null,-23368.383837748828,37898.306024079364,70478.299188141857,null,0.70143544370614896,15.731441610446298,0,1,0.65810001047437405,6.3514282509300273,0,1,25.64917850257288,"PASS",1,null,"ItrEgsd212",null,70478.299188141857,0,0.65810001047437405,"FAIL",0,1,null,null,0.41709404506001679,null,-1149.7512385577857,"NO",0,null,7.4389999999999992,5.9600000000000009,6.2474711356919013,13.13,13.290000000000001,14.852837601175882,null,-23592.165981716491,null,-3097.3427487651957,null,0,null,0,null,-1149.7512385577857,null,-1149.7512385577857,-4.2216790155415866,null,"ItrEgsd212",null,"Transportation Equipment","Fan Thermostat Controller"]
[508,"IchNgsd213",0.98603092133998871,8348.9641729365176,0,6237.64892578125,0,0,44974.312548686328,19151.6328125,792.92290048094026,0,0,null,70363.593651952353,792.92290048094026,7030.5717269790166,null,33234.557496042507,7339.489407198952,0,4406.1622744788092,73337.551010124866,0,null,44980.2109375,73337.5546875,null,-25383.383349467578,37949.639111237811,72544.631787019054,null,0.70143544370614896,56.727092773102726,0,1,0.6392540260813685,6.3978026324231108,0,1,92.490145817478307,"PASS",1,null,"IchNgsd213",null,72544.631787019054,0,0.6392540260813685,"FAIL",0,1,null,null,9.3433889098059733E-2,null,-1361.0874540445229,"NO",0,null,7.4389999999999992,5.9600000000000009,6.2474711356919013,13.13,13.290000000000001,14.852837601175882,null,-25607.165493435241,null,-2809.8168999950567,null,0,null,0,null,-1361.0874540445229,null,-1361.0874540445229,-22.30986372954558,null,"IchNgsd213",null,"Chemicals and Plastics","Programmable thermostat"]
[520,"IprNgsd213",0.98603092133998871,8348.9641729365176,0,6237.64892578125,0,0,44974.312548686328,19151.6328125,1117.8301375013525,0,0,null,70363.593651952353,1117.8301375013525,7355.4789639994287,null,33234.557496042507,7339.489407198952,0,4406.1622744788092,73337.551010124866,0,null,44980.2109375,73337.5546875,null,-25383.383349467578,37624.731874217396,72219.724549998646,null,0.70143544370614896,40.238860474850611,0,1,0.6392540260813685,6.1151980109676547,0,1,65.607065176672492,"PASS",1,null,"IprNgsd213",null,72219.724549998646,0,0.6392540260813685,"FAIL",0,1,null,null,0.13171925641898907,null,-1336.0887494184403,"NO",0,null,7.4389999999999992,5.9600000000000009,6.2474711356919013,13.13,13.290000000000001,14.852837601175882,null,-25607.165493435241,null,-2809.8168999950567,null,0,null,0,null,-1336.0887494184403,null,-1336.0887494184403,-15.534645592512387,null,"IprNgsd213",null,"Primary Resources Industries","Programmable thermostat"]
[523,"IteEgsd213",0.98603092133998871,8348.9641729365176,0,6237.64892578125,0,0,44974.312548686328,19151.6328125,967.9048803658543,0,0,null,70363.593651952353,967.9048803658543,7205.5537068639287,null,33234.557496042507,7339.489407198952,0,4406.1622744788092,73337.551010124866,0,null,44980.2109375,73337.5546875,null,-25383.383349467578,37774.657131352898,72369.649807134148,null,0.70143544370614896,46.471726561083273,0,1,0.6392540260813685,6.2424363411355133,0,1,75.769382069630069,"PASS",1,null,"IteEgsd213",null,72369.649807134148,0,0.6392540260813685,"FAIL",0,1,null,null,0.11405284732838379,null,-1347.6241576844113,"NO",0,null,7.4389999999999992,5.9600000000000009,6.2474711356919013,13.13,13.290000000000001,14.852837601175882,null,-25607.165493435241,null,-2809.8168999950567,null,0,null,0,null,-1347.6241576844113,null,-1347.6241576844113,-18.095807545483659,null,"IteEgsd213",null,"Textiles and Leather","Programmable thermostat"]
[530,"IagNgsd214",0.98603092133998871,8348.9641729365176,0,6237.64892578125,0,0,44974.312548686328,19151.6328125,25634.279601441522,0,0,null,70363.593651952353,25634.279601441522,31871.928427939591,null,33234.557496042507,7339.489407198952,0,4406.1622744788092,73337.551010124866,0,null,44980.2109375,73337.5546875,null,-25383.383349467578,13108.282410277228,47703.275086058478,null,0.70143544370614896,1.7546898776500268,0,1,0.6392540260813685,1.4112798633782406,0,1,2.8609173274124671,"PASS",1,null,"IagNgsd214",null,47703.275086058478,0,0.6392540260813685,"FAIL",0,1,null,null,3.0206095901733843,null,550.23287171935681,"YES",1,null,7.4389999999999992,5.9600000000000009,6.2474711356919013,13.13,13.290000000000001,14.852837601175882,null,-25607.165493435241,null,-2809.8168999950567,null,0,null,0,null,550.23287171935681,null,0,0,null,"IagNgsd214",null,"Agriculture and Assembly","Smart thermostat"]
[542,"ImiNgsd214",0.98603092133998871,8348.9641729365176,0,6237.64892578125,0,0,44974.312548686328,19151.6328125,26754.502841020836,0,0,null,70363.593651952353,26754.502841020836,32992.151667518912,null,33234.557496042507,7339.489407198952,0,4406.1622744788092,73337.551010124866,0,null,44980.2109375,73337.5546875,null,-25383.383349467578,11988.059170697918,46583.051846479168,null,0.70143544370614896,1.6812202119687658,0,1,0.6392540260813685,1.3633609367292236,0,1,2.7411294137395288,"PASS",1,null,"ImiNgsd214",null,46583.051846479168,0,0.6392540260813685,"FAIL",0,1,null,null,3.1526107416842937,null,636.4239684185934,"YES",1,null,7.4389999999999992,5.9600000000000009,6.2474711356919013,13.13,13.290000000000001,14.852837601175882,null,-25607.165493435241,null,-2809.8168999950567,null,0,null,0,null,636.4239684185934,null,0,0,null,"ImiNgsd214",null,"Miscellaneous Manufacturing","Smart thermostat"]
[549,"ItrEgsd214",0.98603092133998871,8348.9641729365176,0,6237.64892578125,0,0,44974.312548686328,19151.6328125,17997.977535599002,0,0,null,70363.593651952353,17997.977535599002,24235.626362097079,null,33234.557496042507,7339.489407198952,0,4406.1622744788092,73337.551010124866,0,null,44980.2109375,73337.5546875,null,-25383.383349467578,20744.584476119748,55339.577151901001,null,0.70143544370614896,2.4991814134966908,0,1,0.6392540260813685,1.8559541264252641,0,1,4.0747664309749458,"PASS",1,null,"ItrEgsd214",null,55339.577151901001,0,0.6392540260813685,"FAIL",0,1,null,null,2.1207876455396755,null,-37.312307654394431,"NO",0,null,7.4389999999999992,5.9600000000000009,6.2474711356919013,13.13,13.290000000000001,14.852837601175882,null,-25607.165493435241,null,-2809.8168999950567,null,0,null,0,null,-37.312307654394431,null,-37.312307654394431,-2.694450676273618E-2,null,"ItrEgsd214",null,"Transportation Equipment","Smart thermostat"]
[561,"IluEgsd215",0.98603092133998871,8348.9641729365176,0,5627.4013671875,0,0,44974.312548686328,19151.6328125,12831.192626531692,0,0,null,69753.346430408725,12831.192626531692,18458.594231486175,null,33234.557496042507,7339.489407198952,0,4406.1622744788092,73337.551010124866,0,null,44980.2109375,73337.5546875,null,-24773.135790873828,26521.616943780806,60506.362060968306,null,0.70143544370614896,3.5055362542443786,0,1,0.64484663528270869,2.4368167452410066,0,1,5.715568055291782,"PASS",1,null,"IluEgsd215",null,60506.362060968306,0,0.64484663528270869,"FAIL",0,1,null,null,1.4045110566841645,null,-505.01023321637183,"NO",0,null,7.4389999999999992,5.9600000000000009,6.2474711356919013,13.13,13.290000000000001,14.852837601175882,null,-24996.917934841491,null,-2576.6127621771611,null,0,null,0,null,-505.01023321637183,null,-505.01023321637183,-0.55066862039449438,null,"IluEgsd215",null,"Lumber/Furniture/Pulp/Paper","Strategic Energy Management"]
[573,"ItrEgsd215",0.98603092133998871,8348.9641729365176,0,5627.4013671875,0,0,44974.312548686328,19151.6328125,13975.411976471236,0,0,null,69753.346430408725,13975.411976471236,19602.81358142574,null,33234.557496042507,7339.489407198952,0,4406.1622744788092,73337.551010124866,0,null,44980.2109375,73337.5546875,null,-24773.135790873828,25377.397593841262,59362.142711028762,null,0.70143544370614896,3.2185248644711093,0,1,0.64484663528270869,2.2945793621021511,0,1,5.2476130800988088,"PASS",1,null,"ItrEgsd215",null,59362.142711028762,0,0.64484663528270869,"FAIL",0,1,null,null,1.5297580958254071,null,-423.22928253259147,"NO",0,null,7.4389999999999992,5.9600000000000009,6.2474711356919013,13.13,13.290000000000001,14.852837601175882,null,-24996.917934841491,null,-2576.6127621771611,null,0,null,0,null,-423.22928253259147,null,-423.22928253259147,-0.42370955809330541,null,"ItrEgsd215",null,"Transportation Equipment","Strategic Energy Management"]
[580,"IchNgsd216",0.98983502686023694,8619.9972766249703,0,4359.7294921875,0,0,46434.317318599897,19151.6328125,51761.001330153384,0,0,null,69945.679002758217,51761.001330153384,56120.730737543752,null,34241.037452372584,7367.80514412512,0,4567.6945045052225,75096.592901587093,0,null,46176.53515625,75096.59375,null,-23769.144467037404,-9944.1956660908836,23335.592419846616,null,0.70406138912293903,0.89211054596329553,0,0,0.66017708892024529,0.82280708892457544,0,0,1.4508334811956674,"PASS",1,null,"IchNgsd216",null,23335.592419846616,0,0.66017708892024529,"FAIL",0,1,null,null,7.3758196017438316,null,3473.354977198258,"YES",1,null,7.4389999999999992,5.9600000000000009,6.2474711356919013,13.13,13.290000000000001,14.852837601175882,null,-23998.878472789893,null,-3150.7387780248528,null,0,null,0,null,3473.354977198258,null,0,0,null,"IchNgsd216",null,"Chemicals and Plastics","VFD on HVAC Pump"]
[592,"IprNgsd216",0.98983502686023694,8619.9972766249703,0,4359.7294921875,0,0,46434.317318599897,19151.6328125,51761.001330153384,0,0,null,69945.679002758217,51761.001330153384,56120.730737543752,null,34241.037452372584,7367.80514412512,0,4567.6945045052225,75096.592901587093,0,null,46176.53515625,75096.59375,null,-23769.144467037404,-9944.1956660908836,23335.592419846616,null,0.70406138912293903,0.89211054596329553,0,0,0.66017708892024529,0.82280708892457544,0,0,1.4508334811956674,"PASS",1,null,"IprNgsd216",null,23335.592419846616,0,0.66017708892024529,"FAIL",0,1,null,null,7.3758196017438316,null,3473.354977198258,"YES",1,null,7.4389999999999992,5.9600000000000009,6.2474711356919013,13.13,13.290000000000001,14.852837601175882,null,-23998.878472789893,null,-3150.7387780248528,null,0,null,0,null,3473.354977198258,null,0,0,null,"IprNgsd216",null,"Primary Resources Industries","VFD on HVAC Pump"]
[595,"IteEgsd216",0.98983502686023694,8619.9972766249703,0,4359.7294921875,0,0,46434.317318599897,19151.6328125,51761.001330153384,0,0,null,69945.679002758217,51761.001330153384,56120.730737543752,null,34241.037452372584,7367.80514412512,0,4567.6945045052225,75096.592901587093,0,null,46176.53515625,75096.59375,null,-23769.144467037404,-9944.1956660908836,23335.592419846616,null,0.70406138912293903,0.89211054596329553,0,0,0.66017708892024529,0.82280708892457544,0,0,1.4508334811956674,"PASS",1,null,"IteEgsd216",null,23335.592419846616,0,0.66017708892024529,"FAIL",0,1,null,null,7.3758196017438316,null,3473.354977198258,"YES",1,null,7.4389999999999992,5.9600000000000009,6.2474711356919013,13.13,13.290000000000001,14.852837601175882,null,-23998.878472789893,null,-3150.7387780248528,null,0,null,0,null,3473.354977198258,null,0,0,null,"IteEgsd216",null,"Textiles and Leather","VFD on HVAC Pump"]
[602,"IagNgsd217",0.98603092133998871,8348.9641729365176,0,5627.4013671875,0,0,44974.312548686328,19151.6328125,87868.801766950972,0,0,null,69753.346430408725,87868.801766950972,93496.203371905445,null,33234.557496042507,7339.489407198952,0,4406.1622744788092,73337.551010124866,0,null,44980.2109375,73337.5546875,null,-24773.135790873828,-48515.992196638472,-14531.247079450972,null,0.70143544370614896,0.5119019496453161,0,0,0.64484663528270869,0.48109131098048064,0,0,0.83462563745900042,"FAIL",0,null,"IagNgsd217",null,-14531.247079450972,14531.247079450972,0.53367061411078587,"FAIL",0,1,null,null,9.61817911922879,null,4858.1631189168875,"YES",1,null,7.4389999999999992,5.9600000000000009,6.2474711356919013,13.13,13.290000000000001,14.852837601175882,null,-24996.917934841491,null,-2576.6127621771611,null,1497.8405246942857,null,1497.8405246942857,null,4858.1631189168875,null,1497.8405246942857,0.23849980528441755,null,"IagNgsd217",null,"Agriculture and Assembly","Waterside economizer"]
[614,"ImiNgsd217",0.98603092133998871,8348.9641729365176,0,5627.4013671875,0,0,44974.312548686328,19151.6328125,87868.801766950972,0,0,null,69753.346430408725,87868.801766950972,93496.203371905445,null,33234.557496042507,7339.489407198952,0,4406.1622744788092,73337.551010124866,0,null,44980.2109375,73337.5546875,null,-24773.135790873828,-48515.992196638472,-14531.247079450972,null,0.70143544370614896,0.5119019496453161,0,0,0.64484663528270869,0.48109131098048064,0,0,0.83462563745900042,"FAIL",0,null,"ImiNgsd217",null,-14531.247079450972,14531.247079450972,0.53367061411078587,"FAIL",0,1,null,null,9.61817911922879,null,4858.1631189168875,"YES",1,null,7.4389999999999992,5.9600000000000009,6.2474711356919013,13.13,13.290000000000001,14.852837601175882,null,-24996.917934841491,null,-2576.6127621771611,null,1497.8405246942857,null,1497.8405246942857,null,4858.1631189168875,null,1497.8405246942857,0.23849980528441755,null,"ImiNgsd217",null,"Miscellaneous Manufacturing","Waterside economizer"]
[621,"ItrEgsd217",0.98603092133998871,8348.9641729365176,0,5627.4013671875,0,0,44974.312548686328,19151.6328125,87868.801766950972,0,0,null,69753.346430408725,87868.801766950972,93496.203371905445,null,33234.557496042507,7339.489407198952,0,4406.1622744788092,73337.551010124866,0,null,44980.2109375,73337.5546875,null,-24773.135790873828,-48515.992196638472,-14531.247079450972,null,0.70143544370614896,0.5119019496453161,0,0,0.64484663528270869,0.48109131098048064,0,0,0.83462563745900042,"FAIL",0,null,"ItrEgsd217",null,-14531.247079450972,14531.247079450972,0.53367061411078587,"FAIL",0,1,null,null,9.61817911922879,null,4858.1631189168875,"YES",1,null,7.4389999999999992,5.9600000000000009,6.2474711356919013,13.13,13.290000000000001,14.852837601175882,null,-24996.917934841491,null,-2576.6127621771611,null,1497.8405246942857,null,1497.8405246942857,null,4858.1631189168875,null,1497.8405246942857,0.23849980528441755,null,"ItrEgsd217",null,"Transportation Equipment","Waterside economizer"]
[631,"IelEgsd218",0.98603092133998871,8348.9641729365176,0,5038.640625,0,0,44974.312548686328,19151.6328125,3836360.0302941063,0,0,null,69164.585238517713,3836360.0302941063,3841398.6707071709,null,33234.557496042507,7339.489407198952,0,4406.1622744788092,73337.551010124866,0,null,44980.2109375,73337.5546875,null,-24184.375048686328,-3796418.4599816063,-3763022.4756066063,null,0.70143544370614896,1.172471055435631E-2,0,0,0.65033586619724038,1.1709331623925897E-2,0,0,1.9116442176538299E-2,"FAIL",0,null,"IelEgsd218",null,-3763022.4756066063,3763022.4756066063,1.1737477898274786E-2,"FAIL",0,1,null,null,559.62921046030044,null,363991.80282847013,"YES",1,null,7.4389999999999992,5.9600000000000009,6.2474711356919013,13.13,13.290000000000001,14.852837601175882,null,-24408.157192653991,null,-3204.4717195520275,null,494035.62128603546,null,494035.62128603546,null,363991.80282847013,null,363991.80282847013,0.99610826028754673,null,"IelEgsd218",null,"Electrical and Electronic Equip.","Air curtains"]
[646,"ItrNgsd218",0.98603092133998871,8348.9641729365176,0,5038.640625,0,0,44974.312548686328,19151.6328125,3836360.0302941063,0,0,null,69164.585238517713,3836360.0302941063,3841398.6707071709,null,33234.557496042507,7339.489407198952,0,4406.1622744788092,73337.551010124866,0,null,44980.2109375,73337.5546875,null,-24184.375048686328,-3796418.4599816063,-3763022.4756066063,null,0.70143544370614896,1.172471055435631E-2,0,0,0.65033586619724038,1.1709331623925897E-2,0,0,1.9116442176538299E-2,"FAIL",0,null,"ItrNgsd218",null,-3763022.4756066063,3763022.4756066063,1.1737477898274786E-2,"FAIL",0,1,null,null,559.62921046190786,null,363991.80282951973,"YES",1,null,7.4389999999999992,5.9600000000000009,6.2474711356919013,13.13,13.290000000000001,14.852837601175882,null,-24408.157192653991,null,-3204.4717195520275,null,494035.62128603546,null,494035.62128603546,null,363991.80282951973,null,363991.80282951973,0.99610826028755783,null,"ItrNgsd218",null,"Transportation Equipment","Air curtains"]
[653,"IcoTgsd219",0.98603092133998871,8348.9641729365176,0,5038.640625,0,0,44974.312548686328,19151.6328125,31911.404768444543,0,0,null,69164.585238517713,31911.404768444543,36950.045181508031,null,33234.557496042507,7339.489407198952,0,4406.1622744788092,73337.551010124866,0,null,44980.2109375,73337.5546875,null,-24184.375048686328,8030.1655440554605,41426.14991905546,null,0.70143544370614896,1.4095340290997935,0,1,0.65033586619724038,1.2173249168857618,0,1,2.2981612755581207,"PASS",1,null,"IcoTgsd219",null,41426.14991905546,0,0.65033586619724038,"FAIL",0,1,null,null,4.6550778822385723,null,1617.4706420018651,"YES",1,null,7.4389999999999992,5.9600000000000009,6.2474711356919013,13.13,13.290000000000001,14.852837601175882,null,-24408.157192653991,null,-3204.4717195520275,null,0,null,0,null,1617.4706420018651,null,0,0,null,"IcoTgsd219",null,"Construction","Custom Measure - Non-Lighting"]
[665,"IstTgsd219",0.98603092133998871,8348.9641729365176,0,5038.640625,0,0,44974.312548686328,19151.6328125,31911.394515837088,0,0,null,69164.585238517713,31911.394515837088,36950.034928900561,null,33234.557496042507,7339.489407198952,0,4406.1622744788092,73337.551010124866,0,null,44980.2109375,73337.5546875,null,-24184.375048686328,8030.1757966629084,41426.160171662908,null,0.70143544370614896,1.4095344819599493,0,1,0.65033586619724038,1.2173252546595816,0,1,2.2981620139196299,"PASS",1,null,"IstTgsd219",null,41426.160171662908,0,0.65033586619724038,"FAIL",0,1,null,null,4.6550765173187143,null,1617.469750767674,"YES",1,null,7.4389999999999992,5.9600000000000009,6.2474711356919013,13.13,13.290000000000001,14.852837601175882,null,-24408.157192653991,null,-3204.4717195520275,null,0,null,0,null,1617.469750767674,null,0,0,null,"IstTgsd219",null,"Stone/Clay/Glass/Concrete","Custom Measure - Non-Lighting"]
[672,"IwaNgsd219",0.98603092133998871,8348.9641729365176,0,5038.640625,0,0,44974.312548686328,19151.6328125,31911.386826381487,0,0,null,69164.585238517713,31911.386826381487,36950.027239444986,null,33234.557496042507,7339.489407198952,0,4406.1622744788092,73337.551010124866,0,null,44980.2109375,73337.5546875,null,-24184.375048686328,8030.1834861185125,41426.167861118513,null,0.70143544370614896,1.4095348216052577,0,1,0.65033586619724038,1.21732550799007,0,1,2.2981625676910742,"PASS",1,null,"IwaNgsd219",null,41426.167861118513,0,0.65033586619724038,"FAIL",0,1,null,null,4.6550751150660705,null,1617.4688351567731,"YES",1,null,7.4389999999999992,5.9600000000000009,6.2474711356919013,13.13,13.290000000000001,14.852837601175882,null,-24408.157192653991,null,-3204.4717195520275,null,0,null,0,null,1617.4688351567731,null,0,0,null,"IwaNgsd219",null,"Water and Wastewater","Custom Measure - Non-Lighting"]
[675,"IchTgsd220",0.98603092133998871,8348.9641729365176,0,5038.640625,0,0,44974.312548686328,19151.6328125,285771.33790381986,0,0,null,69164.585238517713,285771.33790381986,290809.97831688332,null,33234.557496042507,7339.489407198952,0,4406.1622744788092,73337.551010124866,0,null,44980.2109375,73337.5546875,null,-24184.375048686328,-245829.76759131986,-212433.78321631986,null,0.70143544370614896,0.15739930836814253,0,0,0.65033586619724038,0.15467217172206615,0,0,0.25663019680505095,"FAIL",0,null,"IchTgsd220",null,-212433.78321631986,212433.78321631986,0.15973178774040883,"FAIL",0,1,null,null,41.686908676561039,null,25797.669620640467,"YES",1,null,7.4389999999999992,5.9600000000000009,6.2474711356919013,13.13,13.290000000000001,14.852837601175882,null,-24408.157192653991,null,-3204.4717195520275,null,27889.776570228812,null,27889.776570228812,null,25797.669620640467,null,25797.669620640467,0.9477550316936354,null,"IchTgsd220",null,"Chemicals and Plastics","Dedicated Outside Air System (DOAS)"]
[687,"IprTgsd220",0.98603092133998871,8348.9641729365176,0,5038.640625,0,0,44974.312548686328,19151.6328125,403872.92772213795,0,0,null,69164.585238517713,403872.92772213795,408911.56813520141,null,33234.557496042507,7339.489407198952,0,4406.1622744788092,73337.551010124866,0,null,44980.2109375,73337.5546875,null,-24184.375048686328,-363931.35740963795,-330535.37303463795,null,0.70143544370614896,0.11137218627450589,0,0,0.65033586619724038,0.10999984940341644,0,0,0.18158571583672917,"FAIL",0,null,"IprTgsd220",null,-330535.37303463795,330535.37303463795,0.11253494007778105,"FAIL",0,1,null,null,58.914984029718845,null,37046.864735298499,"YES",1,null,7.4389999999999992,5.9600000000000009,6.2474711356919013,13.13,13.290000000000001,14.852837601175882,null,-24408.157192653991,null,-3204.4717195520275,null,43394.970248710822,null,43394.970248710822,null,37046.864735298499,null,37046.864735298499,0.96303264341888617,null,"IprTgsd220",null,"Primary Resources Industries","Dedicated Outside Air System (DOAS)"]
[694,"ItrNgsd220",0.98603092133998871,8348.9641729365176,0,5038.640625,0,0,44974.312548686328,19151.6328125,320296.3578717949,0,0,null,69164.585238517713,320296.3578717949,325334.99828485824,null,33234.557496042507,7339.489407198952,0,4406.1622744788092,73337.551010124866,0,null,44980.2109375,73337.5546875,null,-24184.375048686328,-280354.7875592949,-246958.8031842949,null,0.70143544370614896,0.14043310150752397,0,0,0.65033586619724038,0.13825813744395882,0,0,0.22896780711085962,"FAIL",0,null,"ItrNgsd220",null,-246958.8031842949,246958.8031842949,0.14228688062446007,"FAIL",0,1,null,null,46.723246669010422,null,29086.182561236801,"YES",1,null,7.4389999999999992,5.9600000000000009,6.2474711356919013,13.13,13.290000000000001,14.852837601175882,null,-24408.157192653991,null,-3204.4717195520275,null,32422.460018270609,null,32422.460018270609,null,29086.182561236801,null,29086.182561236801,0.95338656069802241,null,"ItrNgsd220",null,"Transportation Equipment","Dedicated Outside Air System (DOAS)"]
[706,"IluNgsd221",0.98603092133998871,8348.9641729365176,0,4229.2880859375,0,0,44974.312548686328,19151.6328125,2133.4775745471893,0,0,null,68355.232918356895,2133.4775745471893,6362.765667449823,null,33234.557496042507,7339.489407198952,0,4406.1622744788092,73337.551010124866,0,null,44980.2109375,73337.5546875,null,-23375.022509623828,38617.445277015315,71204.077112952815,null,0.70143544370614896,21.083048387347887,0,1,0.65803609568965094,7.0692861151315132,0,1,34.374654583873564,"PASS",1,null,"IluNgsd221",null,71204.077112952815,0,0.65803609568965094,"FAIL",0,1,null,null,0.37077907530387377,null,-1179.9929295671554,"NO",0,null,7.4389999999999992,5.9600000000000009,6.2474711356919013,13.13,13.290000000000001,14.852837601175882,null,-23598.804653591487,null,-3549.2882166252762,null,0,null,0,null,-1179.9929295671554,null,-1179.9929295671554,-4.873932397108204,null,"IluNgsd221",null,"Lumber/Furniture/Pulp/Paper","Energy Efficient Laboratory Fume Hood"]
[718,"ItrNgsd221",0.98603092133998871,8348.9641729365176,0,4229.2880859375,0,0,44974.312548686328,19151.6328125,699.09309206050114,0,0,null,68355.232918356895,699.09309206050114,4928.3811849631347,null,33234.557496042507,7339.489407198952,0,4406.1622744788092,73337.551010124866,0,null,44980.2109375,73337.5546875,null,-23375.022509623828,40051.829759501998,72638.461595439498,null,0.70143544370614896,64.340803032291021,0,1,0.65803609568965094,9.1267719181923717,0,1,104.90384688446213,"PASS",1,null,"ItrNgsd221",null,72638.461595439498,0,0.65803609568965094,"FAIL",0,1,null,null,0.12149604821208991,null,-1342.7640663914476,"NO",0,null,7.4389999999999992,5.9600000000000009,6.2474711356919013,13.13,13.290000000000001,14.852837601175882,null,-23598.804653591487,null,-3549.2882166252762,null,0,null,0,null,-1342.7640663914476,null,-1342.7640663914476,-16.925942898120731,null,"ItrNgsd221",null,"Transportation Equipment","Energy Efficient Laboratory Fume Hood"]
[725,"IcoEgsd222",0.98603092133998871,8348.9641729365176,0,4222.6494140625,0,0,44974.312548686328,19151.6328125,208592.35409958547,0,0,null,68348.594307920415,208592.35409958547,212815.00358205164,null,33234.557496042507,7339.489407198952,0,4406.1622744788092,73337.551010124866,0,null,44980.2109375,73337.5546875,null,-23368.383837748828,-167834.79257614797,-135254.79941208547,null,0.70143544370614896,0.21563691119774073,0,0,0.65810001047437405,0.21135826983465189,0,0,0.35158313929611928,"FAIL",0,null,"IcoEgsd222",null,-135254.79941208547,135254.79941208547,0.2209207322747968,"FAIL",0,1,null,null,30.428421749152296,null,18446.359996896932,"YES",1,null,7.4389999999999992,5.9600000000000009,6.2474711356919013,13.13,13.290000000000001,14.852837601175882,null,-23592.165981716491,null,-3097.3427487651957,null,17757.185691189934,null,17757.185691189934,null,18446.359996896932,null,17757.185691189934,0.89373758534433612,null,"IcoEgsd222",null,"Construction","Energy Recovery Ventilation System"]
[737,"IstEgsd222",0.98603092133998871,8348.9641729365176,0,4222.6494140625,0,0,44974.312548686328,19151.6328125,208592.35409958547,0,0,null,68348.594307920415,208592.35409958547,212815.00358205164,null,33234.557496042507,7339.489407198952,0,4406.1622744788092,73337.551010124866,0,null,44980.2109375,73337.5546875,null,-23368.383837748828,-167834.79257614797,-135254.79941208547,null,0.70143544370614896,0.21563691119774073,0,0,0.65810001047437405,0.21135826983465189,0,0,0.35158313929611928,"FAIL",0,null,"IstEgsd222",null,-135254.79941208547,135254.79941208547,0.2209207322747968,"FAIL",0,1,null,null,30.428421749152296,null,18446.359996896932,"YES",1,null,7.4389999999999992,5.9600000000000009,6.2474711356919013,13.13,13.290000000000001,14.852837601175882,null,-23592.165981716491,null,-3097.3427487651957,null,17757.185691189934,null,17757.185691189934,null,18446.359996896932,null,17757.185691189934,0.89373758534433612,null,"IstEgsd222",null,"Stone/Clay/Glass/Concrete","Energy Recovery Ventilation System"]
[744,"IwaNgsd222",0.98603092133998871,8348.9641729365176,0,4222.6494140625,0,0,44974.312548686328,19151.6328125,208592.35409958547,0,0,null,68348.594307920415,208592.35409958547,212815.00358205164,null,33234.557496042507,7339.489407198952,0,4406.1622744788092,73337.551010124866,0,null,44980.2109375,73337.5546875,null,-23368.383837748828,-167834.79257614797,-135254.79941208547,null,0.70143544370614896,0.21563691119774073,0,0,0.65810001047437405,0.21135826983465189,0,0,0.35158313929611928,"FAIL",0,null,"IwaNgsd222",null,-135254.79941208547,135254.79941208547,0.2209207322747968,"FAIL",0,1,null,null,30.428421749152296,null,18446.359996896932,"YES",1,null,7.4389999999999992,5.9600000000000009,6.2474711356919013,13.13,13.290000000000001,14.852837601175882,null,-23592.165981716491,null,-3097.3427487651957,null,17757.185691189934,null,17757.185691189934,null,18446.359996896932,null,17757.185691189934,0.89373758534433612,null,"IwaNgsd222",null,"Water and Wastewater","Energy Recovery Ventilation System"]
[747,"IchTgsd223",0.98603092133998871,8348.9641729365176,0,5870.87158203125,0,0,44974.312548686328,19151.6328125,8387.3670585216896,0,0,null,69996.816405664576,8387.3670585216896,14258.238638732033,null,33234.557496042507,7339.489407198952,0,4406.1622744788092,73337.551010124866,0,null,44980.2109375,73337.5546875,null,-25016.606005717578,30721.97229694706,64950.18762897831,null,0.70143544370614896,5.3628523258439529,0,1,0.64260366259209456,3.1546821505405558,0,1,8.7438112790101332,"PASS",1,null,"IchTgsd223",null,64950.18762897831,0,0.64260366259209456,"FAIL",0,1,null,null,1.0500680767857498,null,-736.44631392559927,"NO",0,null,7.4389999999999992,5.9600000000000009,6.2474711356919013,13.13,13.290000000000001,14.852837601175882,null,-25240.388149685237,null,-2920.1047122232289,null,0,null,0,null,-736.44631392559927,null,-736.44631392559927,-1.0740857385778999,null,"IchTgsd223",null,"Chemicals and Plastics","Energy Star room ac"]
[759,"IprTgsd223",0.98603092133998871,8348.9641729365176,0,5870.87158203125,0,0,44974.312548686328,19151.6328125,8387.3670585216896,0,0,null,69996.816405664576,8387.3670585216896,14258.238638732033,null,33234.557496042507,7339.489407198952,0,4406.1622744788092,73337.551010124866,0,null,44980.2109375,73337.5546875,null,-25016.606005717578,30721.97229694706,64950.18762897831,null,0.70143544370614896,5.3628523258439529,0,1,0.64260366259209456,3.1546821505405558,0,1,8.7438112790101332,"PASS",1,null,"IprTgsd223",null,64950.18762897831,0,0.64260366259209456,"FAIL",0,1,null,null,1.0500680767857498,null,-736.44631392559927,"NO",0,null,7.4389999999999992,5.9600000000000009,6.2474711356919013,13.13,13.290000000000001,14.852837601175882,null,-25240.388149685237,null,-2920.1047122232289,null,0,null,0,null,-736.44631392559927,null,-736.44631392559927,-1.0740857385778999,null,"IprTgsd223",null,"Primary Resources Industries","Energy Star room ac"]
[766,"ItrNgsd223",0.98603092133998871,8348.9641729365176,0,5870.87158203125,0,0,44974.312548686328,19151.6328125,8387.3670585216896,0,0,null,69996.816405664576,8387.3670585216896,14258.238638732033,null,33234.557496042507,7339.489407198952,0,4406.1622744788092,73337.551010124866,0,null,44980.2109375,73337.5546875,null,-25016.606005717578,30721.97229694706,64950.18762897831,null,0.70143544370614896,5.3628523258439529,0,1,0.64260366259209456,3.1546821505405558,0,1,8.7438112790101332,"PASS",1,null,"ItrNgsd223",null,64950.18762897831,0,0.64260366259209456,"FAIL",0,1,null,null,1.0500680767857498,null,-736.44631392559927,"NO",0,null,7.4389999999999992,5.9600000000000009,6.2474711356919013,13.13,13.290000000000001,14.852837601175882,null,-25240.388149685237,null,-2920.1047122232289,null,0,null,0,null,-736.44631392559927,null,-736.44631392559927,-1.0740857385778999,null,"ItrNgsd223",null,"Transportation Equipment","Energy Star room ac"]
[778,"IluNgsd224",0.98603092133998871,8348.9641729365176,0,3988.22314453125,0,0,44974.312548686328,19151.6328125,163639.51018698906,0,0,null,68114.167950014249,163639.51018698906,167627.73331154903,null,33234.557496042507,7339.489407198952,0,4406.1622744788092,73337.551010124866,0,null,44980.2109375,73337.5546875,null,-23133.957568217578,-122647.52239402031,-90301.955499489064,null,0.70143544370614896,0.27487378131419243,0,0,0.66036497140421402,0.26833394476880412,0,0,0.44816532757705024,"FAIL",0,null,"IluNgsd224",null,-90301.955499489064,90301.955499489064,0.28393707534481555,"FAIL",0,1,null,null,30.158041518835574,null,18269.813290220176,"YES",1,null,7.4389999999999992,5.9600000000000009,6.2474711356919013,13.13,13.290000000000001,14.852837601175882,null,-23357.739712185241,null,-3690.8699198532086,null,14269.050660030918,null,14269.050660030918,null,18269.813290220176,null,14269.050660030918,0.72461489684120128,null,"IluNgsd224",null,"Lumber/Furniture/Pulp/Paper","HE Air Cooled Chiller - All Compressor Types - 100 Tons"]
[790,"ItrNgsd224",0.98603092133998871,8348.9641729365176,0,3988.22314453125,0,0,44974.312548686328,19151.6328125,163639.51018698906,0,0,null,68114.167950014249,163639.51018698906,167627.73331154903,null,33234.557496042507,7339.489407198952,0,4406.1622744788092,73337.551010124866,0,null,44980.2109375,73337.5546875,null,-23133.957568217578,-122647.52239402031,-90301.955499489064,null,0.70143544370614896,0.27487378131419243,0,0,0.66036497140421402,0.26833394476880412,0,0,0.44816532757705024,"FAIL",0,null,"ItrNgsd224",null,-90301.955499489064,90301.955499489064,0.28393707534481555,"FAIL",0,1,null,null,30.158041518835574,null,18269.813290220176,"YES",1,null,7.4389999999999992,5.9600000000000009,6.2474711356919013,13.13,13.290000000000001,14.852837601175882,null,-23357.739712185241,null,-3690.8699198532086,null,14269.050660030918,null,14269.050660030918,null,18269.813290220176,null,14269.050660030918,0.72461489684120128,null,"ItrNgsd224",null,"Transportation Equipment","HE Air Cooled Chiller - All Compressor Types - 100 Tons"]
[796,"IchNgsd225",0.98603092133998871,8348.9641729365176,0,5038.640625,0,0,44974.312548686328,19151.6328125,63186.481454735134,0,0,null,69164.585238517713,63186.481454735134,68225.121867798633,null,33234.557496042507,7339.489407198952,0,4406.1622744788092,73337.551010124866,0,null,44980.2109375,73337.5546875,null,-24184.375048686328,-23244.911142235127,10151.073232764866,null,0.70143544370614896,0.71186446692276184,0,0,0.65033586619724038,0.65929102896923142,0,0,1.1606526111132931,"PASS",1,null,"IchNgsd225",null,10151.073232764866,0,0.65033586619724038,"FAIL",0,1,null,null,9.2173316429828915,null,4596.4268901696714,"YES",1,null,7.4389999999999992,5.9600000000000009,6.2474711356919013,13.13,13.290000000000001,14.852837601175882,null,-24408.157192653991,null,-3204.4717195520275,null,0,null,0,null,4596.4268901696714,null,0,0,null,"IchNgsd225",null,"Chemicals and Plastics","HE Air Cooled Chiller - All Compressor Types - 300 Tons"]
[810,"IstNgsd225",0.98603092133998871,8348.9641729365176,0,5038.640625,0,0,44974.312548686328,19151.6328125,63186.481454735134,0,0,null,69164.585238517713,63186.481454735134,68225.121867798633,null,33234.557496042507,7339.489407198952,0,4406.1622744788092,73337.551010124866,0,null,44980.2109375,73337.5546875,null,-24184.375048686328,-23244.911142235127,10151.073232764866,null,0.70143544370614896,0.71186446692276184,0,0,0.65033586619724038,0.65929102896923142,0,0,1.1606526111132931,"PASS",1,null,"IstNgsd225",null,10151.073232764866,0,0.65033586619724038,"FAIL",0,1,null,null,9.2173316429828915,null,4596.4268901696714,"YES",1,null,7.4389999999999992,5.9600000000000009,6.2474711356919013,13.13,13.290000000000001,14.852837601175882,null,-24408.157192653991,null,-3204.4717195520275,null,0,null,0,null,4596.4268901696714,null,0,0,null,"IstNgsd225",null,"Stone/Clay/Glass/Concrete","HE Air Cooled Chiller - All Compressor Types - 300 Tons"]
[817,"IagTgsd226",0.98603092133998871,8348.9641729365176,0,5038.640625,0,0,44974.312548686328,19151.6328125,163909.08141568533,0,0,null,69164.585238517713,163909.08141568533,168947.72182874885,null,33234.557496042507,7339.489407198952,0,4406.1622744788092,73337.551010124866,0,null,44980.2109375,73337.5546875,null,-24184.375048686328,-123967.51110318533,-90571.52672818533,null,0.70143544370614896,0.27442171323885906,0,0,0.65033586619724038,0.26623745140918825,0,0,0.4474282575076523,"FAIL",0,null,"IagTgsd226",null,-90571.52672818533,90571.52672818533,0.2815907447173846,"FAIL",0,1,null,null,23.910246493533659,null,14190.270808817651,"YES",1,null,7.4389999999999992,5.9600000000000009,6.2474711356919013,13.13,13.290000000000001,14.852837601175882,null,-24408.157192653991,null,-3204.4717195520275,null,11890.856556941169,null,11890.856556941169,null,14190.270808817651,null,11890.856556941169,0.76163062715457108,null,"IagTgsd226",null,"Agriculture and Assembly","HE DX 11.25-20.0 Tons Elec Heat"]
[820,"IchNgsd226",0.98603092133998871,8348.9641729365176,0,5038.640625,0,0,44974.312548686328,19151.6328125,163909.08141568533,0,0,null,69164.585238517713,163909.08141568533,168947.72182874885,null,33234.557496042507,7339.489407198952,0,4406.1622744788092,73337.551010124866,0,null,44980.2109375,73337.5546875,null,-24184.375048686328,-123967.51110318533,-90571.52672818533,null,0.70143544370614896,0.27442171323885906,0,0,0.65033586619724038,0.26623745140918825,0,0,0.4474282575076523,"FAIL",0,null,"IchNgsd226",null,-90571.52672818533,90571.52672818533,0.2815907447173846,"FAIL",0,1,null,null,23.910246493533659,null,14190.270808817651,"YES",1,null,7.4389999999999992,5.9600000000000009,6.2474711356919013,13.13,13.290000000000001,14.852837601175882,null,-24408.157192653991,null,-3204.4717195520275,null,11890.856556941169,null,11890.856556941169,null,14190.270808817651,null,11890.856556941169,0.76163062715457108,null,"IchNgsd226",null,"Chemicals and Plastics","HE DX 11.25-20.0 Tons Elec Heat"]
[832,"IprNgsd226",0.98603092133998871,8348.9641729365176,0,5038.640625,0,0,44974.312548686328,19151.6328125,163909.08141568533,0,0,null,69164.585238517713,163909.08141568533,168947.72182874885,null,33234.557496042507,7339.489407198952,0,4406.1622744788092,73337.551010124866,0,null,44980.2109375,73337.5546875,null,-24184.375048686328,-123967.51110318533,-90571.52672818533,null,0.70143544370614896,0.27442171323885906,0,0,0.65033586619724038,0.26623745140918825,0,0,0.4474282575076523,"FAIL",0,null,"IprNgsd226",null,-90571.52672818533,90571.52672818533,0.2815907447173846,"FAIL",0,1,null,null,23.910246493533659,null,14190.270808817651,"YES",1,null,7.4389999999999992,5.9600000000000009,6.2474711356919013,13.13,13.290000000000001,14.852837601175882,null,-24408.157192653991,null,-3204.4717195520275,null,11890.856556941169,null,11890.856556941169,null,14190.270808817651,null,11890.856556941169,0.76163062715457108,null,"IprNgsd226",null,"Primary Resources Industries","HE DX 11.25-20.0 Tons Elec Heat"]
[839,"IwaTgsd226",0.98603092133998871,8348.9641729365176,0,5038.640625,0,0,44974.312548686328,19151.6328125,163909.08141568533,0,0,null,69164.585238517713,163909.08141568533,168947.72182874885,null,33234.557496042507,7339.489407198952,0,4406.1622744788092,73337.551010124866,0,null,44980.2109375,73337.5546875,null,-24184.375048686328,-123967.51110318533,-90571.52672818533,null,0.70143544370614896,0.27442171323885906,0,0,0.65033586619724038,0.26623745140918825,0,0,0.4474282575076523,"FAIL",0,null,"IwaTgsd226",null,-90571.52672818533,90571.52672818533,0.2815907447173846,"FAIL",0,1,null,null,23.910246493533659,null,14190.270808817651,"YES",1,null,7.4389999999999992,5.9600000000000009,6.2474711356919013,13.13,13.290000000000001,14.852837601175882,null,-24408.157192653991,null,-3204.4717195520275,null,11890.856556941169,null,11890.856556941169,null,14190.270808817651,null,11890.856556941169,0.76163062715457108,null,"IwaTgsd226",null,"Water and Wastewater","HE DX 11.25-20.0 Tons Elec Heat"]
[851,"ImeTgsd227",0.98603092133998871,8348.9641729365176,0,5038.640625,0,0,44974.312548686328,19151.6328125,169545.7291885422,0,0,null,69164.585238517713,169545.7291885422,174584.36960160563,null,33234.557496042507,7339.489407198952,0,4406.1622744788092,73337.551010124866,0,null,44980.2109375,73337.5546875,null,-24184.375048686328,-129604.1588760422,-96208.174501042202,null,0.70143544370614896,0.26529840151549944,0,0,0.65033586619724038,0.25764168341953692,0,0,0.43255324117274258,"FAIL",0,null,"ImeTgsd227",null,-96208.174501042202,96208.174501042202,0.27199286511864057,"FAIL",0,1,null,null,24.732492866764918,null,14727.162463584124,"YES",1,null,7.4389999999999992,5.9600000000000009,6.2474711356919013,13.13,13.290000000000001,14.852837601175882,null,-24408.157192653991,null,-3204.4717195520275,null,12630.874668043467,null,12630.874668043467,null,14727.162463584124,null,12630.874668043467,0.78213342538591724,null,"ImeTgsd227",null,"Metal Products and Machinery","HE DX 11.25-20.0 Tons Other Heat"]
[858,"IstNgsd227",0.98603092133998871,8348.9641729365176,0,5038.640625,0,0,44974.312548686328,19151.6328125,169545.7291885422,0,0,null,69164.585238517713,169545.7291885422,174584.36960160563,null,33234.557496042507,7339.489407198952,0,4406.1622744788092,73337.551010124866,0,null,44980.2109375,73337.5546875,null,-24184.375048686328,-129604.1588760422,-96208.174501042202,null,0.70143544370614896,0.26529840151549944,0,0,0.65033586619724038,0.25764168341953692,0,0,0.43255324117274258,"FAIL",0,null,"IstNgsd227",null,-96208.174501042202,96208.174501042202,0.27199286511864057,"FAIL",0,1,null,null,24.732492866764918,null,14727.162463584124,"YES",1,null,7.4389999999999992,5.9600000000000009,6.2474711356919013,13.13,13.290000000000001,14.852837601175882,null,-24408.157192653991,null,-3204.4717195520275,null,12630.874668043467,null,12630.874668043467,null,14727.162463584124,null,12630.874668043467,0.78213342538591724,null,"IstNgsd227",null,"Stone/Clay/Glass/Concrete","HE DX 11.25-20.0 Tons Other Heat"]
[870,"IcoNgsd228",0.98603092133998871,8348.9641729365176,0,5038.640625,0,0,44974.312548686328,19151.6328125,110214.57672832378,0,0,null,69164.585238517713,110214.57672832378,115253.21714138731,null,33234.557496042507,7339.489407198952,0,4406.1622744788092,73337.551010124866,0,null,44980.2109375,73337.5546875,null,-24184.375048686328,-70273.00641582378,-36877.02204082378,null,0.70143544370614896,0.40811489979565146,0,0,0.65033586619724038,0.39027293094653742,0,0,0.66540703475435259,"FAIL",0,null,"IcoNgsd228",null,-36877.02204082378,36877.02204082378,0.42417511177351236,"FAIL",0,1,null,null,16.077557511498028,null,9075.8604742238513,"YES",1,null,7.4389999999999992,5.9600000000000009,6.2474711356919013,13.13,13.290000000000001,14.852837601175882,null,-24408.157192653991,null,-3204.4717195520275,null,4841.470550127483,null,4841.470550127483,null,9075.8604742238513,null,4841.470550127483,0.46118219895008905,null,"IcoNgsd228",null,"Construction","HE DX 5.4-11.25 Tons Elect Heat"]
[882,"IstNgsd228",0.98603092133998871,8348.9641729365176,0,5038.640625,0,0,44974.312548686328,19151.6328125,110214.57672832378,0,0,null,69164.585238517713,110214.57672832378,115253.21714138731,null,33234.557496042507,7339.489407198952,0,4406.1622744788092,73337.551010124866,0,null,44980.2109375,73337.5546875,null,-24184.375048686328,-70273.00641582378,-36877.02204082378,null,0.70143544370614896,0.40811489979565146,0,0,0.65033586619724038,0.39027293094653742,0,0,0.66540703475435259,"FAIL",0,null,"IstNgsd228",null,-36877.02204082378,36877.02204082378,0.42417511177351236,"FAIL",0,1,null,null,16.077557511498028,null,9075.8604742238513,"YES",1,null,7.4389999999999992,5.9600000000000009,6.2474711356919013,13.13,13.290000000000001,14.852837601175882,null,-24408.157192653991,null,-3204.4717195520275,null,4841.470550127483,null,4841.470550127483,null,9075.8604742238513,null,4841.470550127483,0.46118219895008905,null,"IstNgsd228",null,"Stone/Clay/Glass/Concrete","HE DX 5.4-11.25 Tons Elect Heat"]
[889,"IagTgsd229",0.98603092133998871,8348.9641729365176,0,5038.640625,0,0,44974.312548686328,19151.6328125,112583.21612514753,0,0,null,69164.585238517713,112583.21612514753,117621.85653821097,null,33234.557496042507,7339.489407198952,0,4406.1622744788092,73337.551010124866,0,null,44980.2109375,73337.5546875,null,-24184.375048686328,-72641.645812647534,-39245.661437647534,null,0.70143544370614896,0.3995285663850639,0,0,0.65033586619724038,0.38241371272557795,0,0,0.6514075295733065,"FAIL",0,null,"IagTgsd229",null,-39245.661437647534,39245.661437647534,0.41490737274722939,"FAIL",0,1,null,null,16.423082619712506,null,9301.4735667859022,"YES",1,null,7.4389999999999992,5.9600000000000009,6.2474711356919013,13.13,13.290000000000001,14.852837601175882,null,-24408.157192653991,null,-3204.4717195520275,null,5152.4419151932116,null,5152.4419151932116,null,9301.4735667859022,null,5152.4419151932116,0.48047825758699708,null,"IagTgsd229",null,"Agriculture and Assembly","HE DX 5.4-11.25 Tons Other Heat"]
[892,"IchNgsd229",0.98603092133998871,8348.9641729365176,0,5038.640625,0,0,44974.312548686328,19151.6328125,112583.21612514753,0,0,null,69164.585238517713,112583.21612514753,117621.85653821097,null,33234.557496042507,7339.489407198952,0,4406.1622744788092,73337.551010124866,0,null,44980.2109375,73337.5546875,null,-24184.375048686328,-72641.645812647534,-39245.661437647534,null,0.70143544370614896,0.3995285663850639,0,0,0.65033586619724038,0.38241371272557795,0,0,0.6514075295733065,"FAIL",0,null,"IchNgsd229",null,-39245.661437647534,39245.661437647534,0.41490737274722939,"FAIL",0,1,null,null,16.423082619712506,null,9301.4735667859022,"YES",1,null,7.4389999999999992,5.9600000000000009,6.2474711356919013,13.13,13.290000000000001,14.852837601175882,null,-24408.157192653991,null,-3204.4717195520275,null,5152.4419151932116,null,5152.4419151932116,null,9301.4735667859022,null,5152.4419151932116,0.48047825758699708,null,"IchNgsd229",null,"Chemicals and Plastics","HE DX 5.4-11.25 Tons Other Heat"]
[904,"IprNgsd229",0.98603092133998871,8348.9641729365176,0,5038.640625,0,0,44974.312548686328,19151.6328125,112583.21612514753,0,0,null,69164.585238517713,112583.21612514753,117621.85653821097,null,33234.557496042507,7339.489407198952,0,4406.1622744788092,73337.551010124866,0,null,44980.2109375,73337.5546875,null,-24184.375048686328,-72641.645812647534,-39245.661437647534,null,0.70143544370614896,0.3995285663850639,0,0,0.65033586619724038,0.38241371272557795,0,0,0.6514075295733065,"FAIL",0,null,"IprNgsd229",null,-39245.661437647534,39245.661437647534,0.41490737274722939,"FAIL",0,1,null,null,16.423082619712506,null,9301.4735667859022,"YES",1,null,7.4389999999999992,5.9600000000000009,6.2474711356919013,13.13,13.290000000000001,14.852837601175882,null,-24408.157192653991,null,-3204.4717195520275,null,5152.4419151932116,null,5152.4419151932116,null,9301.4735667859022,null,5152.4419151932116,0.48047825758699708,null,"IprNgsd229",null,"Primary Resources Industries","HE DX 5.4-11.25 Tons Other Heat"]
[911,"IwaTgsd229",0.98603092133998871,8348.9641729365176,0,5038.640625,0,0,44974.312548686328,19151.6328125,112583.21612514753,0,0,null,69164.585238517713,112583.21612514753,117621.85653821097,null,33234.557496042507,7339.489407198952,0,4406.1622744788092,73337.551010124866,0,null,44980.2109375,73337.5546875,null,-24184.375048686328,-72641.645812647534,-39245.661437647534,null,0.70143544370614896,0.3995285663850639,0,0,0.65033586619724038,0.38241371272557795,0,0,0.6514075295733065,"FAIL",0,null,"IwaTgsd229",null,-39245.661437647534,39245.661437647534,0.41490737274722939,"FAIL",0,1,null,null,16.423082619712506,null,9301.4735667859022,"YES",1,null,7.4389999999999992,5.9600000000000009,6.2474711356919013,13.13,13.290000000000001,14.852837601175882,null,-24408.157192653991,null,-3204.4717195520275,null,5152.4419151932116,null,5152.4419151932116,null,9301.4735667859022,null,5152.4419151932116,0.48047825758699708,null,"IwaTgsd229",null,"Water and Wastewater","HE DX 5.4-11.25 Tons Other Heat"]
[923,"ImeTgsd230",0.98603092133998871,8348.9641729365176,0,5038.640625,0,0,44974.312548686328,19151.6328125,76370.596463646376,0,0,null,69164.585238517713,76370.596463646376,81409.236876709881,null,33234.557496042507,7339.489407198952,0,4406.1622744788092,73337.551010124866,0,null,44980.2109375,73337.5546875,null,-24184.375048686328,-36429.026151146376,-3033.0417761463759,null,0.70143544370614896,0.5889728903572371,0,0,0.65033586619724038,0.55251974525349168,0,0,0.96028521555949675,"FAIL",0,null,"ImeTgsd230",null,-3033.0417761463759,3033.0417761463759,0.62301508140364814,"FAIL",0,1,null,null,11.140564560593248,null,5852.2155895827136,"YES",1,null,7.4389999999999992,5.9600000000000009,6.2474711356919013,13.13,13.290000000000001,14.852837601175882,null,-24408.157192653991,null,-3204.4717195520275,null,398.19870542320518,null,398.19870542320518,null,5852.2155895827136,null,398.19870542320518,5.4740398802553034E-2,null,"ImeTgsd230",null,"Metal Products and Machinery","HE DX Less than 5.4 Tons Elect Heat"]
[930,"IstNgsd230",0.98603092133998871,8348.9641729365176,0,5038.640625,0,0,44974.312548686328,19151.6328125,76370.596463646376,0,0,null,69164.585238517713,76370.596463646376,81409.236876709881,null,33234.557496042507,7339.489407198952,0,4406.1622744788092,73337.551010124866,0,null,44980.2109375,73337.5546875,null,-24184.375048686328,-36429.026151146376,-3033.0417761463759,null,0.70143544370614896,0.5889728903572371,0,0,0.65033586619724038,0.55251974525349168,0,0,0.96028521555949675,"FAIL",0,null,"IstNgsd230",null,-3033.0417761463759,3033.0417761463759,0.62301508140364814,"FAIL",0,1,null,null,11.140564560593248,null,5852.2155895827136,"YES",1,null,7.4389999999999992,5.9600000000000009,6.2474711356919013,13.13,13.290000000000001,14.852837601175882,null,-24408.157192653991,null,-3204.4717195520275,null,398.19870542320518,null,398.19870542320518,null,5852.2155895827136,null,398.19870542320518,5.4740398802553034E-2,null,"IstNgsd230",null,"Stone/Clay/Glass/Concrete","HE DX Less than 5.4 Tons Elect Heat"]
[942,"IcoNgsd231",0.98603092133998871,8348.9641729365176,0,5038.640625,0,0,44974.312548686328,19151.6328125,84213.907814332124,0,0,null,69164.585238517713,84213.907814332124,89252.548227395615,null,33234.557496042507,7339.489407198952,0,4406.1622744788092,73337.551010124866,0,null,44980.2109375,73337.5546875,null,-24184.375048686328,-44272.337501832124,-10876.353126832124,null,0.70143544370614896,0.53411855719447976,0,0,0.65033586619724038,0.50396556427825168,0,0,0.87084849273576748,"FAIL",0,null,"IcoNgsd231",null,-10876.353126832124,10876.353126832124,0.56196505733131863,"FAIL",0,1,null,null,12.284708523365897,null,6599.292579475753,"YES",1,null,7.4389999999999992,5.9600000000000009,6.2474711356919013,13.13,13.290000000000001,14.852837601175882,null,-24408.157192653991,null,-3204.4717195520275,null,1427.9228756066984,null,1427.9228756066984,null,6599.292579475753,null,1427.9228756066984,0.17801442985805838,null,"IcoNgsd231",null,"Construction","HE DX Less than 5.4 Tons Other Heat"]
[954,"IstNgsd231",0.98603092133998871,8348.9641729365176,0,5038.640625,0,0,44974.312548686328,19151.6328125,84213.907814332124,0,0,null,69164.585238517713,84213.907814332124,89252.548227395615,null,33234.557496042507,7339.489407198952,0,4406.1622744788092,73337.551010124866,0,null,44980.2109375,73337.5546875,null,-24184.375048686328,-44272.337501832124,-10876.353126832124,null,0.70143544370614896,0.53411855719447976,0,0,0.65033586619724038,0.50396556427825168,0,0,0.87084849273576748,"FAIL",0,null,"IstNgsd231",null,-10876.353126832124,10876.353126832124,0.56196505733131863,"FAIL",0,1,null,null,12.284708523365897,null,6599.292579475753,"YES",1,null,7.4389999999999992,5.9600000000000009,6.2474711356919013,13.13,13.290000000000001,14.852837601175882,null,-24408.157192653991,null,-3204.4717195520275,null,1427.9228756066984,null,1427.9228756066984,null,6599.292579475753,null,1427.9228756066984,0.17801442985805838,null,"IstNgsd231",null,"Stone/Clay/Glass/Concrete","HE DX Less than 5.4 Tons Other Heat"]
[961,"IagTgsd232",0.98603092133998871,8348.9641729365176,0,3988.22314453125,0,0,44974.312548686328,19151.6328125,60134.741382238404,0,0,null,68114.167950014249,60134.741382238404,64122.964506798417,null,33234.557496042507,7339.489407198952,0,4406.1622744788092,73337.551010124866,0,null,44980.2109375,73337.5546875,null,-23133.957568217578,-19142.753589269654,13202.813305261596,null,0.70143544370614896,0.74799042788908554,0,0,0.66036497140421402,0.7014680507904768,0,0,1.219553838626156,"PASS",1,null,"IagTgsd232",null,13202.813305261596,0,0.66036497140421402,"FAIL",0,1,null,null,11.082567666685025,null,5814.3461025829292,"YES",1,null,7.4389999999999992,5.9600000000000009,6.2474711356919013,13.13,13.290000000000001,14.852837601175882,null,-23357.739712185241,null,-3690.8699198532086,null,0,null,0,null,5814.3461025829292,null,0,0,null,"IagTgsd232",null,"Agriculture and Assembly","HE Water Cooled Chiller - Centrifugal Compressor - 200 Tons"]
[965,"IcoTgsd232",0.98603092133998871,8348.9641729365176,0,3988.22314453125,0,0,44974.312548686328,19151.6328125,60134.741382238404,0,0,null,68114.167950014249,60134.741382238404,64122.964506798417,null,33234.557496042507,7339.489407198952,0,4406.1622744788092,73337.551010124866,0,null,44980.2109375,73337.5546875,null,-23133.957568217578,-19142.753589269654,13202.813305261596,null,0.70143544370614896,0.74799042788908554,0,0,0.66036497140421402,0.7014680507904768,0,0,1.219553838626156,"PASS",1,null,"IcoTgsd232",null,13202.813305261596,0,0.66036497140421402,"FAIL",0,1,null,null,11.082567666685025,null,5814.3461025829292,"YES",1,null,7.4389999999999992,5.9600000000000009,6.2474711356919013,13.13,13.290000000000001,14.852837601175882,null,-23357.739712185241,null,-3690.8699198532086,null,0,null,0,null,5814.3461025829292,null,0,0,null,"IcoTgsd232",null,"Construction","HE Water Cooled Chiller - Centrifugal Compressor - 200 Tons"]
[981,"ItrTgsd232",0.98603092133998871,8348.9641729365176,0,3988.22314453125,0,0,44974.312548686328,19151.6328125,60134.741382238404,0,0,null,68114.167950014249,60134.741382238404,64122.964506798417,null,33234.557496042507,7339.489407198952,0,4406.1622744788092,73337.551010124866,0,null,44980.2109375,73337.5546875,null,-23133.957568217578,-19142.753589269654,13202.813305261596,null,0.70143544370614896,0.74799042788908554,0,0,0.66036497140421402,0.7014680507904768,0,0,1.219553838626156,"PASS",1,null,"ItrTgsd232",null,13202.813305261596,0,0.66036497140421402,"FAIL",0,1,null,null,11.082567666685025,null,5814.3461025829292,"YES",1,null,7.4389999999999992,5.9600000000000009,6.2474711356919013,13.13,13.290000000000001,14.852837601175882,null,-23357.739712185241,null,-3690.8699198532086,null,0,null,0,null,5814.3461025829292,null,0,0,null,"ItrTgsd232",null,"Transportation Equipment","HE Water Cooled Chiller - Centrifugal Compressor - 200 Tons"]
[984,"IwaNgsd232",0.98603092133998871,8348.9641729365176,0,3988.22314453125,0,0,44974.312548686328,19151.6328125,60134.741382238404,0,0,null,68114.167950014249,60134.741382238404,64122.964506798417,null,33234.557496042507,7339.489407198952,0,4406.1622744788092,73337.551010124866,0,null,44980.2109375,73337.5546875,null,-23133.957568217578,-19142.753589269654,13202.813305261596,null,0.70143544370614896,0.74799042788908554,0,0,0.66036497140421402,0.7014680507904768,0,0,1.219553838626156,"PASS",1,null,"IwaNgsd232",null,13202.813305261596,0,0.66036497140421402,"FAIL",0,1,null,null,11.082567666685025,null,5814.3461025829292,"YES",1,null,7.4389999999999992,5.9600000000000009,6.2474711356919013,13.13,13.290000000000001,14.852837601175882,null,-23357.739712185241,null,-3690.8699198532086,null,0,null,0,null,5814.3461025829292,null,0,0,null,"IwaNgsd232",null,"Water and Wastewater","HE Water Cooled Chiller - Centrifugal Compressor - 200 Tons"]
[996,"ImeNgsd233",0.98603092133998871,8348.9641729365176,0,3988.22314453125,0,0,44974.312548686328,19151.6328125,48118.146506179983,0,0,null,68114.167950014249,48118.146506179983,52106.369630739988,null,33234.557496042507,7339.489407198952,0,4406.1622744788092,73337.551010124866,0,null,44980.2109375,73337.5546875,null,-23133.957568217578,-7126.1587132112327,25219.408181320017,null,0.70143544370614896,0.93478685700670194,0,0,0.66036497140421402,0.86323824206175603,0,0,1.5241142897738382,"PASS",1,null,"ImeNgsd233",null,25219.408181320017,0,0.66036497140421402,"FAIL",0,1,null,null,8.8679619001341354,null,4368.3034159045555,"YES",1,null,7.4389999999999992,5.9600000000000009,6.2474711356919013,13.13,13.290000000000001,14.852837601175882,null,-23357.739712185241,null,-3690.8699198532086,null,0,null,0,null,4368.3034159045555,null,0,0,null,"ImeNgsd233",null,"Metal Products and Machinery","HE Water Cooled Chiller - Centrifugal Compressor - 500 Tons"]
[1003,"IteTgsd233",0.98603092133998871,8348.9641729365176,0,3988.22314453125,0,0,44974.312548686328,19151.6328125,48118.146506179983,0,0,null,68114.167950014249,48118.146506179983,52106.369630739988,null,33234.557496042507,7339.489407198952,0,4406.1622744788092,73337.551010124866,0,null,44980.2109375,73337.5546875,null,-23133.957568217578,-7126.1587132112327,25219.408181320017,null,0.70143544370614896,0.93478685700670194,0,0,0.66036497140421402,0.86323824206175603,0,0,1.5241142897738382,"PASS",1,null,"IteTgsd233",null,25219.408181320017,0,0.66036497140421402,"FAIL",0,1,null,null,8.8679619001341354,null,4368.3034159045555,"YES",1,null,7.4389999999999992,5.9600000000000009,6.2474711356919013,13.13,13.290000000000001,14.852837601175882,null,-23357.739712185241,null,-3690.8699198532086,null,0,null,0,null,4368.3034159045555,null,0,0,null,"IteTgsd233",null,"Textiles and Leather","HE Water Cooled Chiller - Centrifugal Compressor - 500 Tons"]
[1015,"IelTgsd234",0.98603092133998871,8348.9641729365176,0,3988.22314453125,0,0,44974.312548686328,19151.6328125,114358.76884371563,0,0,null,68114.167950014249,114358.76884371563,118346.99196827567,null,33234.557496042507,7339.489407198952,0,4406.1622744788092,73337.551010124866,0,null,44980.2109375,73337.5546875,null,-23133.957568217578,-73366.781050746882,-41021.214156215632,null,0.70143544370614896,0.39332542132357701,0,0,0.66036497140421402,0.38007058888296047,0,0,0.64129367104086421,"FAIL",0,null,"IelTgsd234",null,-41021.214156215632,41021.214156215632,0.4121505770207855,"FAIL",0,1,null,null,21.075817184505393,null,12339.509903588623,"YES",1,null,7.4389999999999992,5.9600000000000009,6.2474711356919013,13.13,13.290000000000001,14.852837601175882,null,-23357.739712185241,null,-3690.8699198532086,null,6481.9613229121069,null,6481.9613229121069,null,12339.509903588623,null,6481.9613229121069,0.47101780646953056,null,"IelTgsd234",null,"Electrical and Electronic Equip.","HE Water Cooled Chiller - Rotary or Screw Compressor - 175 Tons"]
[1027,"IteTgsd234",0.98603092133998871,8348.9641729365176,0,3988.22314453125,0,0,44974.312548686328,19151.6328125,114358.76884371563,0,0,null,68114.167950014249,114358.76884371563,118346.99196827567,null,33234.557496042507,7339.489407198952,0,4406.1622744788092,73337.551010124866,0,null,44980.2109375,73337.5546875,null,-23133.957568217578,-73366.781050746882,-41021.214156215632,null,0.70143544370614896,0.39332542132357701,0,0,0.66036497140421402,0.38007058888296047,0,0,0.64129367104086421,"FAIL",0,null,"IteTgsd234",null,-41021.214156215632,41021.214156215632,0.4121505770207855,"FAIL",0,1,null,null,21.075817184505393,null,12339.509903588623,"YES",1,null,7.4389999999999992,5.9600000000000009,6.2474711356919013,13.13,13.290000000000001,14.852837601175882,null,-23357.739712185241,null,-3690.8699198532086,null,6481.9613229121069,null,6481.9613229121069,null,12339.509903588623,null,6481.9613229121069,0.47101780646953056,null,"IteTgsd234",null,"Textiles and Leather","HE Water Cooled Chiller - Rotary or Screw Compressor - 175 Tons"]
[1034,"IagNgsd235",0.98603092133998871,8348.9641729365176,0,3988.22314453125,0,0,44974.312548686328,19151.6328125,231642.16635922913,0,0,null,68114.167950014249,231642.16635922913,235630.38948378913,null,33234.557496042507,7339.489407198952,0,4406.1622744788092,73337.551010124866,0,null,44980.2109375,73337.5546875,null,-23133.957568217578,-190650.17856626038,-158304.61167172913,null,0.70143544370614896,0.19417971971365952,0,0,0.66036497140421402,0.19089308060912138,0,0,0.31659846667885416,"FAIL",0,null,"IagNgsd235",null,-158304.61167172913,158304.61167172913,0.19865936430824574,"FAIL",0,1,null,null,42.690629471109219,null,26453.056297739164,"YES",1,null,7.4389999999999992,5.9600000000000009,6.2474711356919013,13.13,13.290000000000001,14.852837601175882,null,-23357.739712185241,null,-3690.8699198532086,null,25014.480707155955,null,25014.480707155955,null,26453.056297739164,null,25014.480707155955,0.89737557796157807,null,"IagNgsd235",null,"Agriculture and Assembly","HE Water Cooled Chiller - Rotary or Screw Compressor - 50 Tons"]
[1037,"IcoTgsd235",0.98603092133998871,8348.9641729365176,0,3988.22314453125,0,0,44974.312548686328,19151.6328125,231642.16635922913,0,0,null,68114.167950014249,231642.16635922913,235630.38948378913,null,33234.557496042507,7339.489407198952,0,4406.1622744788092,73337.551010124866,0,null,44980.2109375,73337.5546875,null,-23133.957568217578,-190650.17856626038,-158304.61167172913,null,0.70143544370614896,0.19417971971365952,0,0,0.66036497140421402,0.19089308060912138,0,0,0.31659846667885416,"FAIL",0,null,"IcoTgsd235",null,-158304.61167172913,158304.61167172913,0.19865936430824574,"FAIL",0,1,null,null,42.690629471109219,null,26453.056297739164,"YES",1,null,7.4389999999999992,5.9600000000000009,6.2474711356919013,13.13,13.290000000000001,14.852837601175882,null,-23357.739712185241,null,-3690.8699198532086,null,25014.480707155955,null,25014.480707155955,null,26453.056297739164,null,25014.480707155955,0.89737557796157807,null,"IcoTgsd235",null,"Construction","HE Water Cooled Chiller - Rotary or Screw Compressor - 50 Tons"]
[1053,"ItrTgsd235",0.98603092133998871,8348.9641729365176,0,3988.22314453125,0,0,44974.312548686328,19151.6328125,231642.16635922913,0,0,null,68114.167950014249,231642.16635922913,235630.38948378913,null,33234.557496042507,7339.489407198952,0,4406.1622744788092,73337.551010124866,0,null,44980.2109375,73337.5546875,null,-23133.957568217578,-190650.17856626038,-158304.61167172913,null,0.70143544370614896,0.19417971971365952,0,0,0.66036497140421402,0.19089308060912138,0,0,0.31659846667885416,"FAIL",0,null,"ItrTgsd235",null,-158304.61167172913,158304.61167172913,0.19865936430824574,"FAIL",0,1,null,null,42.690629471109219,null,26453.056297739164,"YES",1,null,7.4389999999999992,5.9600000000000009,6.2474711356919013,13.13,13.290000000000001,14.852837601175882,null,-23357.739712185241,null,-3690.8699198532086,null,25014.480707155955,null,25014.480707155955,null,26453.056297739164,null,25014.480707155955,0.89737557796157807,null,"ItrTgsd235",null,"Transportation Equipment","HE Water Cooled Chiller - Rotary or Screw Compressor - 50 Tons"]
[1056,"IwaNgsd235",0.98603092133998871,8348.9641729365176,0,3988.22314453125,0,0,44974.312548686328,19151.6328125,231642.16635922913,0,0,null,68114.167950014249,231642.16635922913,235630.38948378913,null,33234.557496042507,7339.489407198952,0,4406.1622744788092,73337.551010124866,0,null,44980.2109375,73337.5546875,null,-23133.957568217578,-190650.17856626038,-158304.61167172913,null,0.70143544370614896,0.19417971971365952,0,0,0.66036497140421402,0.19089308060912138,0,0,0.31659846667885416,"FAIL",0,null,"IwaNgsd235",null,-158304.61167172913,158304.61167172913,0.19865936430824574,"FAIL",0,1,null,null,42.690629471109219,null,26453.056297739164,"YES",1,null,7.4389999999999992,5.9600000000000009,6.2474711356919013,13.13,13.290000000000001,14.852837601175882,null,-23357.739712185241,null,-3690.8699198532086,null,25014.480707155955,null,25014.480707155955,null,26453.056297739164,null,25014.480707155955,0.89737557796157807,null,"IwaNgsd235",null,"Water and Wastewater","HE Water Cooled Chiller - Rotary or Screw Compressor - 50 Tons"]
[1068,"ImeNgsd236",0.98603092133998871,8348.9641729365176,0,8862.7919921875,0,0,44974.312548686328,19151.6328125,44825.739785066478,0,0,null,72988.736551052221,44825.739785066478,53688.531510664427,null,33234.557496042507,7339.489407198952,0,4406.1622744788092,73337.551010124866,0,null,44980.2109375,73337.5546875,null,-28008.526415873828,-8708.3208397539784,28511.814902433522,null,0.70143544370614896,1.0034460368791278,0,0,0.61626235181640443,0.8377992366063659,0,0,1.6360589928720402,"PASS",1,null,"ImeNgsd236",null,28511.814902433522,0,0.61626235181640443,"FAIL",0,1,null,null,3.717502717497954,null,1005.2742273343572,"YES",1,null,7.4389999999999992,5.9600000000000009,6.2474711356919013,13.13,13.290000000000001,14.852837601175882,null,-28232.30855984148,null,-2497.9514462171319,null,0,null,0,null,1005.2742273343572,null,0,0,null,"ImeNgsd236",null,"Metal Products and Machinery","High Speed Fans"]
[1075,"IteTgsd236",0.98603092133998871,8348.9641729365176,0,8862.7919921875,0,0,44974.312548686328,19151.6328125,44825.739785066478,0,0,null,72988.736551052221,44825.739785066478,53688.531510664427,null,33234.557496042507,7339.489407198952,0,4406.1622744788092,73337.551010124866,0,null,44980.2109375,73337.5546875,null,-28008.526415873828,-8708.3208397539784,28511.814902433522,null,0.70143544370614896,1.0034460368791278,0,0,0.61626235181640443,0.8377992366063659,0,0,1.6360589928720402,"PASS",1,null,"IteTgsd236",null,28511.814902433522,0,0.61626235181640443,"FAIL",0,1,null,null,3.717502717497954,null,1005.2742273343572,"YES",1,null,7.4389999999999992,5.9600000000000009,6.2474711356919013,13.13,13.290000000000001,14.852837601175882,null,-28232.30855984148,null,-2497.9514462171319,null,0,null,0,null,1005.2742273343572,null,0,0,null,"IteTgsd236",null,"Textiles and Leather","High Speed Fans"]
[1087,"IelTgsd237",0.98603092133998871,8348.9641729365176,0,7954.20849609375,0,0,44974.312548686328,19151.6328125,34347.06656641938,0,0,null,72080.153097342903,34347.06656641938,42301.274838308011,null,33234.557496042507,7339.489407198952,0,4406.1622744788092,73337.551010124866,0,null,44980.2109375,73337.5546875,null,-27099.942919780078,2678.9358749868697,38990.48812108062,null,0.70143544370614896,1.3095794032517609,0,1,0.62403045124683798,1.0633299084017662,0,1,2.1351912119098126,"PASS",1,null,"IelTgsd237",null,38990.48812108062,0,0.62403045124683798,"FAIL",0,1,null,null,3.1738550347714742,null,650.2955816494275,"YES",1,null,7.4389999999999992,5.9600000000000009,6.2474711356919013,13.13,13.290000000000001,14.852837601175882,null,-27323.725063747737,null,-2417.5613692503221,null,0,null,0,null,650.2955816494275,null,0,0,null,"IelTgsd237",null,"Electrical and Electronic Equip.","Packaged Terminal AC"]
[1099,"IteTgsd237",0.98603092133998871,8348.9641729365176,0,7954.20849609375,0,0,44974.312548686328,19151.6328125,34347.06656641938,0,0,null,72080.153097342903,34347.06656641938,42301.274838308011,null,33234.557496042507,7339.489407198952,0,4406.1622744788092,73337.551010124866,0,null,44980.2109375,73337.5546875,null,-27099.942919780078,2678.9358749868697,38990.48812108062,null,0.70143544370614896,1.3095794032517609,0,1,0.62403045124683798,1.0633299084017662,0,1,2.1351912119098126,"PASS",1,null,"IteTgsd237",null,38990.48812108062,0,0.62403045124683798,"FAIL",0,1,null,null,3.1738550347714742,null,650.2955816494275,"YES",1,null,7.4389999999999992,5.9600000000000009,6.2474711356919013,13.13,13.290000000000001,14.852837601175882,null,-27323.725063747737,null,-2417.5613692503221,null,0,null,0,null,650.2955816494275,null,0,0,null,"IteTgsd237",null,"Textiles and Leather","Packaged Terminal AC"]
[1106,"IagNgsd238",0.85000000000000009,-322.73367006795718,0,112.52946472167969,0,0,-1738.5060765586888,19151.6328125,20132.971891833644,0,0,null,17525.655664013939,20132.971891833644,20245.501355638367,null,3005.3871363082603,6326.9476251729247,0,-752.66878075485079,17057.046642359845,0,null,8579.666015625,17057.046875,null,-8945.9901850379902,-11665.835340930324,-3075.9250168336439,null,0.49271254644441687,0.42615000218150073,0,0,0.48954891716410787,0.4237813558935144,0,0,0.84721952460077177,"FAIL",0,null,"IagNgsd238",null,-3075.9250168336439,3075.9250168336439,0.4164566750992108,"FAIL",0,1,null,null,17.62808285172331,null,2472.7605080000012,"YES",1,null,7.4389999999999992,5.9600000000000009,6.2474711356919013,13.13,13.290000000000001,14.852837601175882,null,-8988.6750905883619,null,-1547.2042759676954,null,529.45337223102467,null,529.45337223102467,null,2472.7605080000012,null,529.45337223102467,0.19033719873421795,null,"IagNgsd238",null,"Agriculture and Assembly","Thermal energy storage"]
[1109,"IcoEgsd238",0.85000000000000009,-322.73367006795718,0,112.52946472167969,0,0,-1738.5060765586888,19151.6328125,20132.971891833644,0,0,null,17525.655664013939,20132.971891833644,20245.501355638367,null,3005.3871363082603,6326.9476251729247,0,-752.66878075485079,17057.046642359845,0,null,8579.666015625,17057.046875,null,-8945.9901850379902,-11665.835340930324,-3075.9250168336439,null,0.49271254644441687,0.42615000218150073,0,0,0.48954891716410787,0.4237813558935144,0,0,0.84721952460077177,"FAIL",0,null,"IcoEgsd238",null,-3075.9250168336439,3075.9250168336439,0.4164566750992108,"FAIL",0,1,null,null,17.628082851723114,null,2472.7605079999976,"YES",1,null,7.4389999999999992,5.9600000000000009,6.2474711356919013,13.13,13.290000000000001,14.852837601175882,null,-8988.6750905883619,null,-1547.2042759676954,null,529.45337223102467,null,529.45337223102467,null,2472.7605079999976,null,529.45337223102467,0.19033719873421795,null,"IcoEgsd238",null,"Construction","Thermal energy storage"]
[1126,"ItrNgsd238",0.85000000000000009,-322.73367006795718,0,112.52946472167969,0,0,-1738.5060765586888,19151.6328125,20132.971891833644,0,0,null,17525.655664013939,20132.971891833644,20245.501355638367,null,3005.3871363082603,6326.9476251729247,0,-752.66878075485079,17057.046642359845,0,null,8579.666015625,17057.046875,null,-8945.9901850379902,-11665.835340930324,-3075.9250168336439,null,0.49271254644441687,0.42615000218150073,0,0,0.48954891716410787,0.4237813558935144,0,0,0.84721952460077177,"FAIL",0,null,"ItrNgsd238",null,-3075.9250168336439,3075.9250168336439,0.4164566750992108,"FAIL",0,1,null,null,17.628082851722922,null,2472.7605079999939,"YES",1,null,7.4389999999999992,5.9600000000000009,6.2474711356919013,13.13,13.290000000000001,14.852837601175882,null,-8988.6750905883619,null,-1547.2042759676954,null,529.45337223102467,null,529.45337223102467,null,2472.7605079999939,null,529.45337223102467,0.19033719873421795,null,"ItrNgsd238",null,"Transportation Equipment","Thermal energy storage"]
[1129,"IagEgsd239",0.98603092133998871,8348.9641729365176,0,5627.4013671875,0,0,44974.312548686328,19151.6328125,42663.405282464795,0,0,null,69753.346430408725,42663.405282464795,48290.80688741929,null,33234.557496042507,7339.489407198952,0,4406.1622744788092,73337.551010124866,0,null,44980.2109375,73337.5546875,null,-24773.135790873828,-3310.5957121522952,30674.149405035205,null,0.70143544370614896,1.0543042834883001,0,1,0.64484663528270869,0.93144459697742221,0,0,1.7189803345970294,"PASS",1,null,"IagEgsd239",null,30674.149405035205,0,0.64484663528270869,"FAIL",0,1,null,null,4.6699652913786442,null,1627.1914823589816,"YES",1,null,7.4389999999999992,5.9600000000000009,6.2474711356919013,13.13,13.290000000000001,14.852837601175882,null,-24996.917934841491,null,-2576.6127621771611,null,0,null,0,null,1627.1914823589816,null,0,0,null,"IagEgsd239",null,"Agriculture and Assembly","VAV System"]
[1141,"ImiEgsd239",0.98603092133998871,8348.9641729365176,0,5627.4013671875,0,0,44974.312548686328,19151.6328125,42663.405282464795,0,0,null,69753.346430408725,42663.405282464795,48290.80688741929,null,33234.557496042507,7339.489407198952,0,4406.1622744788092,73337.551010124866,0,null,44980.2109375,73337.5546875,null,-24773.135790873828,-3310.5957121522952,30674.149405035205,null,0.70143544370614896,1.0543042834883001,0,1,0.64484663528270869,0.93144459697742221,0,0,1.7189803345970294,"PASS",1,null,"ImiEgsd239",null,30674.149405035205,0,0.64484663528270869,"FAIL",0,1,null,null,4.6699652913786887,null,1627.1914823590103,"YES",1,null,7.4389999999999992,5.9600000000000009,6.2474711356919013,13.13,13.290000000000001,14.852837601175882,null,-24996.917934841491,null,-2576.6127621771611,null,0,null,0,null,1627.1914823590103,null,0,0,null,"ImiEgsd239",null,"Miscellaneous Manufacturing","VAV System"]
[1148,"IteNgsd239",0.98603092133998871,8348.9641729365176,0,5627.4013671875,0,0,44974.312548686328,19151.6328125,42663.405282464795,0,0,null,69753.346430408725,42663.405282464795,48290.80688741929,null,33234.557496042507,7339.489407198952,0,4406.1622744788092,73337.551010124866,0,null,44980.2109375,73337.5546875,null,-24773.135790873828,-3310.5957121522952,30674.149405035205,null,0.70143544370614896,1.0543042834883001,0,1,0.64484663528270869,0.93144459697742221,0,0,1.7189803345970294,"PASS",1,null,"IteNgsd239",null,30674.149405035205,0,0.64484663528270869,"FAIL",0,1,null,null,4.6699652913786442,null,1627.1914823589816,"YES",1,null,7.4389999999999992,5.9600000000000009,6.2474711356919013,13.13,13.290000000000001,14.852837601175882,null,-24996.917934841491,null,-2576.6127621771611,null,0,null,0,null,1627.1914823589816,null,0,0,null,"IteNgsd239",null,"Textiles and Leather","VAV System"]
[1160,"IelNgsd240",0.98603092133998871,8348.9641729365176,0,5038.640625,0,0,44974.312548686328,19151.6328125,31560.49389913266,0,0,null,69164.585238517713,31560.49389913266,36599.13431219614,null,33234.557496042507,7339.489407198952,0,4406.1622744788092,73337.551010124866,0,null,44980.2109375,73337.5546875,null,-24184.375048686328,8381.0764133673365,41777.060788367336,null,0.70143544370614896,1.4252061796389104,0,1,0.65033586619724038,1.2289965738900475,0,1,2.3237137835005632,"PASS",1,null,"IelNgsd240",null,41777.060788367336,0,0.65033586619724038,"FAIL",0,1,null,null,4.603888868132362,null,1584.0464088473361,"YES",1,null,7.4389999999999992,5.9600000000000009,6.2474711356919013,13.13,13.290000000000001,14.852837601175882,null,-24408.157192653991,null,-3204.4717195520275,null,0,null,0,null,1584.0464088473361,null,0,0,null,"IelNgsd240",null,"Electrical and Electronic Equip.","Water source heat pump"]
[1167,"IprTgsd240",0.98603092133998871,8348.9641729365176,0,5038.640625,0,0,44974.312548686328,19151.6328125,31560.49389913266,0,0,null,69164.585238517713,31560.49389913266,36599.13431219614,null,33234.557496042507,7339.489407198952,0,4406.1622744788092,73337.551010124866,0,null,44980.2109375,73337.5546875,null,-24184.375048686328,8381.0764133673365,41777.060788367336,null,0.70143544370614896,1.4252061796389104,0,1,0.65033586619724038,1.2289965738900475,0,1,2.3237137835005632,"PASS",1,null,"IprTgsd240",null,41777.060788367336,0,0.65033586619724038,"FAIL",0,1,null,null,4.603888868132362,null,1584.0464088473361,"YES",1,null,7.4389999999999992,5.9600000000000009,6.2474711356919013,13.13,13.290000000000001,14.852837601175882,null,-24408.157192653991,null,-3204.4717195520275,null,0,null,0,null,1584.0464088473361,null,0,0,null,"IprTgsd240",null,"Primary Resources Industries","Water source heat pump"]
[1179,"IchEgsd241",0.98603092133998871,8348.9641729365176,0,15563.6337890625,0,0,44974.312548686328,19151.6328125,143866.98771077811,0,0,null,79689.578828353289,143866.98771077811,159430.6217136771,null,33234.557496042507,7339.489407198952,0,4406.1622744788092,73337.551010124866,0,null,44980.2109375,73337.5546875,null,-34709.368212748828,-114450.41056234061,-70529.433023278107,null,0.70143544370614896,0.31265137091718098,0,0,0.56444282197416462,0.28213031169514052,0,0,0.50975943720274164,"FAIL",0,null,"IchEgsd241",null,-70529.433023278107,70529.433023278107,0.29943087953168457,"FAIL",0,1,null,null,5.6939835096106357,null,2295.831507534208,"YES",1,null,7.4389999999999992,5.9600000000000009,6.2474711356919013,13.13,13.290000000000001,14.852837601175882,null,-34933.150356716484,null,-3090.8316714348925,null,6240.3362745891272,null,6240.3362745891272,null,2295.831507534208,null,2295.831507534208,0.61750306812072642,null,"IchEgsd241",null,"Chemicals and Plastics","DX Coil Cleaning"]
[1182,"IcoNgsd241",0.98603092133998871,8348.9641729365176,0,15563.6337890625,0,0,44974.312548686328,19151.6328125,143866.98771077811,0,0,null,79689.578828353289,143866.98771077811,159430.6217136771,null,33234.557496042507,7339.489407198952,0,4406.1622744788092,73337.551010124866,0,null,44980.2109375,73337.5546875,null,-34709.368212748828,-114450.41056234061,-70529.433023278107,null,0.70143544370614896,0.31265137091718098,0,0,0.56444282197416462,0.28213031169514052,0,0,0.50975943720274164,"FAIL",0,null,"IcoNgsd241",null,-70529.433023278107,70529.433023278107,0.29943087953168457,"FAIL",0,1,null,null,5.6939835096106357,null,2295.831507534208,"YES",1,null,7.4389999999999992,5.9600000000000009,6.2474711356919013,13.13,13.290000000000001,14.852837601175882,null,-34933.150356716484,null,-3090.8316714348925,null,6240.3362745891272,null,6240.3362745891272,null,2295.831507534208,null,2295.831507534208,0.61750306812072642,null,"IcoNgsd241",null,"Construction","DX Coil Cleaning"]
[1198,"ItrNgsd241",0.98603092133998871,8348.9641729365176,0,15563.6337890625,0,0,44974.312548686328,19151.6328125,143866.98771077811,0,0,null,79689.578828353289,143866.98771077811,159430.6217136771,null,33234.557496042507,7339.489407198952,0,4406.1622744788092,73337.551010124866,0,null,44980.2109375,73337.5546875,null,-34709.368212748828,-114450.41056234061,-70529.433023278107,null,0.70143544370614896,0.31265137091718098,0,0,0.56444282197416462,0.28213031169514052,0,0,0.50975943720274164,"FAIL",0,null,"ItrNgsd241",null,-70529.433023278107,70529.433023278107,0.29943087953168457,"FAIL",0,1,null,null,5.6939835096106357,null,2295.831507534208,"YES",1,null,7.4389999999999992,5.9600000000000009,6.2474711356919013,13.13,13.290000000000001,14.852837601175882,null,-34933.150356716484,null,-3090.8316714348925,null,6240.3362745891272,null,6240.3362745891272,null,2295.831507534208,null,2295.831507534208,0.61750306812072642,null,"ItrNgsd241",null,"Transportation Equipment","DX Coil Cleaning"]
[1201,"IagEgsd242",0.98603092133998871,8348.9641729365176,0,5627.4013671875,0,0,44974.312548686328,19151.6328125,205794.50144832284,0,0,null,69753.346430408725,205794.50144832284,211421.90305327732,null,33234.557496042507,7339.489407198952,0,4406.1622744788092,73337.551010124866,0,null,44980.2109375,73337.5546875,null,-24773.135790873828,-166441.69187801034,-132456.94676082284,null,0.70143544370614896,0.21856857506367827,0,0,0.64484663528270869,0.21275095124250371,0,0,0.35636304260498342,"FAIL",0,null,"IagEgsd242",null,-132456.94676082284,132456.94676082284,0.22244273603165071,"FAIL",0,1,null,null,22.526406723500934,null,13286.682725911556,"YES",1,null,7.4389999999999992,5.9600000000000009,6.2474711356919013,13.13,13.290000000000001,14.852837601175882,null,-24996.917934841491,null,-2576.6127621771611,null,13653.293592137446,null,13653.293592137446,null,13286.682725911556,null,13286.682725911556,0.90331652760557257,null,"IagEgsd242",null,"Agriculture and Assembly","Facility Commissioning"]
[1213,"ImiEgsd242",0.98603092133998871,8348.9641729365176,0,5627.4013671875,0,0,44974.312548686328,19151.6328125,208633.0215133951,0,0,null,69753.346430408725,208633.0215133951,214260.42311834969,null,33234.557496042507,7339.489407198952,0,4406.1622744788092,73337.551010124866,0,null,44980.2109375,73337.5546875,null,-24773.135790873828,-169280.2119430826,-135295.4668258951,null,0.70143544370614896,0.21559487856342091,0,0,0.64484663528270869,0.20993242864348113,0,0,0.35151460758953457,"FAIL",0,null,"ImiEgsd242",null,-135295.4668258951,135295.4668258951,0.21936342940894601,"FAIL",0,1,null,null,22.837112910849591,null,13489.560554872054,"YES",1,null,7.4389999999999992,5.9600000000000009,6.2474711356919013,13.13,13.290000000000001,14.852837601175882,null,-24996.917934841491,null,-2576.6127621771611,null,13945.880344009243,null,13945.880344009243,null,13489.560554872054,null,13489.560554872054,0.90463193700975475,null,"ImiEgsd242",null,"Miscellaneous Manufacturing","Facility Commissioning"]
[1220,"IteNgsd242",0.98603092133998871,8348.9641729365176,0,5627.4013671875,0,0,44974.312548686328,19151.6328125,156745.05453356603,0,0,null,69753.346430408725,156745.05453356603,162372.45613852044,null,33234.557496042507,7339.489407198952,0,4406.1622744788092,73337.551010124866,0,null,44980.2109375,73337.5546875,null,-24773.135790873828,-117392.24496325353,-83407.499846066028,null,0.70143544370614896,0.28696414742621273,0,0,0.64484663528270869,0.27701872640882597,0,0,0.46787794936008775,"FAIL",0,null,"IteNgsd242",null,-83407.499846066028,83407.499846066028,0.29367956591724986,"FAIL",0,1,null,null,17.157419849071101,null,9780.9643168364055,"YES",1,null,7.4389999999999992,5.9600000000000009,6.2474711356919013,13.13,13.290000000000001,14.852837601175882,null,-24996.917934841491,null,-2576.6127621771611,null,8597.413054075625,null,8597.413054075625,null,9780.9643168364055,null,8597.413054075625,0.76741648971127641,null,"IteNgsd242",null,"Textiles and Leather","Facility Commissioning"]
[1232,"IprEgsd243",0.98603092133998871,8348.9641729365176,0,9866.7470703125,0,0,44974.312548686328,19151.6328125,83239.618553047098,0,0,null,73992.692001200063,83239.618553047098,93106.365728792967,null,33234.557496042507,7339.489407198952,0,4406.1622744788092,73337.551010124866,0,null,44980.2109375,73337.5546875,null,-29012.481493998828,-48126.154685859598,-9902.0638655470975,null,0.70143544370614896,0.54037021936657392,0,0,0.60790071910333454,0.4831056462826302,0,0,0.88104145552713353,"FAIL",0,null,"IprEgsd243",null,-9902.0638655470975,9902.0638655470975,0.53615044518680877,"FAIL",0,1,null,null,5.1966341967448733,null,1971.0837138381132,"YES",1,null,7.4389999999999992,5.9600000000000009,6.2474711356919013,13.13,13.290000000000001,14.852837601175882,null,-29236.26363796648,null,-2586.7798547769121,null,876.11945374745017,null,876.11945374745017,null,1971.0837138381132,null,876.11945374745017,0.2582001497880641,null,"IprEgsd243",null,"Primary Resources Industries","Retro-Commissioning (Existing Construction)"]
[1239,"IchEgsd301",0.98533076643943773,8329.1060426051008,0,7935.28857421875,0,0,44867.340505010172,17330.630859375,84943.445277835781,0,0,null,70133.259671390799,84943.445277835781,92878.734068932055,null,33145.602319293925,7319.7601768823924,0,4394.6034241054613,71387.667128308603,0,null,44859.96484375,71387.6640625,null,-25273.295094853922,-48018.769008304531,-13555.781215335781,null,0.72124482293705494,0.52811567387007397,0,0,0.639638951376584,0.48299500847208926,0,0,0.84041404053017754,"FAIL",0,null,"IchEgsd301",null,-13555.781215335781,13555.781215335781,0.53603153083369026,"FAIL",0,1,null,null,8.0702133338334576,null,3738.9562884274674,"YES",1,null,7.4389999999999992,5.9600000000000009,6.2474711356919013,13.13,13.290000000000001,14.852837601175882,null,-25496.478999549188,null,-2255.8894344531859,null,1199.3947721164029,null,1199.3947721164029,null,3738.9562884274674,null,1199.3947721164029,0.23401849272125991,null,"IchEgsd301",null,"Chemicals and Plastics","Bi-Level Lighting Control (Exterior)"]
[1251,"IprEgsd301",0.98533076643943773,8329.1060426051008,0,7935.28857421875,0,0,44867.340505010172,17330.630859375,84943.445277835781,0,0,null,70133.259671390799,84943.445277835781,92878.734068932055,null,33145.602319293925,7319.7601768823924,0,4394.6034241054613,71387.667128308603,0,null,44859.96484375,71387.6640625,null,-25273.295094853922,-48018.769008304531,-13555.781215335781,null,0.72124482293705494,0.52811567387007397,0,0,0.639638951376584,0.48299500847208926,0,0,0.84041404053017754,"FAIL",0,null,"IprEgsd301",null,-13555.781215335781,13555.781215335781,0.53603153083369026,"FAIL",0,1,null,null,8.0702133338334576,null,3738.9562884274674,"YES",1,null,7.4389999999999992,5.9600000000000009,6.2474711356919013,13.13,13.290000000000001,14.852837601175882,null,-25496.478999549188,null,-2255.8894344531859,null,1199.3947721164029,null,1199.3947721164029,null,3738.9562884274674,null,1199.3947721164029,0.23401849272125991,null,"IprEgsd301",null,"Primary Resources Industries","Bi-Level Lighting Control (Exterior)"]
[1254,"IstNgsd301",0.98533076643943773,8329.1060426051008,0,7935.28857421875,0,0,44867.340505010172,17330.630859375,84943.445277835781,0,0,null,70133.259671390799,84943.445277835781,92878.734068932055,null,33145.602319293925,7319.7601768823924,0,4394.6034241054613,71387.667128308603,0,null,44859.96484375,71387.6640625,null,-25273.295094853922,-48018.769008304531,-13555.781215335781,null,0.72124482293705494,0.52811567387007397,0,0,0.639638951376584,0.48299500847208926,0,0,0.84041404053017754,"FAIL",0,null,"IstNgsd301",null,-13555.781215335781,13555.781215335781,0.53603153083369026,"FAIL",0,1,null,null,8.0702133338334576,null,3738.9562884274674,"YES",1,null,7.4389999999999992,5.9600000000000009,6.2474711356919013,13.13,13.290000000000001,14.852837601175882,null,-25496.478999549188,null,-2255.8894344531859,null,1199.3947721164029,null,1199.3947721164029,null,3738.9562884274674,null,1199.3947721164029,0.23401849272125991,null,"IstNgsd301",null,"Stone/Clay/Glass/Concrete","Bi-Level Lighting Control (Exterior)"]
[1270,"IluNgsd302",0.98533076643943773,8329.1060426051008,0,6698.87744140625,0,0,44867.340505010172,17330.630859375,14587.653900558365,0,0,null,68896.848157414861,14587.653900558365,21286.531177678742,null,33145.602319293925,7319.7601768823924,0,4394.6034241054613,71387.667128308603,0,null,44859.96484375,71387.6640625,null,-24036.883962041422,23573.433501785385,56800.010161941638,null,0.72124482293705494,3.0752007930509588,0,1,0.65111780322787571,2.1074342326178965,0,1,4.8937042617776614,"PASS",1,null,"IluNgsd302",null,56800.010161941638,0,0.65111780322787571,"FAIL",0,1,null,null,1.6417284302987776,null,-343.63201282816107,"NO",0,null,7.4389999999999992,5.9600000000000009,6.2474711356919013,13.13,13.290000000000001,14.852837601175882,null,-24260.067866736692,null,-2500.6603069889302,null,0,null,0,null,-343.63201282816107,null,-343.63201282816107,-0.32958340676724374,null,"IluNgsd302",null,"Lumber/Furniture/Pulp/Paper","Outdoor Lighting Controls"]
[1273,"ImiEgsd302",0.98533076643943773,8329.1060426051008,0,6698.87744140625,0,0,44867.340505010172,17330.630859375,14587.653900558365,0,0,null,68896.848157414861,14587.653900558365,21286.531177678742,null,33145.602319293925,7319.7601768823924,0,4394.6034241054613,71387.667128308603,0,null,44859.96484375,71387.6640625,null,-24036.883962041422,23573.433501785385,56800.010161941638,null,0.72124482293705494,3.0752007930509588,0,1,0.65111780322787571,2.1074342326178965,0,1,4.8937042617776614,"PASS",1,null,"ImiEgsd302",null,56800.010161941638,0,0.65111780322787571,"FAIL",0,1,null,null,1.6417284302987776,null,-343.63201282816107,"NO",0,null,7.4389999999999992,5.9600000000000009,6.2474711356919013,13.13,13.290000000000001,14.852837601175882,null,-24260.067866736692,null,-2500.6603069889302,null,0,null,0,null,-343.63201282816107,null,-343.63201282816107,-0.32958340676724374,null,"ImiEgsd302",null,"Miscellaneous Manufacturing","Outdoor Lighting Controls"]
[1285,"IagEgsd303",0.98533076643943773,8329.1060426051008,0,6698.87744140625,0,0,44867.340505010172,17330.630859375,19450.863888097236,0,0,null,68896.848157414861,19450.863888097236,26149.741165217609,null,33145.602319293925,7319.7601768823924,0,4394.6034241054613,71387.667128308603,0,null,44859.96484375,71387.6640625,null,-24036.883962041422,18710.223514246514,51936.800174402764,null,0.72124482293705494,2.3063224904474096,0,1,0.65111780322787571,1.7155031967041554,0,1,3.670153905410082,"PASS",1,null,"IagEgsd303",null,51936.800174402764,0,0.65111780322787571,"FAIL",0,1,null,null,2.1890453668023255,null,3.9568445120560227,"YES",1,null,7.4389999999999992,5.9600000000000009,6.2474711356919013,13.13,13.290000000000001,14.852837601175882,null,-24260.067866736692,null,-2500.6603069889302,null,0,null,0,null,3.9568445120560227,null,0,0,null,"IagEgsd303",null,"Agriculture and Assembly","Outdoor motion sensor"]
[1293,"IluEgsd303",0.98533076643943773,8329.1060426051008,0,6698.87744140625,0,0,44867.340505010172,17330.630859375,19450.863888097236,0,0,null,68896.848157414861,19450.863888097236,26149.741165217609,null,33145.602319293925,7319.7601768823924,0,4394.6034241054613,71387.667128308603,0,null,44859.96484375,71387.6640625,null,-24036.883962041422,18710.223514246514,51936.800174402764,null,0.72124482293705494,2.3063224904474096,0,1,0.65111780322787571,1.7155031967041554,0,1,3.670153905410082,"PASS",1,null,"IluEgsd303",null,51936.800174402764,0,0.65111780322787571,"FAIL",0,1,null,null,2.1890453668023255,null,3.9568445120560227,"YES",1,null,7.4389999999999992,5.9600000000000009,6.2474711356919013,13.13,13.290000000000001,14.852837601175882,null,-24260.067866736692,null,-2500.6603069889302,null,0,null,0,null,3.9568445120560227,null,0,0,null,"IluEgsd303",null,"Lumber/Furniture/Pulp/Paper","Outdoor motion sensor"]
[1305,"ItrEgsd303",0.98533076643943773,8329.1060426051008,0,6698.87744140625,0,0,44867.340505010172,17330.630859375,19450.863888097236,0,0,null,68896.848157414861,19450.863888097236,26149.741165217609,null,33145.602319293925,7319.7601768823924,0,4394.6034241054613,71387.667128308603,0,null,44859.96484375,71387.6640625,null,-24036.883962041422,18710.223514246514,51936.800174402764,null,0.72124482293705494,2.3063224904474096,0,1,0.65111780322787571,1.7155031967041554,0,1,3.670153905410082,"PASS",1,null,"ItrEgsd303",null,51936.800174402764,0,0.65111780322787571,"FAIL",0,1,null,null,2.1890453668023255,null,3.9568445120560227,"YES",1,null,7.4389999999999992,5.9600000000000009,6.2474711356919013,13.13,13.290000000000001,14.852837601175882,null,-24260.067866736692,null,-2500.6603069889302,null,0,null,0,null,3.9568445120560227,null,0,0,null,"ItrEgsd303",null,"Transportation Equipment","Outdoor motion sensor"]
[1312,"IchNgsd304",0.98533076643943773,8329.1060426051008,0,5552.87646484375,0,0,44867.340505010172,17330.630859375,44625.607042668526,0,0,null,67750.847374335775,44625.607042668526,50178.483536709784,null,33145.602319293925,7319.7601768823924,0,4394.6034241054613,71387.667128308603,0,null,44859.96484375,71387.6640625,null,-22890.882985478922,-5318.5186637622755,26762.057019831474,null,0.72124482293705494,1.0052516439912491,0,1,0.66213141652223895,0.89400798326306463,0,0,1.5997018033669117,"PASS",1,null,"IchNgsd304",null,26762.057019831474,0,0.66213141652223895,"FAIL",0,1,null,null,6.0587639561075557,null,2461.5293641522958,"YES",1,null,7.4389999999999992,5.9600000000000009,6.2474711356919013,13.13,13.290000000000001,14.852837601175882,null,-23114.066890174185,null,-2801.3157955883239,null,0,null,0,null,2461.5293641522958,null,0,0,null,"IchNgsd304",null,"Chemicals and Plastics","LED Canopy Lighting (Exterior)"]
[1324,"IprNgsd304",0.98533076643943773,8329.1060426051008,0,5552.87646484375,0,0,44867.340505010172,17330.630859375,44625.607042668526,0,0,null,67750.847374335775,44625.607042668526,50178.483536709784,null,33145.602319293925,7319.7601768823924,0,4394.6034241054613,71387.667128308603,0,null,44859.96484375,71387.6640625,null,-22890.882985478922,-5318.5186637622755,26762.057019831474,null,0.72124482293705494,1.0052516439912491,0,1,0.66213141652223895,0.89400798326306463,0,0,1.5997018033669117,"PASS",1,null,"IprNgsd304",null,26762.057019831474,0,0.66213141652223895,"FAIL",0,1,null,null,6.0587639561075557,null,2461.5293641522958,"YES",1,null,7.4389999999999992,5.9600000000000009,6.2474711356919013,13.13,13.290000000000001,14.852837601175882,null,-23114.066890174185,null,-2801.3157955883239,null,0,null,0,null,2461.5293641522958,null,0,0,null,"IprNgsd304",null,"Primary Resources Industries","LED Canopy Lighting (Exterior)"]
[1327,"IteTgsd304",0.98533076643943773,8329.1060426051008,0,5552.87646484375,0,0,44867.340505010172,17330.630859375,44625.607042668526,0,0,null,67750.847374335775,44625.607042668526,50178.483536709784,null,33145.602319293925,7319.7601768823924,0,4394.6034241054613,71387.667128308603,0,null,44859.96484375,71387.6640625,null,-22890.882985478922,-5318.5186637622755,26762.057019831474,null,0.72124482293705494,1.0052516439912491,0,1,0.66213141652223895,0.89400798326306463,0,0,1.5997018033669117,"PASS",1,null,"IteTgsd304",null,26762.057019831474,0,0.66213141652223895,"FAIL",0,1,null,null,6.0587639561075557,null,2461.5293641522958,"YES",1,null,7.4389999999999992,5.9600000000000009,6.2474711356919013,13.13,13.290000000000001,14.852837601175882,null,-23114.066890174185,null,-2801.3157955883239,null,0,null,0,null,2461.5293641522958,null,0,0,null,"IteTgsd304",null,"Textiles and Leather","LED Canopy Lighting (Exterior)"]
[1343,"ImeTgsd305",0.98533076643943773,8329.1060426051008,0,6222.8125,0,0,44867.340505010172,17330.630859375,62465.594083199285,0,0,null,68420.783148190065,62465.594083199285,68688.406351094891,null,33145.602319293925,7319.7601768823924,0,4394.6034241054613,71387.667128308603,0,null,44859.96484375,71387.6640625,null,-23560.819020635172,-23828.441739449278,8922.0699793007152,null,0.72124482293705494,0.71815477787660253,0,0,0.65564821549933749,0.65309368895336184,0,0,1.1428317477845038,"PASS",1,null,"ImeTgsd305",null,8922.0699793007152,0,0.65564821549933749,"FAIL",0,1,null,null,7.5678425538023459,null,3419.9117390158381,"YES",1,null,7.4389999999999992,5.9600000000000009,6.2474711356919013,13.13,13.290000000000001,14.852837601175882,null,-23784.002925330442,null,-2609.7653559609248,null,0,null,0,null,3419.9117390158381,null,0,0,null,"ImeTgsd305",null,"Metal Products and Machinery","LED Display Lighting (Exterior)"]
[1346,"ImiNgsd305",0.98533076643943773,8329.1060426051008,0,6222.8125,0,0,44867.340505010172,17330.630859375,62465.594083199285,0,0,null,68420.783148190065,62465.594083199285,68688.406351094891,null,33145.602319293925,7319.7601768823924,0,4394.6034241054613,71387.667128308603,0,null,44859.96484375,71387.6640625,null,-23560.819020635172,-23828.441739449278,8922.0699793007152,null,0.72124482293705494,0.71815477787660253,0,0,0.65564821549933749,0.65309368895336184,0,0,1.1428317477845038,"PASS",1,null,"ImiNgsd305",null,8922.0699793007152,0,0.65564821549933749,"FAIL",0,1,null,null,7.5678425538023459,null,3419.9117390158381,"YES",1,null,7.4389999999999992,5.9600000000000009,6.2474711356919013,13.13,13.290000000000001,14.852837601175882,null,-23784.002925330442,null,-2609.7653559609248,null,0,null,0,null,3419.9117390158381,null,0,0,null,"ImiNgsd305",null,"Miscellaneous Manufacturing","LED Display Lighting (Exterior)"]
[1362,"IcoNgsd306",0.98533076643943773,8329.1060426051008,0,5026.65576171875,0,0,44867.340505010172,17330.630859375,25169.618184608014,0,0,null,67224.626636022411,25169.618184608014,30196.273940335908,null,33145.602319293925,7319.7601768823924,0,4394.6034241054613,71387.667128308603,0,null,44859.96484375,71387.6640625,null,-22364.662282353922,14663.690897423236,46218.045877891986,null,0.72124482293705494,1.7823061325254124,0,1,0.66731444652863647,1.4856125932453665,0,1,2.8362632892919972,"PASS",1,null,"IcoNgsd306",null,46218.045877891986,0,0.66731444652863647,"FAIL",0,1,null,null,3.7749863978529898,null,1011.1528474595962,"YES",1,null,7.4389999999999992,5.9600000000000009,6.2474711356919013,13.13,13.290000000000001,14.852837601175882,null,-22587.846187049185,null,-2965.488698744316,null,0,null,0,null,1011.1528474595962,null,0,0,null,"IcoNgsd306",null,"Construction","LED Exterior Wall Packs"]
[1365,"IluTgsd306",0.98533076643943773,8329.1060426051008,0,5026.65576171875,0,0,44867.340505010172,17330.630859375,25169.618184608014,0,0,null,67224.626636022411,25169.618184608014,30196.273940335908,null,33145.602319293925,7319.7601768823924,0,4394.6034241054613,71387.667128308603,0,null,44859.96484375,71387.6640625,null,-22364.662282353922,14663.690897423236,46218.045877891986,null,0.72124482293705494,1.7823061325254124,0,1,0.66731444652863647,1.4856125932453665,0,1,2.8362632892919972,"PASS",1,null,"IluTgsd306",null,46218.045877891986,0,0.66731444652863647,"FAIL",0,1,null,null,3.7749863978529898,null,1011.1528474595962,"YES",1,null,7.4389999999999992,5.9600000000000009,6.2474711356919013,13.13,13.290000000000001,14.852837601175882,null,-22587.846187049185,null,-2965.488698744316,null,0,null,0,null,1011.1528474595962,null,0,0,null,"IluTgsd306",null,"Lumber/Furniture/Pulp/Paper","LED Exterior Wall Packs"]
[1377,"ItrTgsd306",0.98533076643943773,8329.1060426051008,0,5026.65576171875,0,0,44867.340505010172,17330.630859375,25169.618184608014,0,0,null,67224.626636022411,25169.618184608014,30196.273940335908,null,33145.602319293925,7319.7601768823924,0,4394.6034241054613,71387.667128308603,0,null,44859.96484375,71387.6640625,null,-22364.662282353922,14663.690897423236,46218.045877891986,null,0.72124482293705494,1.7823061325254124,0,1,0.66731444652863647,1.4856125932453665,0,1,2.8362632892919972,"PASS",1,null,"ItrTgsd306",null,46218.045877891986,0,0.66731444652863647,"FAIL",0,1,null,null,3.7749863978529898,null,1011.1528474595962,"YES",1,null,7.4389999999999992,5.9600000000000009,6.2474711356919013,13.13,13.290000000000001,14.852837601175882,null,-22587.846187049185,null,-2965.488698744316,null,0,null,0,null,1011.1528474595962,null,0,0,null,"ItrTgsd306",null,"Transportation Equipment","LED Exterior Wall Packs"]
[1384,"IchNgsd307",0.98533076643943773,8329.1060426051008,0,5026.65576171875,0,0,44867.340505010172,17330.630859375,34979.348888760032,0,0,null,67224.626636022411,34979.348888760032,40006.004644487955,null,33145.602319293925,7319.7601768823924,0,4394.6034241054613,71387.667128308603,0,null,44859.96484375,71387.6640625,null,-22364.662282353922,4853.9601932712176,36408.315173739968,null,0.72124482293705494,1.2824699792558152,0,1,0.66731444652863647,1.1213307911069577,0,1,2.0408517119493643,"PASS",1,null,"IchNgsd307",null,36408.315173739968,0,0.66731444652863647,"FAIL",0,1,null,null,5.2462679755519028,null,1945.5311725395504,"YES",1,null,7.4389999999999992,5.9600000000000009,6.2474711356919013,13.13,13.290000000000001,14.852837601175882,null,-22587.846187049185,null,-2965.488698744316,null,0,null,0,null,1945.5311725395504,null,0,0,null,"IchNgsd307",null,"Chemicals and Plastics","LED Parking Lighting"]
[1396,"IprNgsd307",0.98533076643943773,8329.1060426051008,0,5026.65576171875,0,0,44867.340505010172,17330.630859375,34979.348888760032,0,0,null,67224.626636022411,34979.348888760032,40006.004644487955,null,33145.602319293925,7319.7601768823924,0,4394.6034241054613,71387.667128308603,0,null,44859.96484375,71387.6640625,null,-22364.662282353922,4853.9601932712176,36408.315173739968,null,0.72124482293705494,1.2824699792558152,0,1,0.66731444652863647,1.1213307911069577,0,1,2.0408517119493643,"PASS",1,null,"IprNgsd307",null,36408.315173739968,0,0.66731444652863647,"FAIL",0,1,null,null,5.2462679755519028,null,1945.5311725395504,"YES",1,null,7.4389999999999992,5.9600000000000009,6.2474711356919013,13.13,13.290000000000001,14.852837601175882,null,-22587.846187049185,null,-2965.488698744316,null,0,null,0,null,1945.5311725395504,null,0,0,null,"IprNgsd307",null,"Primary Resources Industries","LED Parking Lighting"]
[1399,"IteTgsd307",0.98533076643943773,8329.1060426051008,0,5026.65576171875,0,0,44867.340505010172,17330.630859375,34979.348888760032,0,0,null,67224.626636022411,34979.348888760032,40006.004644487955,null,33145.602319293925,7319.7601768823924,0,4394.6034241054613,71387.667128308603,0,null,44859.96484375,71387.6640625,null,-22364.662282353922,4853.9601932712176,36408.315173739968,null,0.72124482293705494,1.2824699792558152,0,1,0.66731444652863647,1.1213307911069577,0,1,2.0408517119493643,"PASS",1,null,"IteTgsd307",null,36408.315173739968,0,0.66731444652863647,"FAIL",0,1,null,null,5.2462679755519028,null,1945.5311725395504,"YES",1,null,7.4389999999999992,5.9600000000000009,6.2474711356919013,13.13,13.290000000000001,14.852837601175882,null,-22587.846187049185,null,-2965.488698744316,null,0,null,0,null,1945.5311725395504,null,0,0,null,"IteTgsd307",null,"Textiles and Leather","LED Parking Lighting"]
[1415,"ImeEgsd401",0.98533076643943773,8329.1060426051008,0,6698.87744140625,0,0,44867.340505010172,19151.6328125,55294.561334712947,0,0,null,70717.85005889849,55294.561334712947,61993.438611833299,null,33163.714967274122,7334.2778267456633,0,4394.6034241054613,73208.669029792261,0,null,44892.59765625,73208.671875,null,-25825.253102666422,-17100.841119869197,17914.110540287053,null,0.70123895042176798,0.81188088977689787,0,0,0.6348128113974072,0.72415078986622217,0,0,1.3239759952492993,"PASS",1,null,"ImeEgsd401",null,17914.110540287053,0,0.6348128113974072,"FAIL",0,1,null,null,6.0631095939871651,null,2532.5291778615638,"YES",1,null,7.4389999999999992,5.9600000000000009,6.2474711356919013,13.13,13.290000000000001,14.852837601175882,null,-26048.599359662687,null,-2685.0171577911497,null,0,null,0,null,2532.5291778615638,null,0,0,null,"ImeEgsd401",null,"Metal Products and Machinery","Auto Off Time Switch"]
[1418,"ImiNgsd401",0.98533076643943773,8329.1060426051008,0,6698.87744140625,0,0,44867.340505010172,19151.6328125,56158.539389292477,0,0,null,70717.85005889849,56158.539389292477,62857.416666412828,null,33163.714967274122,7334.2778267456633,0,4394.6034241054613,73208.669029792261,0,null,44892.59765625,73208.671875,null,-25825.253102666422,-17964.819174448727,17050.132485707523,null,0.70123895042176798,0.79939040695224151,0,0,0.6348128113974072,0.71419730430801054,0,0,1.3036071213945852,"PASS",1,null,"ImiNgsd401",null,17050.132485707523,0,0.6348128113974072,"FAIL",0,1,null,null,6.1578456813932148,null,2594.2803612147054,"YES",1,null,7.4389999999999992,5.9600000000000009,6.2474711356919013,13.13,13.290000000000001,14.852837601175882,null,-26048.599359662687,null,-2685.0171577911497,null,0,null,0,null,2594.2803612147054,null,0,0,null,"ImiNgsd401",null,"Miscellaneous Manufacturing","Auto Off Time Switch"]
[1434,"IcoNgsd402",0.98533076643943773,8329.1060426051008,0,6650.1953125,0,0,44867.340505010172,19151.6328125,119221.38083225986,0,0,null,70669.16825713405,119221.38083225986,125871.57630761575,null,33163.714967274122,7334.2778267456633,0,4394.6034241054613,73208.669029792261,0,null,44892.59765625,73208.671875,null,-25776.570973760172,-80978.978488509863,-46012.708957259863,null,0.70123895042176798,0.37654821092377927,0,0,0.6352501172227748,0.35665397249511532,0,0,0.61405656740381098,"FAIL",0,null,"IcoNgsd402",null,-46012.708957259863,46012.708957259863,0.38474353159661334,"FAIL",0,1,null,null,11.035866390662235,null,5773.8876203514865,"YES",1,null,7.4389999999999992,5.9600000000000009,6.2474711356919013,13.13,13.290000000000001,14.852837601175882,null,-25999.91723075644,null,-2300.432878538164,null,4071.134056945169,null,4071.134056945169,null,5773.8876203514865,null,4071.134056945169,0.56595138799081102,null,"IcoNgsd402",null,"Construction","Bi-Level Lighting Control (Interior)"]
[1437,"IluEgsd402",0.98533076643943773,8329.1060426051008,0,6650.1953125,0,0,44867.340505010172,19151.6328125,123976.61525326934,0,0,null,70669.16825713405,123976.61525326934,130626.81072862532,null,33163.714967274122,7334.2778267456633,0,4394.6034241054613,73208.669029792261,0,null,44892.59765625,73208.671875,null,-25776.570973760172,-85734.212909519338,-50767.943378269338,null,0.70123895042176798,0.36210536611714889,0,0,0.6352501172227748,0.34367062520941677,0,0,0.59050387627895373,"FAIL",0,null,"IluEgsd402",null,-50767.943378269338,50767.943378269338,0.36967774442123796,"FAIL",0,1,null,null,11.476040285894015,null,6060.8031945109124,"YES",1,null,7.4389999999999992,5.9600000000000009,6.2474711356919013,13.13,13.290000000000001,14.852837601175882,null,-25999.91723075644,null,-2300.432878538164,null,4491.869919685003,null,4491.869919685003,null,6060.8031945109124,null,4491.869919685003,0.60048929115034444,null,"IluEgsd402",null,"Lumber/Furniture/Pulp/Paper","Bi-Level Lighting Control (Interior)"]
[1450,"ItrNgsd402",0.98533076643943773,8329.1060426051008,0,6650.1953125,0,0,44867.340505010172,19151.6328125,123006.15908382667,0,0,null,70669.16825713405,123006.15908382667,129656.35455918258,null,33163.714967274122,7334.2778267456633,0,4394.6034241054613,73208.669029792261,0,null,44892.59765625,73208.671875,null,-25776.570973760172,-84763.756740076671,-49797.487208826671,null,0.70123895042176798,0.3649621936870367,0,0,0.6352501172227748,0.34624294247102372,0,0,0.59516265218158304,"FAIL",0,null,"ItrNgsd402",null,-49797.487208826671,49797.487208826671,0.37265579710545288,"FAIL",0,1,null,null,11.386208898091144,null,6002.2490083399507,"YES",1,null,7.4389999999999992,5.9600000000000009,6.2474711356919013,13.13,13.290000000000001,14.852837601175882,null,-25999.91723075644,null,-2300.432878538164,null,4406.0054432887,null,4406.0054432887,null,6002.2490083399507,null,4406.0054432887,0.59365761353217039,null,"ItrNgsd402",null,"Transportation Equipment","Bi-Level Lighting Control (Interior)"]
[1457,"IcoEgsd403",0.98533076643943773,8329.1060426051008,0,5614.0166015625,0,0,44867.340505010172,19151.6328125,8455.9504130591995,0,0,null,69632.98942705206,8455.9504130591995,14069.967058333177,null,33163.714967274122,7334.2778267456633,0,4394.6034241054613,73208.669029792261,0,null,44892.59765625,73208.671875,null,-24740.392262822672,30822.630641628301,64752.721461940804,null,0.70123895042176798,5.3089949045726161,0,1,0.64470300224683863,3.1906682943603926,0,1,8.6576515115247137,"PASS",1,null,"IcoEgsd403",null,64752.721461940804,0,0.64470300224683863,"FAIL",0,1,null,null,0.92720425971878195,null,-815.17327285766999,"NO",0,null,7.4389999999999992,5.9600000000000009,6.2474711356919013,13.13,13.290000000000001,14.852837601175882,null,-24963.73851981894,null,-2573.1927203779474,null,0,null,0,null,-815.17327285766999,null,-815.17327285766999,-1.348791044537776,null,"IcoEgsd403",null,"Construction","High Bay Occupancy Sensors, Ceiling Mounted"]
[1469,"IstEgsd403",0.98533076643943773,8329.1060426051008,0,5614.0166015625,0,0,44867.340505010172,19151.6328125,8455.9504130591995,0,0,null,69632.98942705206,8455.9504130591995,14069.967058333177,null,33163.714967274122,7334.2778267456633,0,4394.6034241054613,73208.669029792261,0,null,44892.59765625,73208.671875,null,-24740.392262822672,30822.630641628301,64752.721461940804,null,0.70123895042176798,5.3089949045726161,0,1,0.64470300224683863,3.1906682943603926,0,1,8.6576515115247137,"PASS",1,null,"IstEgsd403",null,64752.721461940804,0,0.64470300224683863,"FAIL",0,1,null,null,0.92720425971878195,null,-815.17327285766999,"NO",0,null,7.4389999999999992,5.9600000000000009,6.2474711356919013,13.13,13.290000000000001,14.852837601175882,null,-24963.73851981894,null,-2573.1927203779474,null,0,null,0,null,-815.17327285766999,null,-815.17327285766999,-1.348791044537776,null,"IstEgsd403",null,"Stone/Clay/Glass/Concrete","High Bay Occupancy Sensors, Ceiling Mounted"]
[1476,"IwaNgsd403",0.98983502686023694,8619.9972766249703,0,5810.083984375,0,0,46434.317318599897,19151.6328125,8751.270923555021,0,0,null,71396.033611620849,8751.270923555021,14561.354939808027,null,34241.037452372584,7367.80514412512,0,4567.6945045052225,75096.592901587093,0,null,46176.53515625,75096.59375,null,-25219.498959224904,31615.180248319979,66345.322826444986,null,0.70406138912293903,5.2765518928183006,0,1,0.64676610862677253,3.171170227511078,0,1,8.5812214484034719,"PASS",1,null,"IwaNgsd403",null,66345.322826444986,0,0.64676610862677253,"FAIL",0,1,null,null,0.93574150160561098,null,-831.40777775072513,"NO",0,null,7.4389999999999992,5.9600000000000009,6.2474711356919013,13.13,13.290000000000001,14.852837601175882,null,-25449.232964977393,null,-2623.2361371952584,null,0,null,0,null,-831.40777775072513,null,-831.40777775072513,-1.3292299068899029,null,"IwaNgsd403",null,"Water and Wastewater","High Bay Occupancy Sensors, Ceiling Mounted"]
[1488,"ImeNgsd404",0.98533076643943773,8329.1060426051008,0,6698.87744140625,0,0,44867.340505010172,19151.6328125,8571.4970979826667,0,0,null,70717.85005889849,8571.4970979826667,15270.37437510304,null,33163.714967274122,7334.2778267456633,0,4394.6034241054613,73208.669029792261,0,null,44892.59765625,73208.671875,null,-25825.253102666422,29622.223116861082,64637.174777017332,null,0.70123895042176798,5.2374278545594608,0,1,0.6348128113974072,2.9398491530415658,0,1,8.5409434359173879,"PASS",1,null,"ImeNgsd404",null,64637.174777017332,0,0.6348128113974072,"FAIL",0,1,null,null,0.93987413159071564,null,-806.91475593506141,"NO",0,null,7.4389999999999992,5.9600000000000009,6.2474711356919013,13.13,13.290000000000001,14.852837601175882,null,-26048.599359662687,null,-2685.0171577911497,null,0,null,0,null,-806.91475593506141,null,-806.91475593506141,-1.3171284201628795,null,"ImeNgsd404",null,"Metal Products and Machinery","Indoor daylight sensor"]
[1491,"IprEgsd404",0.98533076643943773,8329.1060426051008,0,6698.87744140625,0,0,44867.340505010172,19151.6328125,8571.4970979826667,0,0,null,70717.85005889849,8571.4970979826667,15270.37437510304,null,33163.714967274122,7334.2778267456633,0,4394.6034241054613,73208.669029792261,0,null,44892.59765625,73208.671875,null,-25825.253102666422,29622.223116861082,64637.174777017332,null,0.70123895042176798,5.2374278545594608,0,1,0.6348128113974072,2.9398491530415658,0,1,8.5409434359173879,"PASS",1,null,"IprEgsd404",null,64637.174777017332,0,0.6348128113974072,"FAIL",0,1,null,null,0.93987413159071564,null,-806.91475593506141,"NO",0,null,7.4389999999999992,5.9600000000000009,6.2474711356919013,13.13,13.290000000000001,14.852837601175882,null,-26048.599359662687,null,-2685.0171577911497,null,0,null,0,null,-806.91475593506141,null,-806.91475593506141,-1.3171284201628795,null,"IprEgsd404",null,"Primary Resources Industries","Indoor daylight sensor"]
[1507,"IelEgsd405",0.98533076643943773,8329.1060426051008,0,4212.60595703125,0,0,44867.340505010172,19151.6328125,3633331.4996965723,0,0,null,68231.578553658968,3633331.4996965723,3637544.1054684538,null,33163.714967274122,7334.2778267456633,0,4394.6034241054613,73208.669029792261,0,null,44892.59765625,73208.671875,null,-23338.981618291422,-3592651.5079973536,-3560122.8278215723,null,0.70123895042176798,1.2355767058414319E-2,0,0,0.65794457835450293,1.2341457959637188E-2,0,0,2.0149185914115963E-2,"FAIL",0,null,"IelEgsd405",null,-3560122.8278215723,3560122.8278215723,1.2372715732634001E-2,"FAIL",0,1,null,null,530.93444823183245,null,344655.86524213565,"YES",1,null,7.4389999999999992,5.9600000000000009,6.2474711356919013,13.13,13.290000000000001,14.852837601175882,null,-23562.327875287679,null,-3093.4253957482752,null,467397.5519675581,null,467397.5519675581,null,344655.86524213565,null,344655.86524213565,0.99589815829630679,null,"IelEgsd405",null,"Electrical and Electronic Equip.","Networked Lighting Controls"]
[1510,"IluNgsd405",0.98533076643943773,8329.1060426051008,0,4212.60595703125,0,0,44867.340505010172,19151.6328125,7454973.7069262527,0,0,null,68231.578553658968,7454973.7069262527,7459186.3126981342,null,33163.714967274122,7334.2778267456633,0,4394.6034241054613,73208.669029792261,0,null,44892.59765625,73208.671875,null,-23338.981618291422,-7414293.7152270339,-7381765.0350512527,null,0.70123895042176798,6.0218317892310295E-3,0,0,0.65794457835450293,6.0184309351159178E-3,0,0,9.8201113448573834E-3,"FAIL",0,null,"IluNgsd405",null,-7381765.0350512527,7381765.0350512527,6.0258547728632306E-3,"FAIL",0,1,null,null,1089.3864866051897,null,708667.88177942194,"YES",1,null,7.4389999999999992,5.9600000000000009,6.2474711356919013,13.13,13.290000000000001,14.852837601175882,null,-23562.327875287679,null,-3093.4253957482752,null,969129.17712275928,null,969129.17712275928,null,708667.88177942194,null,708667.88177942194,0.9980008848205274,null,"IluNgsd405",null,"Lumber/Furniture/Pulp/Paper","Networked Lighting Controls"]
[1522,"ItrNgsd405",0.98533076643943773,8329.1060426051008,0,4212.60595703125,0,0,44867.340505010172,19151.6328125,8532317.6990754139,0,0,null,68231.578553658968,8532317.6990754139,8536530.3048472982,null,33163.714967274122,7334.2778267456633,0,4394.6034241054613,73208.669029792261,0,null,44892.59765625,73208.671875,null,-23338.981618291422,-8491637.7073761951,-8459109.0272004139,null,0.70123895042176798,5.2614775069984429E-3,0,0,0.65794457835450293,5.2588810737056683E-3,0,0,8.5801624431932604E-3,"FAIL",0,null,"ItrNgsd405",null,-8459109.0272004139,8459109.0272004139,5.2645484363744409E-3,"FAIL",0,1,null,null,1246.8175257214102,null,811285.09163181542,"YES",1,null,7.4389999999999992,5.9600000000000009,6.2474711356919013,13.13,13.290000000000001,14.852837601175882,null,-23562.327875287679,null,-3093.4253957482752,null,1110570.3489335626,null,1110570.3489335626,null,811285.09163181542,null,811285.09163181542,0.99825330570291371,null,"ItrNgsd405",null,"Transportation Equipment","Networked Lighting Controls"]
[1529,"IcoEgsd406",0.98533076643943773,8329.1060426051008,0,6698.87744140625,0,0,44867.340505010172,19151.6328125,25294.320210834489,0,0,null,70717.85005889849,25294.320210834489,31993.197487954872,null,33163.714967274122,7334.2778267456633,0,4394.6034241054613,73208.669029792261,0,null,44892.59765625,73208.671875,null,-25825.253102666422,12899.400004009261,47914.351664165515,null,0.70123895042176798,1.7748094150014297,0,1,0.6348128113974072,1.4031919579975405,0,1,2.8942731516319631,"PASS",1,null,"IcoEgsd406",null,47914.351664165515,0,0.6348128113974072,"FAIL",0,1,null,null,2.7735501334196604,null,388.31787504610475,"YES",1,null,7.4389999999999992,5.9600000000000009,6.2474711356919013,13.13,13.290000000000001,14.852837601175882,null,-26048.599359662687,null,-2685.0171577911497,null,0,null,0,null,388.31787504610475,null,0,0,null,"IcoEgsd406",null,"Construction","Occupancy Sensors, Ceiling Mounted"]
[1541,"IstEgsd406",0.98533076643943773,8329.1060426051008,0,6698.87744140625,0,0,44867.340505010172,19151.6328125,25294.320210834489,0,0,null,70717.85005889849,25294.320210834489,31993.197487954872,null,33163.714967274122,7334.2778267456633,0,4394.6034241054613,73208.669029792261,0,null,44892.59765625,73208.671875,null,-25825.253102666422,12899.400004009261,47914.351664165515,null,0.70123895042176798,1.7748094150014297,0,1,0.6348128113974072,1.4031919579975405,0,1,2.8942731516319631,"PASS",1,null,"IstEgsd406",null,47914.351664165515,0,0.6348128113974072,"FAIL",0,1,null,null,2.7735501334196604,null,388.31787504610475,"YES",1,null,7.4389999999999992,5.9600000000000009,6.2474711356919013,13.13,13.290000000000001,14.852837601175882,null,-26048.599359662687,null,-2685.0171577911497,null,0,null,0,null,388.31787504610475,null,0,0,null,"IstEgsd406",null,"Stone/Clay/Glass/Concrete","Occupancy Sensors, Ceiling Mounted"]
[1548,"IwaNgsd406",0.98983502686023694,8619.9972766249703,0,6932.8330078125,0,0,46434.317318599897,19151.6328125,26177.715594316353,0,0,null,72518.782714253539,26177.715594316353,33110.548713202086,null,34241.037452372584,7367.80514412512,0,4567.6945045052225,75096.592901587093,0,null,46176.53515625,75096.59375,null,-26342.247982662404,13065.986554121147,48918.878155683647,null,0.70406138912293903,1.7639635127778586,0,1,0.63675275780341134,1.3946170361333448,0,1,2.8687221953891502,"PASS",1,null,"IwaNgsd406",null,48918.878155683647,0,0.63675275780341134,"FAIL",0,1,null,null,2.7990876221941745,null,414.11484709386605,"YES",1,null,7.4389999999999992,5.9600000000000009,6.2474711356919013,13.13,13.290000000000001,14.852837601175882,null,-26571.981988414886,null,-2738.9659831727413,null,0,null,0,null,414.11484709386605,null,0,0,null,"IwaNgsd406",null,"Water and Wastewater","Occupancy Sensors, Ceiling Mounted"]
[1560,"ImeNgsd407",0.98533076643943773,8329.1060426051008,0,6698.87744140625,0,0,44867.340505010172,19151.6328125,11096.16744143574,0,0,null,70717.85005889849,11096.16744143574,17795.04471855611,null,33163.714967274122,7334.2778267456633,0,4394.6034241054613,73208.669029792261,0,null,44892.59765625,73208.671875,null,-25825.253102666422,27097.55277340801,62112.50443356426,null,0.70123895042176798,4.0457750744288798,0,1,0.6348128113974072,2.5227583269281615,0,1,6.5976538531332292,"PASS",1,null,"ImeNgsd407",null,62112.50443356426,0,0.6348128113974072,"FAIL",0,1,null,null,1.2167069926373535,null,-626.46866375695004,"NO",0,null,7.4389999999999992,5.9600000000000009,6.2474711356919013,13.13,13.290000000000001,14.852837601175882,null,-26048.599359662687,null,-2685.0171577911497,null,0,null,0,null,-626.46866375695004,null,-626.46866375695004,-0.7899207244334967,null,"ImeNgsd407",null,"Metal Products and Machinery","Occupancy sensors, switch mounted"]
[1563,"IprEgsd407",0.98533076643943773,8329.1060426051008,0,6698.87744140625,0,0,44867.340505010172,19151.6328125,11096.16744143574,0,0,null,70717.85005889849,11096.16744143574,17795.04471855611,null,33163.714967274122,7334.2778267456633,0,4394.6034241054613,73208.669029792261,0,null,44892.59765625,73208.671875,null,-25825.253102666422,27097.55277340801,62112.50443356426,null,0.70123895042176798,4.0457750744288798,0,1,0.6348128113974072,2.5227583269281615,0,1,6.5976538531332292,"PASS",1,null,"IprEgsd407",null,62112.50443356426,0,0.6348128113974072,"FAIL",0,1,null,null,1.2167069926373535,null,-626.46866375695004,"NO",0,null,7.4389999999999992,5.9600000000000009,6.2474711356919013,13.13,13.290000000000001,14.852837601175882,null,-26048.599359662687,null,-2685.0171577911497,null,0,null,0,null,-626.46866375695004,null,-626.46866375695004,-0.7899207244334967,null,"IprEgsd407",null,"Primary Resources Industries","Occupancy sensors, switch mounted"]
[1579,"IelEgsd408",0.98533076643943773,8329.1060426051008,0,7935.28857421875,0,0,44867.340505010172,19151.6328125,6034.3872645821302,0,0,null,71954.261572874413,6034.3872645821302,13969.676055678425,null,33163.714967274122,7334.2778267456633,0,4394.6034241054613,73208.669029792261,0,null,44892.59765625,73208.671875,null,-27061.664235478922,30922.921817449118,67174.284610417875,null,0.70123895042176798,7.4394624819225497,0,1,0.62390463714019928,3.2135747582317173,0,1,12.131914752088679,"PASS",1,null,"IelEgsd408",null,67174.284610417875,0,0.62390463714019928,"FAIL",0,1,null,null,0.55858009663754093,null,-1055.4510688496377,"NO",0,null,7.4389999999999992,5.9600000000000009,6.2474711356919013,13.13,13.290000000000001,14.852837601175882,null,-27285.010492475187,null,-2414.1359632444705,null,0,null,0,null,-1055.4510688496377,null,-1055.4510688496377,-2.8988304001420939,null,"IelEgsd408",null,"Electrical and Electronic Equip.","Time Clock Control"]
[1582,"IluNgsd408",0.98533076643943773,8329.1060426051008,0,7935.28857421875,0,0,44867.340505010172,19151.6328125,6275.0752687976592,0,0,null,71954.261572874413,6275.0752687976592,14210.364059893956,null,33163.714967274122,7334.2778267456633,0,4394.6034241054613,73208.669029792261,0,null,44892.59765625,73208.671875,null,-27061.664235478922,30682.23381323359,66933.596606202336,null,0.70123895042176798,7.1541130158988011,0,1,0.62390463714019928,3.1591448433118181,0,1,11.666580676573654,"PASS",1,null,"IluNgsd408",null,66933.596606202336,0,0.62390463714019928,"FAIL",0,1,null,null,0.58085964465157403,null,-1040.9287416973361,"NO",0,null,7.4389999999999992,5.9600000000000009,6.2474711356919013,13.13,13.290000000000001,14.852837601175882,null,-27285.010492475187,null,-2414.1359632444705,null,0,null,0,null,-1040.9287416973361,null,-1040.9287416973361,-2.7492862204106157,null,"IluNgsd408",null,"Lumber/Furniture/Pulp/Paper","Time Clock Control"]
[1594,"ItrNgsd408",0.98533076643943773,8329.1060426051008,0,7935.28857421875,0,0,44867.340505010172,19151.6328125,6225.9552266485862,0,0,null,71954.261572874413,6225.9552266485862,14161.244017744879,null,33163.714967274122,7334.2778267456633,0,4394.6034241054613,73208.669029792261,0,null,44892.59765625,73208.671875,null,-27061.664235478922,30731.353855382666,66982.716648351416,null,0.70123895042176798,7.2105558138450601,0,1,0.62390463714019928,3.1701027316188464,0,1,11.758624855130547,"PASS",1,null,"ItrNgsd408",null,66982.716648351416,0,0.62390463714019928,"FAIL",0,1,null,null,0.57631279811809777,null,-1043.8924819324998,"NO",0,null,7.4389999999999992,5.9600000000000009,6.2474711356919013,13.13,13.290000000000001,14.852837601175882,null,-27285.010492475187,null,-2414.1359632444705,null,0,null,0,null,-1043.8924819324998,null,-1043.8924819324998,-2.7788663878300293,null,"ItrNgsd408",null,"Transportation Equipment","Time Clock Control"]
[1601,"IluNgsd409",0.98533076643943773,8329.1060426051008,0,5026.65576171875,0,0,44867.340505010172,19151.6328125,87564.034449835308,0,0,null,69045.628537505996,87564.034449835308,92590.690205563267,null,33163.714967274122,7334.2778267456633,0,4394.6034241054613,73208.669029792261,0,null,44892.59765625,73208.671875,null,-24153.031422978922,-47698.092555304058,-14355.362574835308,null,0.70123895042176798,0.51268306603630265,0,0,0.65018739426266003,0.48485001627785701,0,0,0.83605868933483907,"FAIL",0,null,"IluNgsd409",null,-14355.362574835308,14355.362574835308,0.53827414717631039,"FAIL",0,1,null,null,12.795629441893375,null,6920.9420724621878,"YES",1,null,7.4389999999999992,5.9600000000000009,6.2474711356919013,13.13,13.290000000000001,14.852837601175882,null,-24376.377679975183,null,-3200.2994852929401,null,1884.6713019703157,null,1884.6713019703157,null,6920.9420724621878,null,1884.6713019703157,0.22596653334814421,null,"IluNgsd409",null,"Lumber/Furniture/Pulp/Paper","Efficient New Construction Lighting"]
[1614,"IcoNgsd410",0.98533076643943773,8329.1060426051008,0,11745.408203125,0,0,44867.340505010172,19151.6328125,1685.9342932700545,0,0,null,75764.380892779678,1685.9342932700545,13431.342404271616,null,33163.714967274122,7334.2778267456633,0,4394.6034241054613,73208.669029792261,0,null,44892.59765625,73208.671875,null,-30871.783864385172,31461.255159854947,71522.737581729947,null,0.70123895042176798,26.627726736120827,0,1,0.59252905857910365,3.3423760631745547,0,1,43.423205855196024,"PASS",1,null,"IcoNgsd410",null,71522.737581729947,0,0.59252905857910365,"FAIL",0,1,null,null,0.10543566638224031,null,-1350.8211391610171,"NO",0,null,7.4389999999999992,5.9600000000000009,6.2474711356919013,13.13,13.290000000000001,14.852837601175882,null,-31095.130121381437,null,-2751.2495158649822,null,0,null,0,null,-1350.8211391610171,null,-1350.8211391610171,-19.655335489505529,null,"IcoNgsd410",null,"Construction","Energy Star LED Directional Lamp"]
[1621,"ImiTgsd410",0.98533076643943773,8329.1060426051008,0,11745.408203125,0,0,44867.340505010172,19151.6328125,1712.3055292777731,0,0,null,75764.380892779678,1712.3055292777731,13457.713640279333,null,33163.714967274122,7334.2778267456633,0,4394.6034241054613,73208.669029792261,0,null,44892.59765625,73208.671875,null,-30871.783864385172,31434.883923847228,71496.366345722228,null,0.70123895042176798,26.217632828170029,0,1,0.59252905857910365,3.3358264671777027,0,1,42.754444591368234,"PASS",1,null,"ImiTgsd410",null,71496.366345722228,0,0.59252905857910365,"FAIL",0,1,null,null,0.10708487876094888,null,-1349.7461442063552,"NO",0,null,7.4389999999999992,5.9600000000000009,6.2474711356919013,13.13,13.290000000000001,14.852837601175882,null,-31095.130121381437,null,-2751.2495158649822,null,0,null,0,null,-1349.7461442063552,null,-1349.7461442063552,-19.337223022368914,null,"ImiTgsd410",null,"Miscellaneous Manufacturing","Energy Star LED Directional Lamp"]
[1633,"IagTgsd411",0.98533076643943773,8329.1060426051008,0,6698.87744140625,0,0,44867.340505010172,19151.6328125,39086.227413102264,0,0,null,70717.85005889849,39086.227413102264,45785.104690222623,null,33163.714967274122,7334.2778267456633,0,4394.6034241054613,73208.669029792261,0,null,44892.59765625,73208.671875,null,-25825.253102666422,-892.50719825851411,34122.444461897736,null,0.70123895042176798,1.1485528439923409,0,1,0.6348128113974072,0.98050660359750974,0,0,1.8730042964049123,"PASS",1,null,"IagTgsd411",null,34122.444461897736,0,0.6348128113974072,"FAIL",0,1,null,null,4.285847942558596,null,1374.0687314903721,"YES",1,null,7.4389999999999992,5.9600000000000009,6.2474711356919013,13.13,13.290000000000001,14.852837601175882,null,-26048.599359662687,null,-2685.0171577911497,null,0,null,0,null,1374.0687314903721,null,0,0,null,"IagTgsd411",null,"Agriculture and Assembly","Indoor Agriculture - LED Grow Lights"]
[1636,"IagNgsd412",0.98533076643943773,8329.1060426051008,0,6698.87744140625,0,0,44867.340505010172,19151.6328125,2274.2619063422831,0,0,null,70717.85005889849,2274.2619063422831,8973.1391834626556,null,33163.714967274122,7334.2778267456633,0,4394.6034241054613,73208.669029792261,0,null,44892.59765625,73208.671875,null,-25825.253102666422,35919.458308501467,70934.40996865771,null,0.70123895042176798,19.739414150611697,0,1,0.6348128113974072,5.0029979382315162,0,1,32.190079634558096,"PASS",1,null,"IagNgsd412",null,70934.40996865771,0,0.6348128113974072,"FAIL",0,1,null,null,0.24937531068431007,null,-1256.9979339764268,"NO",0,null,7.4389999999999992,5.9600000000000009,6.2474711356919013,13.13,13.290000000000001,14.852837601175882,null,-26048.599359662687,null,-2685.0171577911497,null,0,null,0,null,-1256.9979339764268,null,-1256.9979339764268,-7.7330580389399159,null,"IagNgsd412",null,"Agriculture and Assembly","LED - 14W_CFL Baseline"]
[1652,"IstNgsd412",0.98533076643943773,8329.1060426051008,0,6698.87744140625,0,0,44867.340505010172,19151.6328125,2274.2619063422831,0,0,null,70717.85005889849,2274.2619063422831,8973.1391834626556,null,33163.714967274122,7334.2778267456633,0,4394.6034241054613,73208.669029792261,0,null,44892.59765625,73208.671875,null,-25825.253102666422,35919.458308501467,70934.40996865771,null,0.70123895042176798,19.739414150611697,0,1,0.6348128113974072,5.0029979382315162,0,1,32.190079634558096,"PASS",1,null,"IstNgsd412",null,70934.40996865771,0,0.6348128113974072,"FAIL",0,1,null,null,0.24937531068431007,null,-1256.9979339764268,"NO",0,null,7.4389999999999992,5.9600000000000009,6.2474711356919013,13.13,13.290000000000001,14.852837601175882,null,-26048.599359662687,null,-2685.0171577911497,null,0,null,0,null,-1256.9979339764268,null,-1256.9979339764268,-7.7330580389399159,null,"IstNgsd412",null,"Stone/Clay/Glass/Concrete","LED - 14W_CFL Baseline"]
[1655,"ItrTgsd412",0.98533076643943773,8329.1060426051008,0,6698.87744140625,0,0,44867.340505010172,19151.6328125,2346.7920942652281,0,0,null,70717.85005889849,2346.7920942652281,9045.6693713856021,null,33163.714967274122,7334.2778267456633,0,4394.6034241054613,73208.669029792261,0,null,44892.59765625,73208.671875,null,-25825.253102666422,35846.928120578523,70861.879780734773,null,0.70123895042176798,19.129345870029319,0,1,0.6348128113974072,4.9628827892967609,0,1,31.195209858554328,"PASS",1,null,"ItrTgsd412",null,70861.879780734773,0,0.6348128113974072,"FAIL",0,1,null,null,0.25732832856551968,null,-1251.8139721004372,"NO",0,null,7.4389999999999992,5.9600000000000009,6.2474711356919013,13.13,13.290000000000001,14.852837601175882,null,-26048.599359662687,null,-2685.0171577911497,null,0,null,0,null,-1251.8139721004372,null,-1251.8139721004372,-7.4631531779846396,null,"ItrTgsd412",null,"Transportation Equipment","LED - 14W_CFL Baseline"]
[1662,"IchNgsd413",0.98533076643943773,8329.1060426051008,0,6222.8125,0,0,44867.340505010172,19151.6328125,79779.647755328013,0,0,null,70241.785049673708,79779.647755328013,86002.460023223583,null,33163.714967274122,7334.2778267456633,0,4394.6034241054613,73208.669029792261,0,null,44892.59765625,73208.671875,null,-25349.188161260172,-41109.862599078013,-6570.9758803280129,null,0.70123895042176798,0.56270739366923173,0,0,0.63911526641537897,0.52199201654197813,0,0,0.91763593767071783,"FAIL",0,null,"IchNgsd413",null,-6570.9758803280129,6570.9758803280129,0.58444191647276045,"FAIL",0,1,null,null,9.4171702204481509,null,4718.7838395557565,"YES",1,null,7.4389999999999992,5.9600000000000009,6.2474711356919013,13.13,13.290000000000001,14.852837601175882,null,-25572.534418256437,null,-2806.0169097022085,null,721.01846191211041,null,721.01846191211041,null,4718.7838395557565,null,721.01846191211041,0.11746165738280856,null,"IchNgsd413",null,"Chemicals and Plastics","LED Display Lighting (Interior)"]
[1674,"IprNgsd413",0.98533076643943773,8329.1060426051008,0,6222.8125,0,0,44867.340505010172,19151.6328125,79779.647755328013,0,0,null,70241.785049673708,79779.647755328013,86002.460023223583,null,33163.714967274122,7334.2778267456633,0,4394.6034241054613,73208.669029792261,0,null,44892.59765625,73208.671875,null,-25349.188161260172,-41109.862599078013,-6570.9758803280129,null,0.70123895042176798,0.56270739366923173,0,0,0.63911526641537897,0.52199201654197813,0,0,0.91763593767071783,"FAIL",0,null,"IprNgsd413",null,-6570.9758803280129,6570.9758803280129,0.58444191647276045,"FAIL",0,1,null,null,9.4171702204481509,null,4718.7838395557565,"YES",1,null,7.4389999999999992,5.9600000000000009,6.2474711356919013,13.13,13.290000000000001,14.852837601175882,null,-25572.534418256437,null,-2806.0169097022085,null,721.01846191211041,null,721.01846191211041,null,4718.7838395557565,null,721.01846191211041,0.11746165738280856,null,"IprNgsd413",null,"Primary Resources Industries","LED Display Lighting (Interior)"]
[1686,"IchNgsd414",0.98533076643943773,8329.1060426051008,0,5026.65576171875,0,0,44867.340505010172,19151.6328125,79952.134702183394,0,0,null,69045.628537505996,79952.134702183394,84978.790457911324,null,33163.714967274122,7334.2778267456633,0,4394.6034241054613,73208.669029792261,0,null,44892.59765625,73208.671875,null,-24153.031422978922,-40086.192807652144,-6743.4628271833935,null,0.70123895042176798,0.56149342132604796,0,0,0.65018739426266003,0.52828002624160408,0,0,0.91565625042655385,"FAIL",0,null,"IchNgsd414",null,-6743.4628271833935,6743.4628271833935,0.5923358695428802,"FAIL",0,1,null,null,11.683311182172432,null,6195.9071814952949,"YES",1,null,7.4389999999999992,5.9600000000000009,6.2474711356919013,13.13,13.290000000000001,14.852837601175882,null,-24376.377679975183,null,-3200.2994852929401,null,885.3284478216641,null,885.3284478216641,null,6195.9071814952949,null,885.3284478216641,0.11625419551519449,null,"IchNgsd414",null,"Chemicals and Plastics","LED exit sign"]
[1693,"ImeTgsd414",0.98533076643943773,8329.1060426051008,0,5026.65576171875,0,0,44867.340505010172,19151.6328125,79952.134702183394,0,0,null,69045.628537505996,79952.134702183394,84978.790457911324,null,33163.714967274122,7334.2778267456633,0,4394.6034241054613,73208.669029792261,0,null,44892.59765625,73208.671875,null,-24153.031422978922,-40086.192807652144,-6743.4628271833935,null,0.70123895042176798,0.56149342132604796,0,0,0.65018739426266003,0.52828002624160408,0,0,0.91565625042655385,"FAIL",0,null,"ImeTgsd414",null,-6743.4628271833935,6743.4628271833935,0.5923358695428802,"FAIL",0,1,null,null,11.683311182172432,null,6195.9071814952949,"YES",1,null,7.4389999999999992,5.9600000000000009,6.2474711356919013,13.13,13.290000000000001,14.852837601175882,null,-24376.377679975183,null,-3200.2994852929401,null,885.3284478216641,null,885.3284478216641,null,6195.9071814952949,null,885.3284478216641,0.11625419551519449,null,"ImeTgsd414",null,"Metal Products and Machinery","LED exit sign"]
[1705,"IwaTgsd414",0.98533076643943773,8329.1060426051008,0,5026.65576171875,0,0,44867.340505010172,19151.6328125,79952.134702183394,0,0,null,69045.628537505996,79952.134702183394,84978.790457911324,null,33163.714967274122,7334.2778267456633,0,4394.6034241054613,73208.669029792261,0,null,44892.59765625,73208.671875,null,-24153.031422978922,-40086.192807652144,-6743.4628271833935,null,0.70123895042176798,0.56149342132604796,0,0,0.65018739426266003,0.52828002624160408,0,0,0.91565625042655385,"FAIL",0,null,"IwaTgsd414",null,-6743.4628271833935,6743.4628271833935,0.5923358695428802,"FAIL",0,1,null,null,11.683311182172432,null,6195.9071814952949,"YES",1,null,7.4389999999999992,5.9600000000000009,6.2474711356919013,13.13,13.290000000000001,14.852837601175882,null,-24376.377679975183,null,-3200.2994852929401,null,885.3284478216641,null,885.3284478216641,null,6195.9071814952949,null,885.3284478216641,0.11625419551519449,null,"IwaTgsd414",null,"Water and Wastewater","LED exit sign"]
[1708,"IagNgsd415",0.98533076643943773,8329.1060426051008,0,5026.65576171875,0,0,44867.340505010172,19151.6328125,12249.687238484215,0,0,null,69045.628537505996,12249.687238484215,17276.342994212115,null,33163.714967274122,7334.2778267456633,0,4394.6034241054613,73208.669029792261,0,null,44892.59765625,73208.671875,null,-24153.031422978922,27616.254656047036,60958.984636515786,null,0.70123895042176798,3.6647954174056969,0,1,0.65018739426266003,2.5985011790818575,0,1,5.9763706982659981,"PASS",1,null,"IagNgsd415",null,60958.984636515786,0,0.65018739426266003,"FAIL",0,1,null,null,1.7900323558035669,null,-252.76186847692418,"NO",0,null,7.4389999999999992,5.9600000000000009,6.2474711356919013,13.13,13.290000000000001,14.852837601175882,null,-24376.377679975183,null,-3200.2994852929401,null,0,null,0,null,-252.76186847692418,null,-252.76186847692418,-0.21663111542311123,null,"IagNgsd415",null,"Agriculture and Assembly","LED High Bay_HID Baseline"]
[1724,"IstNgsd415",0.98533076643943773,8329.1060426051008,0,5026.65576171875,0,0,44867.340505010172,19151.6328125,12249.687238484215,0,0,null,69045.628537505996,12249.687238484215,17276.342994212115,null,33163.714967274122,7334.2778267456633,0,4394.6034241054613,73208.669029792261,0,null,44892.59765625,73208.671875,null,-24153.031422978922,27616.254656047036,60958.984636515786,null,0.70123895042176798,3.6647954174056969,0,1,0.65018739426266003,2.5985011790818575,0,1,5.9763706982659981,"PASS",1,null,"IstNgsd415",null,60958.984636515786,0,0.65018739426266003,"FAIL",0,1,null,null,1.7900323558035669,null,-252.76186847692418,"NO",0,null,7.4389999999999992,5.9600000000000009,6.2474711356919013,13.13,13.290000000000001,14.852837601175882,null,-24376.377679975183,null,-3200.2994852929401,null,0,null,0,null,-252.76186847692418,null,-252.76186847692418,-0.21663111542311123,null,"IstNgsd415",null,"Stone/Clay/Glass/Concrete","LED High Bay_HID Baseline"]
[1727,"ItrTgsd415",0.98533076643943773,8329.1060426051008,0,5026.65576171875,0,0,44867.340505010172,19151.6328125,12638.587863172103,0,0,null,69045.628537505996,12638.587863172103,17665.243618899993,null,33163.714967274122,7334.2778267456633,0,4394.6034241054613,73208.669029792261,0,null,44892.59765625,73208.671875,null,-24153.031422978922,27227.354031359147,60570.084011827901,null,0.70123895042176798,3.5520263926845548,0,1,0.65018739426266003,2.5412951335126222,0,1,5.7924724397671499,"PASS",1,null,"ItrTgsd415",null,60570.084011827901,0,0.65018739426266003,"FAIL",0,1,null,null,1.8468618928129559,null,-215.71905558662939,"NO",0,null,7.4389999999999992,5.9600000000000009,6.2474711356919013,13.13,13.290000000000001,14.852837601175882,null,-24376.377679975183,null,-3200.2994852929401,null,0,null,0,null,-215.71905558662939,null,-215.71905558662939,-0.17919432425330489,null,"ItrTgsd415",null,"Transportation Equipment","LED High Bay_HID Baseline"]
[1734,"IchNgsd416",0.98533076643943773,8329.1060426051008,0,5026.65576171875,0,0,44867.340505010172,19151.6328125,20522.203495368507,0,0,null,69045.628537505996,20522.203495368507,25548.859251096408,null,33163.714967274122,7334.2778267456633,0,4394.6034241054613,73208.669029792261,0,null,44892.59765625,73208.671875,null,-24153.031422978922,19343.738399162743,52686.468379631493,null,0.70123895042176798,2.1875135224334685,0,1,0.65018739426266003,1.7571272832385574,0,1,3.5672910022318942,"PASS",1,null,"IchNgsd416",null,52686.468379631493,0,0.65018739426266003,"FAIL",0,1,null,null,2.9988853753072742,null,535.1966222977876,"YES",1,null,7.4389999999999992,5.9600000000000009,6.2474711356919013,13.13,13.290000000000001,14.852837601175882,null,-24376.377679975183,null,-3200.2994852929401,null,0,null,0,null,535.1966222977876,null,0,0,null,"IchNgsd416",null,"Chemicals and Plastics","LED High Bay_LF Baseline"]
[1746,"IprNgsd416",0.98533076643943773,8329.1060426051008,0,5026.65576171875,0,0,44867.340505010172,19151.6328125,20522.203495368507,0,0,null,69045.628537505996,20522.203495368507,25548.859251096408,null,33163.714967274122,7334.2778267456633,0,4394.6034241054613,73208.669029792261,0,null,44892.59765625,73208.671875,null,-24153.031422978922,19343.738399162743,52686.468379631493,null,0.70123895042176798,2.1875135224334685,0,1,0.65018739426266003,1.7571272832385574,0,1,3.5672910022318942,"PASS",1,null,"IprNgsd416",null,52686.468379631493,0,0.65018739426266003,"FAIL",0,1,null,null,2.9988853753072742,null,535.1966222977876,"YES",1,null,7.4389999999999992,5.9600000000000009,6.2474711356919013,13.13,13.290000000000001,14.852837601175882,null,-24376.377679975183,null,-3200.2994852929401,null,0,null,0,null,535.1966222977876,null,0,0,null,"IprNgsd416",null,"Primary Resources Industries","LED High Bay_LF Baseline"]
[1758,"IchNgsd417",0.98533076643943773,8329.1060426051008,0,5026.65576171875,0,0,44867.340505010172,19151.6328125,33147.594971160564,0,0,null,69045.628537505996,33147.594971160564,38174.250726888458,null,33163.714967274122,7334.2778267456633,0,4394.6034241054613,73208.669029792261,0,null,44892.59765625,73208.671875,null,-24153.031422978922,6718.3469233706855,40061.076903839436,null,0.70123895042176798,1.3543244297303605,0,1,0.65018739426266003,1.1759915858043077,0,1,2.20856662266731,"PASS",1,null,"IchNgsd417",null,40061.076903839436,0,0.65018739426266003,"FAIL",0,1,null,null,4.8438188035127476,null,1737.7671054036882,"YES",1,null,7.4389999999999992,5.9600000000000009,6.2474711356919013,13.13,13.290000000000001,14.852837601175882,null,-24376.377679975183,null,-3200.2994852929401,null,0,null,0,null,1737.7671054036882,null,0,0,null,"IchNgsd417",null,"Chemicals and Plastics","LED Linear - Fixture Replacement"]
[1766,"ImeNgsd417",0.98533076643943773,8329.1060426051008,0,5026.65576171875,0,0,44867.340505010172,19151.6328125,33147.594971160564,0,0,null,69045.628537505996,33147.594971160564,38174.250726888458,null,33163.714967274122,7334.2778267456633,0,4394.6034241054613,73208.669029792261,0,null,44892.59765625,73208.671875,null,-24153.031422978922,6718.3469233706855,40061.076903839436,null,0.70123895042176798,1.3543244297303605,0,1,0.65018739426266003,1.1759915858043077,0,1,2.20856662266731,"PASS",1,null,"ImeNgsd417",null,40061.076903839436,0,0.65018739426266003,"FAIL",0,1,null,null,4.8438188035127476,null,1737.7671054036882,"YES",1,null,7.4389999999999992,5.9600000000000009,6.2474711356919013,13.13,13.290000000000001,14.852837601175882,null,-24376.377679975183,null,-3200.2994852929401,null,0,null,0,null,1737.7671054036882,null,0,0,null,"ImeNgsd417",null,"Metal Products and Machinery","LED Linear - Fixture Replacement"]
[1778,"IwaNgsd417",0.98983502686023694,8619.9972766249703,0,5202.2099609375,0,0,46434.317318599897,19151.6328125,34305.260453322051,0,0,null,70788.159467098463,34305.260453322051,39507.470325052731,null,34241.037452372584,7367.80514412512,0,4567.6945045052225,75096.592901587093,0,null,46176.53515625,75096.59375,null,-24611.624935787404,6669.064741990449,40791.333296677949,null,0.70406138912293903,1.346048231264146,0,1,0.65232003623504486,1.1688051568997282,0,1,2.1890693368202601,"PASS",1,null,"IwaNgsd417",null,40791.333296677949,0,0.65232003623504486,"FAIL",0,1,null,null,4.8884183104154681,null,1810.6930856767044,"YES",1,null,7.4389999999999992,5.9600000000000009,6.2474711356919013,13.13,13.290000000000001,14.852837601175882,null,-24841.358941539893,null,-3261.3454418166129,null,0,null,0,null,1810.6930856767044,null,0,0,null,"IwaNgsd417",null,"Water and Wastewater","LED Linear - Fixture Replacement"]
[1785,"IelTgsd418",0.98533076643943773,8329.1060426051008,0,5856.9072265625,0,0,44867.340505010172,19151.6328125,10758.449132090522,0,0,null,69875.880201345499,10758.449132090522,16615.356551657922,null,33163.714967274122,7334.2778267456633,0,4394.6034241054613,73208.669029792261,0,null,44892.59765625,73208.671875,null,-24983.282887822672,28277.241297596978,62450.222742909478,null,0.70123895042176798,4.1727759368535233,0,1,0.64246199556562267,2.7018738982911206,0,1,6.804760702602727,"PASS",1,null,"IelTgsd418",null,62450.222742909478,0,0.64246199556562267,"FAIL",0,1,null,null,1.349262144952619,null,-540.06613501476295,"NO",0,null,7.4389999999999992,5.9600000000000009,6.2474711356919013,13.13,13.290000000000001,14.852837601175882,null,-25206.629144818933,null,-2916.1990738231598,null,0,null,0,null,-540.06613501476295,null,-540.06613501476295,-0.61407408473705416,null,"IelTgsd418",null,"Electrical and Electronic Equip.","LED Linear - Lamp Replacement"]
[1797,"IteTgsd418",0.98533076643943773,8329.1060426051008,0,5856.9072265625,0,0,44867.340505010172,19151.6328125,10758.449132090522,0,0,null,69875.880201345499,10758.449132090522,16615.356551657922,null,33163.714967274122,7334.2778267456633,0,4394.6034241054613,73208.669029792261,0,null,44892.59765625,73208.671875,null,-24983.282887822672,28277.241297596978,62450.222742909478,null,0.70123895042176798,4.1727759368535233,0,1,0.64246199556562267,2.7018738982911206,0,1,6.804760702602727,"PASS",1,null,"IteTgsd418",null,62450.222742909478,0,0.64246199556562267,"FAIL",0,1,null,null,1.349262144952619,null,-540.06613501476295,"NO",0,null,7.4389999999999992,5.9600000000000009,6.2474711356919013,13.13,13.290000000000001,14.852837601175882,null,-25206.629144818933,null,-2916.1990738231598,null,0,null,0,null,-540.06613501476295,null,-540.06613501476295,-0.61407408473705416,null,"IteTgsd418",null,"Textiles and Leather","LED Linear - Lamp Replacement"]
[1800,"ItrNgsd418",0.98533076643943773,8329.1060426051008,0,5856.9072265625,0,0,44867.340505010172,19151.6328125,11099.848706434097,0,0,null,69875.880201345499,11099.848706434097,16956.756126001503,null,33163.714967274122,7334.2778267456633,0,4394.6034241054613,73208.669029792261,0,null,44892.59765625,73208.671875,null,-24983.282887822672,27935.841723253405,62108.823168565905,null,0.70123895042176798,4.0444332930617088,0,1,0.64246199556562267,2.6474756040388785,0,1,6.5954657411288977,"PASS",1,null,"ItrNgsd418",null,62108.823168565905,0,0.64246199556562267,"FAIL",0,1,null,null,1.392078437591471,null,-512.15748046044087,"NO",0,null,7.4389999999999992,5.9600000000000009,6.2474711356919013,13.13,13.290000000000001,14.852837601175882,null,-25206.629144818933,null,-2916.1990738231598,null,0,null,0,null,-512.15748046044087,null,-512.15748046044087,-0.56442985026959247,null,"ItrNgsd418",null,"Transportation Equipment","LED Linear - Lamp Replacement"]
[1807,"IcoTgsd419",0.98533076643943773,8329.1060426051008,0,6698.87744140625,0,0,44867.340505010172,19151.6328125,232889.02102587995,0,0,null,70717.85005889849,232889.02102587995,239587.8983030004,null,33163.714967274122,7334.2778267456633,0,4394.6034241054613,73208.669029792261,0,null,44892.59765625,73208.671875,null,-25825.253102666422,-194695.3008110362,-159680.34915087995,null,0.70123895042176798,0.19276390728295123,0,0,0.6348128113974072,0.18737422859602287,0,0,0.31435003484713275,"FAIL",0,null,"IcoTgsd419",null,-159680.34915087995,159680.34915087995,0.19484786631938092,"FAIL",0,1,null,null,25.536536161150469,null,15225.76115934243,"YES",1,null,7.4389999999999992,5.9600000000000009,6.2474711356919013,13.13,13.290000000000001,14.852837601175882,null,-26048.599359662687,null,-2685.0171577911497,null,16459.406178134948,null,16459.406178134948,null,15225.76115934243,null,15225.76115934243,0.91471791444456263,null,"IcoTgsd419",null,"Construction","Light Tube"]
[1819,"IstTgsd419",0.98533076643943773,8329.1060426051008,0,6698.87744140625,0,0,44867.340505010172,19151.6328125,232889.02102587995,0,0,null,70717.85005889849,232889.02102587995,239587.8983030004,null,33163.714967274122,7334.2778267456633,0,4394.6034241054613,73208.669029792261,0,null,44892.59765625,73208.671875,null,-25825.253102666422,-194695.3008110362,-159680.34915087995,null,0.70123895042176798,0.19276390728295123,0,0,0.6348128113974072,0.18737422859602287,0,0,0.31435003484713275,"FAIL",0,null,"IstTgsd419",null,-159680.34915087995,159680.34915087995,0.19484786631938092,"FAIL",0,1,null,null,25.536536161150469,null,15225.76115934243,"YES",1,null,7.4389999999999992,5.9600000000000009,6.2474711356919013,13.13,13.290000000000001,14.852837601175882,null,-26048.599359662687,null,-2685.0171577911497,null,16459.406178134948,null,16459.406178134948,null,15225.76115934243,null,15225.76115934243,0.91471791444456263,null,"IstTgsd419",null,"Stone/Clay/Glass/Concrete","Light Tube"]
[1831,"IcoEgsd501",0.98983502686023694,8619.9972766249703,0,4359.7294921875,0,0,46434.317318599897,18458.40625,22402.903360993485,0,0,null,69252.453667490583,22402.903360993485,26762.632768383854,null,34241.720802787029,7368.3527197731655,0,4567.6945045052225,74403.367566319474,0,null,46177.76953125,74403.3671875,null,-23074.683529537404,19415.136678069015,52000.463826506515,null,0.71160165565302869,2.0612404020655557,0,1,0.66680337649146892,1.7254569004693927,0,1,3.3211484238710964,"PASS",1,null,"IcoEgsd501",null,52000.463826506515,0,0.66680337649146892,"FAIL",0,1,null,null,3.2231202313013063,null,689.67304119424364,"YES",1,null,7.4389999999999992,5.9600000000000009,6.2474711356919013,13.13,13.290000000000001,14.852837601175882,null,-23304.423676459039,null,-3059.5659484750972,null,0,null,0,null,689.67304119424364,null,0,0,null,"IcoEgsd501",null,"Construction","VFD on HVAC Fan"]
[1838,"ImeNgsd501",0.98983502686023694,8619.9972766249703,0,4359.7294921875,0,0,46434.317318599897,18458.40625,22402.903360993485,0,0,null,69252.453667490583,22402.903360993485,26762.632768383854,null,34241.720802787029,7368.3527197731655,0,4567.6945045052225,74403.367566319474,0,null,46177.76953125,74403.3671875,null,-23074.683529537404,19415.136678069015,52000.463826506515,null,0.71160165565302869,2.0612404020655557,0,1,0.66680337649146892,1.7254569004693927,0,1,3.3211484238710964,"PASS",1,null,"ImeNgsd501",null,52000.463826506515,0,0.66680337649146892,"FAIL",0,1,null,null,3.2231202313013063,null,689.67304119424364,"YES",1,null,7.4389999999999992,5.9600000000000009,6.2474711356919013,13.13,13.290000000000001,14.852837601175882,null,-23304.423676459039,null,-3059.5659484750972,null,0,null,0,null,689.67304119424364,null,0,0,null,"ImeNgsd501",null,"Metal Products and Machinery","VFD on HVAC Fan"]
[1850,"IwaNgsd501",0.98533076643943773,8329.1060426051008,0,4212.60595703125,0,0,44867.340505010172,18458.40625,21646.891465627174,0,0,null,67538.353218391319,21646.891465627174,25859.497237508021,null,33164.395208091366,7334.8229106418003,0,4394.6034241054613,72515.443694524685,0,null,44893.8203125,72515.4453125,null,-22644.532399541422,19034.322889841576,50868.553846872826,null,0.70893471633554983,2.0739153417841232,0,1,0.66471595041576836,1.7360670077510267,0,1,3.3499241878514687,"PASS",1,null,"IwaNgsd501",null,50868.553846872826,0,0.66471595041576836,"FAIL",0,1,null,null,3.1944984422401701,null,655.00502073450355,"YES",1,null,7.4389999999999992,5.9600000000000009,6.2474711356919013,13.13,13.290000000000001,14.852837601175882,null,-22867.884739404602,null,-3002.2540970627647,null,0,null,0,null,655.00502073450355,null,0,0,null,"IwaNgsd501",null,"Water and Wastewater","VFD on HVAC Fan"]
[1857,"IelTgsd502",0.98983502686023694,8619.9972766249703,0,6932.8330078125,0,0,46434.317318599897,18458.40625,22529.686421216924,0,0,null,71825.557378985948,22529.686421216924,29462.519540102632,null,34241.720802787029,7368.3527197731655,0,4567.6945045052225,74403.367566319474,0,null,46177.76953125,74403.3671875,null,-25647.787045162404,16715.250102220576,51873.680766283076,null,0.71160165565302869,2.0496410233106008,0,1,0.64291558231258916,1.5673394681159221,0,1,3.3024590665155453,"PASS",1,null,"IelTgsd502",null,51873.680766283076,0,0.64291558231258916,"FAIL",0,1,null,null,2.4322291300052039,null,166.06033286598088,"YES",1,null,7.4389999999999992,5.9600000000000009,6.2474711356919013,13.13,13.290000000000001,14.852837601175882,null,-25877.527192084046,null,-2667.3835146602078,null,0,null,0,null,166.06033286598088,null,0,0,null,"IelTgsd502",null,"Electrical and Electronic Equip.","High Volume Low Speed Fan (HVLS)"]
[1869,"IteTgsd502",0.98983502686023694,8619.9972766249703,0,6932.8330078125,0,0,46434.317318599897,18458.40625,22529.686421216924,0,0,null,71825.557378985948,22529.686421216924,29462.519540102632,null,34241.720802787029,7368.3527197731655,0,4567.6945045052225,74403.367566319474,0,null,46177.76953125,74403.3671875,null,-25647.787045162404,16715.250102220576,51873.680766283076,null,0.71160165565302869,2.0496410233106008,0,1,0.64291558231258916,1.5673394681159221,0,1,3.3024590665155453,"PASS",1,null,"IteTgsd502",null,51873.680766283076,0,0.64291558231258916,"FAIL",0,1,null,null,2.4322291300052039,null,166.06033286598088,"YES",1,null,7.4389999999999992,5.9600000000000009,6.2474711356919013,13.13,13.290000000000001,14.852837601175882,null,-25877.527192084046,null,-2667.3835146602078,null,0,null,0,null,166.06033286598088,null,0,0,null,"IteTgsd502",null,"Textiles and Leather","High Volume Low Speed Fan (HVLS)"]
[1872,"ItrNgsd502",0.98983502686023694,8619.9972766249703,0,6932.8330078125,0,0,46434.317318599897,18458.40625,23244.914995330168,0,0,null,71825.557378985948,23244.914995330168,30177.748114215898,null,34241.720802787029,7368.3527197731655,0,4567.6945045052225,74403.367566319474,0,null,46177.76953125,74403.3671875,null,-25647.787045162404,16000.021528107332,51158.452192169832,null,0.71160165565302869,1.9865751086001808,0,1,0.64291558231258916,1.5301926945125632,0,1,3.2008448816632544,"PASS",1,null,"ItrNgsd502",null,51158.452192169832,0,0.64291558231258916,"FAIL",0,1,null,null,2.5094427713698262,null,217.17994188492267,"YES",1,null,7.4389999999999992,5.9600000000000009,6.2474711356919013,13.13,13.290000000000001,14.852837601175882,null,-25877.527192084046,null,-2667.3835146602078,null,0,null,0,null,217.17994188492267,null,0,0,null,"ItrNgsd502",null,"Transportation Equipment","High Volume Low Speed Fan (HVLS)"]
[1879,"IcoTgsd601",0.98983502686023694,8619.9972766249703,0,6932.8330078125,0,0,46434.317318599897,18458.40625,35623.982231852548,0,0,null,71825.557378985948,35623.982231852548,42556.815350738289,null,34241.720802787029,7368.3527197731655,0,4567.6945045052225,74403.367566319474,0,null,46177.76953125,74403.3671875,null,-25647.787045162404,3620.9542915849524,38779.384955647452,null,0.71160165565302869,1.2962551247277732,0,1,0.64291558231258916,1.0850851801572323,0,1,2.088575238536178,"PASS",1,null,"IcoTgsd601",null,38779.384955647452,0,0.64291558231258916,"FAIL",0,1,null,null,3.8458452309509163,null,1101.9506898817747,"YES",1,null,7.4389999999999992,5.9600000000000009,6.2474711356919013,13.13,13.290000000000001,14.852837601175882,null,-25877.527192084046,null,-2667.3835146602078,null,0,null,0,null,1101.9506898817747,null,0,0,null,"IcoTgsd601",null,"Construction","Low Energy Livestock Waterer"]
[1891,"IstTgsd601",0.98983502686023694,8619.9972766249703,0,6932.8330078125,0,0,46434.317318599897,18458.40625,35623.982231852548,0,0,null,71825.557378985948,35623.982231852548,42556.815350738289,null,34241.720802787029,7368.3527197731655,0,4567.6945045052225,74403.367566319474,0,null,46177.76953125,74403.3671875,null,-25647.787045162404,3620.9542915849524,38779.384955647452,null,0.71160165565302869,1.2962551247277732,0,1,0.64291558231258916,1.0850851801572323,0,1,2.088575238536178,"PASS",1,null,"IstTgsd601",null,38779.384955647452,0,0.64291558231258916,"FAIL",0,1,null,null,3.8458452309509163,null,1101.9506898817747,"YES",1,null,7.4389999999999992,5.9600000000000009,6.2474711356919013,13.13,13.290000000000001,14.852837601175882,null,-25877.527192084046,null,-2667.3835146602078,null,0,null,0,null,1101.9506898817747,null,0,0,null,"IstTgsd601",null,"Stone/Clay/Glass/Concrete","Low Energy Livestock Waterer"]
[1903,"IcoEgsd602",0.98983502686023694,8619.9972766249703,0,4359.7294921875,0,0,46434.317318599897,18458.40625,22024.723118983467,0,0,null,69252.453667490583,22024.723118983467,26384.452526373836,null,34241.720802787029,7368.3527197731655,0,4567.6945045052225,74403.367566319474,0,null,46177.76953125,74403.3671875,null,-23074.683529537404,19793.316920079033,52378.644068516529,null,0.71160165565302869,2.0966333734043006,0,1,0.66680337649146892,1.7501886513157638,0,1,3.3781749166858095,"PASS",1,null,"IcoEgsd602",null,52378.644068516529,0,0.66680337649146892,"FAIL",0,1,null,null,3.1687113488840639,null,653.65141668371564,"YES",1,null,7.4389999999999992,5.9600000000000009,6.2474711356919013,13.13,13.290000000000001,14.852837601175882,null,-23304.423676459039,null,-3059.5659484750972,null,0,null,0,null,653.65141668371564,null,0,0,null,"IcoEgsd602",null,"Construction","VFD on process pump"]
[1910,"ImeNgsd602",0.98983502686023694,8619.9972766249703,0,4359.7294921875,0,0,46434.317318599897,18458.40625,22024.723118983467,0,0,null,69252.453667490583,22024.723118983467,26384.452526373836,null,34241.720802787029,7368.3527197731655,0,4567.6945045052225,74403.367566319474,0,null,46177.76953125,74403.3671875,null,-23074.683529537404,19793.316920079033,52378.644068516529,null,0.71160165565302869,2.0966333734043006,0,1,0.66680337649146892,1.7501886513157638,0,1,3.3781749166858095,"PASS",1,null,"ImeNgsd602",null,52378.644068516529,0,0.66680337649146892,"FAIL",0,1,null,null,3.1687113488840639,null,653.65141668371564,"YES",1,null,7.4389999999999992,5.9600000000000009,6.2474711356919013,13.13,13.290000000000001,14.852837601175882,null,-23304.423676459039,null,-3059.5659484750972,null,0,null,0,null,653.65141668371564,null,0,0,null,"ImeNgsd602",null,"Metal Products and Machinery","VFD on process pump"]
[1922,"IwaNgsd602",0.98957013189792642,8588.5282253098176,0,4343.8134765625,0,0,46264.799409534498,18458.40625,21944.317044959589,0,0,null,69067.01986691574,21944.317044959589,26288.130560840502,null,34133.420907395972,7366.3808361127276,0,4548.8234324698706,74199.129121662394,0,null,46048.625,74199.1328125,null,-23018.394136096991,19760.494478477911,52254.815767540407,null,0.71147009068480049,2.098430536965695,0,1,0.66672379343983124,1.7516888453631192,0,1,3.3812459353590532,"PASS",1,null,"IwaNgsd602",null,52254.815767540407,0,0.66672379343983124,"FAIL",0,1,null,null,3.1657355841454247,null,650.03250557138688,"YES",1,null,7.4389999999999992,5.9600000000000009,6.2474711356919013,13.13,13.290000000000001,14.852837601175882,null,-23247.491772912908,null,-3052.0915343514148,null,0,null,0,null,650.03250557138688,null,0,0,null,"IwaNgsd602",null,"Water and Wastewater","VFD on process pump"]
[1931,"IluTgsd603",0.98983502686023694,8619.9972766249703,0,5202.2099609375,0,0,46434.317318599897,18458.40625,2458413.8524320279,0,0,null,70094.934131830916,2458413.8524320279,2463616.0623037592,null,34241.720802787029,7368.3527197731655,0,4567.6945045052225,74403.367566319474,0,null,46177.76953125,74403.3671875,null,-23917.163998287404,-2417438.2928617154,-2384010.4852445279,null,0.71160165565302869,1.8783562208440963E-2,0,0,0.65878897669246073,1.8743898546592728E-2,0,0,3.0264785204450095E-2,"FAIL",0,null,"IluTgsd603",null,-2384010.4852445279,2384010.4852445279,1.8816538677591872E-2,"FAIL",0,1,null,null,353.69360563499521,null,232720.100176629,"YES",1,null,7.4389999999999992,5.9600000000000009,6.2474711356919013,13.13,13.290000000000001,14.852837601175882,null,-24146.904145209039,null,-3170.1726122668574,null,312989.38788303192,null,312989.38788303192,null,232720.100176629,null,232720.100176629,0.99383250594647332,null,"IluTgsd603",null,"Lumber/Furniture/Pulp/Paper","1.5HP Open Drip-Proof(ODP) Motor"]
[1942,"IteNgsd603",0.98983502686023694,8619.9972766249703,0,5202.2099609375,0,0,46434.317318599897,18458.40625,2458413.8524320279,0,0,null,70094.934131830916,2458413.8524320279,2463616.0623037592,null,34241.720802787029,7368.3527197731655,0,4567.6945045052225,74403.367566319474,0,null,46177.76953125,74403.3671875,null,-23917.163998287404,-2417438.2928617154,-2384010.4852445279,null,0.71160165565302869,1.8783562208440963E-2,0,0,0.65878897669246073,1.8743898546592728E-2,0,0,3.0264785204450095E-2,"FAIL",0,null,"IteNgsd603",null,-2384010.4852445279,2384010.4852445279,1.8816538677591872E-2,"FAIL",0,1,null,null,353.69360563499521,null,232720.100176629,"YES",1,null,7.4389999999999992,5.9600000000000009,6.2474711356919013,13.13,13.290000000000001,14.852837601175882,null,-24146.904145209039,null,-3170.1726122668574,null,312989.38788303192,null,312989.38788303192,null,232720.100176629,null,232720.100176629,0.99383250594647332,null,"IteNgsd603",null,"Textiles and Leather","1.5HP Open Drip-Proof(ODP) Motor"]
[1945,"IwaTgsd603",0.98957013189792642,8588.5282253098176,0,5183.21826171875,0,0,46264.799409534498,18458.40625,2449438.9659220208,0,0,null,69906.424549017291,2449438.9659220208,2454622.1841200031,null,34133.420907395972,7366.3808361127276,0,4548.8234324698706,74199.129121662394,0,null,46048.625,74199.1328125,null,-23857.798921253241,-2408573.5591837396,-2375239.8331095208,null,0.71147009068480049,1.8799662143313019E-2,0,0,0.65871807506377256,1.875996448525255E-2,0,0,3.0292297070798769E-2,"FAIL",0,null,"IwaTgsd603",null,-2375239.8331095208,2375239.8331095208,1.883266690799856E-2,"FAIL",0,1,null,null,353.36144885451034,null,231869.28194817482,"YES",1,null,7.4389999999999992,5.9600000000000009,6.2474711356919013,13.13,13.290000000000001,14.852837601175882,null,-24086.896558069155,null,-3162.2944011249615,null,311837.91599980771,null,311837.91599980771,null,231869.28194817482,null,231869.28194817482,0.99382722265489698,null,"IwaTgsd603",null,"Water and Wastewater","1.5HP Open Drip-Proof(ODP) Motor"]
[1952,"IcoNgsd604",0.98983502686023694,8619.9972766249703,0,5202.2099609375,0,0,46434.317318599897,18458.40625,576278.72428839165,0,0,null,70094.934131830916,576278.72428839165,581480.93416012207,null,34241.720802787029,7368.3527197731655,0,4567.6945045052225,74403.367566319474,0,null,46177.76953125,74403.3671875,null,-23917.163998287404,-535303.16471807915,-501875.35710089165,null,0.71160165565302869,8.0130963689960727E-2,0,0,0.65878897669246073,7.9414073293501586E-2,0,0,0.12911003660490117,"FAIL",0,null,"IcoNgsd604",null,-501875.35710089165,501875.35710089165,8.0734559622585619E-2,"FAIL",0,1,null,null,82.909596001334535,null,53446.432254571948,"YES",1,null,7.4389999999999992,5.9600000000000009,6.2474711356919013,13.13,13.290000000000001,14.852837601175882,null,-24146.904145209039,null,-3170.1726122668574,null,65889.668600377103,null,65889.668600377103,null,53446.432254571948,null,53446.432254571948,0.9736893759621128,null,"IcoNgsd604",null,"Construction","10HP Open Drip-Proof (ODP) Motor"]
[1964,"IstNgsd604",0.98983502686023694,8619.9972766249703,0,5202.2099609375,0,0,46434.317318599897,18458.40625,576278.72428839165,0,0,null,70094.934131830916,576278.72428839165,581480.93416012207,null,34241.720802787029,7368.3527197731655,0,4567.6945045052225,74403.367566319474,0,null,46177.76953125,74403.3671875,null,-23917.163998287404,-535303.16471807915,-501875.35710089165,null,0.71160165565302869,8.0130963689960727E-2,0,0,0.65878897669246073,7.9414073293501586E-2,0,0,0.12911003660490117,"FAIL",0,null,"IstNgsd604",null,-501875.35710089165,501875.35710089165,8.0734559622585619E-2,"FAIL",0,1,null,null,82.909596001334535,null,53446.432254571948,"YES",1,null,7.4389999999999992,5.9600000000000009,6.2474711356919013,13.13,13.290000000000001,14.852837601175882,null,-24146.904145209039,null,-3170.1726122668574,null,65889.668600377103,null,65889.668600377103,null,53446.432254571948,null,53446.432254571948,0.9736893759621128,null,"IstNgsd604",null,"Stone/Clay/Glass/Concrete","10HP Open Drip-Proof (ODP) Motor"]
[1971,"IagTgsd605",0.98983502686023694,8619.9972766249703,0,5202.2099609375,0,0,46434.317318599897,18458.40625,820195.06355028215,0,0,null,70094.934131830916,820195.06355028215,825397.27342201292,null,34241.720802787029,7368.3527197731655,0,4567.6945045052225,74403.367566319474,0,null,46177.76953125,74403.3671875,null,-23917.163998287404,-779219.50397996965,-745791.69636278215,null,0.71160165565302869,5.6300960080600468E-2,0,0,0.65878897669246073,5.5946113481585548E-2,0,0,9.0714234325477247E-2,"FAIL",0,null,"IagTgsd605",null,-745791.69636278215,745791.69636278215,5.6598267258460316E-2,"FAIL",0,1,null,null,118.00199951596177,null,76679.50241546992,"YES",1,null,7.4389999999999992,5.9600000000000009,6.2474711356919013,13.13,13.290000000000001,14.852837601175882,null,-24146.904145209039,null,-3170.1726122668574,null,97912.692908686106,null,97912.692908686106,null,76679.50241546992,null,76679.50241546992,0.98151384537150022,null,"IagTgsd605",null,"Agriculture and Assembly","20HP Open Drip-Proof (ODP) Motor"]
[1983,"ImiTgsd605",0.98983502686023694,8619.9972766249703,0,5202.2099609375,0,0,46434.317318599897,18458.40625,820195.06355028215,0,0,null,70094.934131830916,820195.06355028215,825397.27342201292,null,34241.720802787029,7368.3527197731655,0,4567.6945045052225,74403.367566319474,0,null,46177.76953125,74403.3671875,null,-23917.163998287404,-779219.50397996965,-745791.69636278215,null,0.71160165565302869,5.6300960080600468E-2,0,0,0.65878897669246073,5.5946113481585548E-2,0,0,9.0714234325477247E-2,"FAIL",0,null,"ImiTgsd605",null,-745791.69636278215,745791.69636278215,5.6598267258460316E-2,"FAIL",0,1,null,null,118.00199951596177,null,76679.50241546992,"YES",1,null,7.4389999999999992,5.9600000000000009,6.2474711356919013,13.13,13.290000000000001,14.852837601175882,null,-24146.904145209039,null,-3170.1726122668574,null,97912.692908686106,null,97912.692908686106,null,76679.50241546992,null,76679.50241546992,0.98151384537150022,null,"ImiTgsd605",null,"Miscellaneous Manufacturing","20HP Open Drip-Proof (ODP) Motor"]
[1995,"IagTgsd606",0.98983502686023694,8619.9972766249703,0,5434.7861328125,0,0,46434.317318599897,18458.40625,4839.6432366343452,0,0,null,70327.510311429622,4839.6432366343452,10274.429287963714,null,34241.720802787029,7368.3527197731655,0,4567.6945045052225,74403.367566319474,0,null,46177.76953125,74403.3671875,null,-24149.740170162404,35903.340161803157,69563.723950865649,null,0.71160165565302869,9.5415647958719401,0,1,0.65661033253282675,4.4944364179064982,0,1,15.373729746088198,"PASS",1,null,"IagTgsd606",null,69563.723950865649,0,0.65661033253282675,"FAIL",0,1,null,null,0.66648592498241965,null,-1002.9572224953585,"NO",0,null,7.4389999999999992,5.9600000000000009,6.2474711356919013,13.13,13.290000000000001,14.852837601175882,null,-24379.480317084046,null,-3086.1356030567308,null,0,null,0,null,-1002.9572224953585,null,-1002.9572224953585,-2.2729921634605694,null,"IagTgsd606",null,"Agriculture and Assembly","Cogged Belt on 15hp ODP Motor"]
[2002,"IelNgsd606",0.98983502686023694,8619.9972766249703,0,5434.7861328125,0,0,46434.317318599897,18458.40625,4839.6432366343452,0,0,null,70327.510311429622,4839.6432366343452,10274.429287963714,null,34241.720802787029,7368.3527197731655,0,4567.6945045052225,74403.367566319474,0,null,46177.76953125,74403.3671875,null,-24149.740170162404,35903.340161803157,69563.723950865649,null,0.71160165565302869,9.5415647958719401,0,1,0.65661033253282675,4.4944364179064982,0,1,15.373729746088198,"PASS",1,null,"IelNgsd606",null,69563.723950865649,0,0.65661033253282675,"FAIL",0,1,null,null,0.66648592498241965,null,-1002.9572224953585,"NO",0,null,7.4389999999999992,5.9600000000000009,6.2474711356919013,13.13,13.290000000000001,14.852837601175882,null,-24379.480317084046,null,-3086.1356030567308,null,0,null,0,null,-1002.9572224953585,null,-1002.9572224953585,-2.2729921634605694,null,"IelNgsd606",null,"Electrical and Electronic Equip.","Cogged Belt on 15hp ODP Motor"]
[2014,"IteNgsd606",0.98983502686023694,8619.9972766249703,0,5434.7861328125,0,0,46434.317318599897,18458.40625,4839.6432366343452,0,0,null,70327.510311429622,4839.6432366343452,10274.429287963714,null,34241.720802787029,7368.3527197731655,0,4567.6945045052225,74403.367566319474,0,null,46177.76953125,74403.3671875,null,-24149.740170162404,35903.340161803157,69563.723950865649,null,0.71160165565302869,9.5415647958719401,0,1,0.65661033253282675,4.4944364179064982,0,1,15.373729746088198,"PASS",1,null,"IteNgsd606",null,69563.723950865649,0,0.65661033253282675,"FAIL",0,1,null,null,0.66648592498241965,null,-1002.9572224953585,"NO",0,null,7.4389999999999992,5.9600000000000009,6.2474711356919013,13.13,13.290000000000001,14.852837601175882,null,-24379.480317084046,null,-3086.1356030567308,null,0,null,0,null,-1002.9572224953585,null,-1002.9572224953585,-2.2729921634605694,null,"IteNgsd606",null,"Textiles and Leather","Cogged Belt on 15hp ODP Motor"]
[2017,"IwaTgsd606",0.98957013189792642,8588.5282253098176,0,5414.9453125,0,0,46264.799409534498,18458.40625,4821.9751524127178,0,0,null,70138.151664269622,4821.9751524127178,10236.920465647527,null,34133.420907395972,7366.3808361127276,0,4548.8234324698706,74199.129121662394,0,null,46048.625,74199.1328125,null,-24089.525972034491,35811.70453508728,69377.15766008728,null,0.71147009068480049,9.5497433198010491,0,1,0.65654175882624177,4.4982888318643024,0,1,15.387705342150884,"PASS",1,null,"IwaTgsd606",null,69377.15766008728,0,0.65654175882624177,"FAIL",0,1,null,null,0.66586002217967266,null,-1000.5283929036149,"NO",0,null,7.4389999999999992,5.9600000000000009,6.2474711356919013,13.13,13.290000000000001,14.852837601175882,null,-24318.623608850401,null,-3078.4319091501352,null,0,null,0,null,-1000.5283929036149,null,-1000.5283929036149,-2.2757959232659561,null,"IwaTgsd606",null,"Water and Wastewater","Cogged Belt on 15hp ODP Motor"]
[2024,"IcoNgsd607",0.98983502686023694,8619.9972766249703,0,5434.7861328125,0,0,46434.317318599897,18458.40625,4082.9538494602948,0,0,null,70327.510311429622,4082.9538494602948,9517.7399007896547,null,34241.720802787029,7368.3527197731655,0,4567.6945045052225,74403.367566319474,0,null,46177.76953125,74403.3671875,null,-24149.740170162404,36660.029548977203,70320.413338039711,null,0.71160165565302869,11.309892600758641,0,1,0.65661033253282675,4.8517578350803978,0,1,18.222926325100396,"PASS",1,null,"IcoNgsd607",null,70320.413338039711,0,0.65661033253282675,"FAIL",0,1,null,null,0.56227931243270057,null,-1071.9476391702376,"NO",0,null,7.4389999999999992,5.9600000000000009,6.2474711356919013,13.13,13.290000000000001,14.852837601175882,null,-24379.480317084046,null,-3086.1356030567308,null,0,null,0,null,-1071.9476391702376,null,-1071.9476391702376,-2.8795722362368101,null,"IcoNgsd607",null,"Construction","Cogged Belt on 40hp ODP Motor"]
[2036,"IstNgsd607",0.98983502686023694,8619.9972766249703,0,5434.7861328125,0,0,46434.317318599897,18458.40625,4082.9538494602948,0,0,null,70327.510311429622,4082.9538494602948,9517.7399007896547,null,34241.720802787029,7368.3527197731655,0,4567.6945045052225,74403.367566319474,0,null,46177.76953125,74403.3671875,null,-24149.740170162404,36660.029548977203,70320.413338039711,null,0.71160165565302869,11.309892600758641,0,1,0.65661033253282675,4.8517578350803978,0,1,18.222926325100396,"PASS",1,null,"IstNgsd607",null,70320.413338039711,0,0.65661033253282675,"FAIL",0,1,null,null,0.56227931243270057,null,-1071.9476391702376,"NO",0,null,7.4389999999999992,5.9600000000000009,6.2474711356919013,13.13,13.290000000000001,14.852837601175882,null,-24379.480317084046,null,-3086.1356030567308,null,0,null,0,null,-1071.9476391702376,null,-1071.9476391702376,-2.8795722362368101,null,"IstNgsd607",null,"Stone/Clay/Glass/Concrete","Cogged Belt on 40hp ODP Motor"]
[2043,"IagEgsd608",0.98983502686023694,8619.9972766249703,0,10187.0517578125,0,0,46434.317318599897,18458.40625,89320.795406214776,0,0,null,75079.77577740069,89320.795406214776,99507.84692351523,null,34241.720802787029,7368.3527197731655,0,4567.6945045052225,74403.367566319474,0,null,46177.76953125,74403.3671875,null,-28902.005795162404,-53330.077632777276,-14917.428218714776,null,0.71160165565302869,0.51698788978805976,0,0,0.61504938354557204,0.46406158757641736,0,0,0.83299042344089058,"FAIL",0,null,"IagEgsd608",null,-14917.428218714776,14917.428218714776,0.51310227109551398,"FAIL",0,1,null,null,5.4996600028310478,null,2196.8655654674549,"YES",1,null,7.4389999999999992,5.9600000000000009,6.2474711356919013,13.13,13.290000000000001,14.852837601175882,null,-29131.745942084042,null,-2577.5322890303341,null,1319.8712147040965,null,1319.8712147040965,null,2196.8655654674549,null,1319.8712147040965,0.3624951717284981,null,"IagEgsd608",null,"Agriculture and Assembly","Low Pressure Sprinkler Nozzles"]
[2055,"ImiEgsd608",0.98983502686023694,8619.9972766249703,0,10187.0517578125,0,0,46434.317318599897,18458.40625,89320.795406214776,0,0,null,75079.77577740069,89320.795406214776,99507.84692351523,null,34241.720802787029,7368.3527197731655,0,4567.6945045052225,74403.367566319474,0,null,46177.76953125,74403.3671875,null,-28902.005795162404,-53330.077632777276,-14917.428218714776,null,0.71160165565302869,0.51698788978805976,0,0,0.61504938354557204,0.46406158757641736,0,0,0.83299042344089058,"FAIL",0,null,"ImiEgsd608",null,-14917.428218714776,14917.428218714776,0.51310227109551398,"FAIL",0,1,null,null,5.4996600028310478,null,2196.8655654674549,"YES",1,null,7.4389999999999992,5.9600000000000009,6.2474711356919013,13.13,13.290000000000001,14.852837601175882,null,-29131.745942084042,null,-2577.5322890303341,null,1319.8712147040965,null,1319.8712147040965,null,2196.8655654674549,null,1319.8712147040965,0.3624951717284981,null,"ImiEgsd608",null,"Miscellaneous Manufacturing","Low Pressure Sprinkler Nozzles"]
[2067,"IagTgsd609",0.98983502686023694,8619.9972766249703,0,5434.7861328125,0,0,46434.317318599897,18458.40625,28428.011443718457,0,0,null,70327.510311429622,28428.011443718457,33862.797495047802,null,34241.720802787029,7368.3527197731655,0,4567.6945045052225,74403.367566319474,0,null,46177.76953125,74403.3671875,null,-24149.740170162404,12314.971954719047,45975.355743781547,null,0.71160165565302869,1.624375648739004,0,1,0.65661033253282675,1.3636726093550551,0,1,2.6172554255088567,"PASS",1,null,"IagTgsd609",null,45975.355743781547,0,0.65661033253282675,"FAIL",0,1,null,null,3.9149311414556589,null,1147.6893012372827,"YES",1,null,7.4389999999999992,5.9600000000000009,6.2474711356919013,13.13,13.290000000000001,14.852837601175882,null,-24379.480317084046,null,-3086.1356030567308,null,0,null,0,null,1147.6893012372827,null,0,0,null,"IagTgsd609",null,"Agriculture and Assembly","Synchronous Belt on 15hp ODP Motor"]
[2074,"IelNgsd609",0.98983502686023694,8619.9972766249703,0,5434.7861328125,0,0,46434.317318599897,18458.40625,28428.011443718457,0,0,null,70327.510311429622,28428.011443718457,33862.797495047802,null,34241.720802787029,7368.3527197731655,0,4567.6945045052225,74403.367566319474,0,null,46177.76953125,74403.3671875,null,-24149.740170162404,12314.971954719047,45975.355743781547,null,0.71160165565302869,1.624375648739004,0,1,0.65661033253282675,1.3636726093550551,0,1,2.6172554255088567,"PASS",1,null,"IelNgsd609",null,45975.355743781547,0,0.65661033253282675,"FAIL",0,1,null,null,3.9149311414556589,null,1147.6893012372827,"YES",1,null,7.4389999999999992,5.9600000000000009,6.2474711356919013,13.13,13.290000000000001,14.852837601175882,null,-24379.480317084046,null,-3086.1356030567308,null,0,null,0,null,1147.6893012372827,null,0,0,null,"IelNgsd609",null,"Electrical and Electronic Equip.","Synchronous Belt on 15hp ODP Motor"]
[2086,"IteNgsd609",0.98983502686023694,8619.9972766249703,0,5434.7861328125,0,0,46434.317318599897,18458.40625,28428.011443718457,0,0,null,70327.510311429622,28428.011443718457,33862.797495047802,null,34241.720802787029,7368.3527197731655,0,4567.6945045052225,74403.367566319474,0,null,46177.76953125,74403.3671875,null,-24149.740170162404,12314.971954719047,45975.355743781547,null,0.71160165565302869,1.624375648739004,0,1,0.65661033253282675,1.3636726093550551,0,1,2.6172554255088567,"PASS",1,null,"IteNgsd609",null,45975.355743781547,0,0.65661033253282675,"FAIL",0,1,null,null,3.9149311414556589,null,1147.6893012372827,"YES",1,null,7.4389999999999992,5.9600000000000009,6.2474711356919013,13.13,13.290000000000001,14.852837601175882,null,-24379.480317084046,null,-3086.1356030567308,null,0,null,0,null,1147.6893012372827,null,0,0,null,"IteNgsd609",null,"Textiles and Leather","Synchronous Belt on 15hp ODP Motor"]
[2090,"IwaNgsd609",0.98957013189792642,8588.5282253098176,0,5414.9453125,0,0,46264.799409534498,18458.40625,28324.230151278898,0,0,null,70138.151664269622,28324.230151278898,33739.175464513697,null,34133.420907395972,7366.3808361127276,0,4548.8234324698706,74199.129121662394,0,null,46048.625,74199.1328125,null,-24089.525972034491,12309.449536221102,45874.902661221102,null,0.71147009068480049,1.6257679292272242,0,1,0.65654175882624177,1.3648414452047313,0,1,2.6196345819887976,"PASS",1,null,"IwaNgsd609",null,45874.902661221102,0,0.65654175882624177,"FAIL",0,1,null,null,3.9112545951369002,null,1142.2668180843962,"YES",1,null,7.4389999999999992,5.9600000000000009,6.2474711356919013,13.13,13.290000000000001,14.852837601175882,null,-24318.623608850401,null,-3078.4319091501352,null,0,null,0,null,1142.2668180843962,null,0,0,null,"IwaNgsd609",null,"Water and Wastewater","Synchronous Belt on 15hp ODP Motor"]
[2097,"IelTgsd610",0.98983502686023694,8619.9972766249703,0,5434.7861328125,0,0,46434.317318599897,18458.40625,33727.391051495011,0,0,null,70327.510311429622,33727.391051495011,39162.177102824404,null,34241.720802787029,7368.3527197731655,0,4567.6945045052225,74403.367566319474,0,null,46177.76953125,74403.3671875,null,-24149.740170162404,7015.5923469424888,40675.976136004989,null,0.71160165565302869,1.3691473930119806,0,1,0.65661033253282675,1.1791420409014868,0,1,2.2060220155748445,"PASS",1,null,"IelTgsd610",null,40675.976136004989,0,0.65661033253282675,"FAIL",0,1,null,null,4.6447289255630517,null,1630.8549275064424,"YES",1,null,7.4389999999999992,5.9600000000000009,6.2474711356919013,13.13,13.290000000000001,14.852837601175882,null,-24379.480317084046,null,-3086.1356030567308,null,0,null,0,null,1630.8549275064424,null,0,0,null,"IelTgsd610",null,"Electrical and Electronic Equip.","Synchronous Belt on 5hp ODP Motor"]
[2109,"IteTgsd610",0.98983502686023694,8619.9972766249703,0,5434.7861328125,0,0,46434.317318599897,18458.40625,33727.391051495011,0,0,null,70327.510311429622,33727.391051495011,39162.177102824404,null,34241.720802787029,7368.3527197731655,0,4567.6945045052225,74403.367566319474,0,null,46177.76953125,74403.3671875,null,-24149.740170162404,7015.5923469424888,40675.976136004989,null,0.71160165565302869,1.3691473930119806,0,1,0.65661033253282675,1.1791420409014868,0,1,2.2060220155748445,"PASS",1,null,"IteTgsd610",null,40675.976136004989,0,0.65661033253282675,"FAIL",0,1,null,null,4.6447289255630517,null,1630.8549275064424,"YES",1,null,7.4389999999999992,5.9600000000000009,6.2474711356919013,13.13,13.290000000000001,14.852837601175882,null,-24379.480317084046,null,-3086.1356030567308,null,0,null,0,null,1630.8549275064424,null,0,0,null,"IteTgsd610",null,"Textiles and Leather","Synchronous Belt on 5hp ODP Motor"]
[2116,"IagNgsd611",0.98983502686023694,8619.9972766249703,0,5434.7861328125,0,0,46434.317318599897,18458.40625,18478.6330656955,0,0,null,70327.510311429622,18478.6330656955,23913.41911702486,null,34241.720802787029,7368.3527197731655,0,4567.6945045052225,74403.367566319474,0,null,46177.76953125,74403.3671875,null,-24149.740170162404,22264.350332742,55924.734121804504,null,0.71160165565302869,2.49898189801584,0,1,0.65661033253282675,1.931040021835569,0,1,4.0264540630781553,"PASS",1,null,"IagNgsd611",null,55924.734121804504,0,0.65661033253282675,"FAIL",0,1,null,null,2.5447637561261107,null,240.56434519752921,"YES",1,null,7.4389999999999992,5.9600000000000009,6.2474711356919013,13.13,13.290000000000001,14.852837601175882,null,-24379.480317084046,null,-3086.1356030567308,null,0,null,0,null,240.56434519752921,null,0,0,null,"IagNgsd611",null,"Agriculture and Assembly","Synchronous Belt on 75hp ODP Motor"]
[2128,"ImiNgsd611",0.98983502686023694,8619.9972766249703,0,5434.7861328125,0,0,46434.317318599897,18458.40625,18478.6330656955,0,0,null,70327.510311429622,18478.6330656955,23913.41911702486,null,34241.720802787029,7368.3527197731655,0,4567.6945045052225,74403.367566319474,0,null,46177.76953125,74403.3671875,null,-24149.740170162404,22264.350332742,55924.734121804504,null,0.71160165565302869,2.49898189801584,0,1,0.65661033253282675,1.931040021835569,0,1,4.0264540630781553,"PASS",1,null,"ImiNgsd611",null,55924.734121804504,0,0.65661033253282675,"FAIL",0,1,null,null,2.5447637561261107,null,240.56434519752921,"YES",1,null,7.4389999999999992,5.9600000000000009,6.2474711356919013,13.13,13.290000000000001,14.852837601175882,null,-24379.480317084046,null,-3086.1356030567308,null,0,null,0,null,240.56434519752921,null,0,0,null,"ImiNgsd611",null,"Miscellaneous Manufacturing","Synchronous Belt on 75hp ODP Motor"]
[2140,"IagNgsd701",0.98533076643943773,8329.1060426051008,0,5026.65576171875,0,0,44867.340505010172,18631.712890625,8955.2809613873324,0,0,null,68525.709491843474,8955.2809613873324,13981.936717115232,null,33164.220385108958,7334.6828241912654,0,4394.6034241054613,72688.74998412971,0,null,44893.5078125,72688.75,null,-23632.201344853922,30911.571089393918,63733.469038612668,null,0.70699491428301997,5.01307641893853,0,1,0.65513379379135106,3.2108218411767298,0,1,8.1168586796342375,"PASS",1,null,"IagNgsd701",null,63733.469038612668,0,0.65513379379135106,"FAIL",0,1,null,null,1.3183010146320022,null,-557.04339864110329,"NO",0,null,7.4389999999999992,5.9600000000000009,6.2474711356919013,13.13,13.290000000000001,14.852837601175882,null,-23855.552129990734,null,-3131.9219042829486,null,0,null,0,null,-557.04339864110329,null,-557.04339864110329,-0.65304648344276639,null,"IagNgsd701",null,"Agriculture and Assembly","3-phase High Frequency Battery Charger - 1 shift"]
[2147,"IluTgsd701",0.98533076643943773,8329.1060426051008,0,5026.65576171875,0,0,44867.340505010172,18631.712890625,8955.2809613873324,0,0,null,68525.709491843474,8955.2809613873324,13981.936717115232,null,33164.220385108958,7334.6828241912654,0,4394.6034241054613,72688.74998412971,0,null,44893.5078125,72688.75,null,-23632.201344853922,30911.571089393918,63733.469038612668,null,0.70699491428301997,5.01307641893853,0,1,0.65513379379135106,3.2108218411767298,0,1,8.1168586796342375,"PASS",1,null,"IluTgsd701",null,63733.469038612668,0,0.65513379379135106,"FAIL",0,1,null,null,1.3183010146320022,null,-557.04339864110329,"NO",0,null,7.4389999999999992,5.9600000000000009,6.2474711356919013,13.13,13.290000000000001,14.852837601175882,null,-23855.552129990734,null,-3131.9219042829486,null,0,null,0,null,-557.04339864110329,null,-557.04339864110329,-0.65304648344276639,null,"IluTgsd701",null,"Lumber/Furniture/Pulp/Paper","3-phase High Frequency Battery Charger - 1 shift"]
[2159,"ItrTgsd701",0.98533076643943773,8329.1060426051008,0,5026.65576171875,0,0,44867.340505010172,18631.712890625,8955.2809613873324,0,0,null,68525.709491843474,8955.2809613873324,13981.936717115232,null,33164.220385108958,7334.6828241912654,0,4394.6034241054613,72688.74998412971,0,null,44893.5078125,72688.75,null,-23632.201344853922,30911.571089393918,63733.469038612668,null,0.70699491428301997,5.01307641893853,0,1,0.65513379379135106,3.2108218411767298,0,1,8.1168586796342375,"PASS",1,null,"ItrTgsd701",null,63733.469038612668,0,0.65513379379135106,"FAIL",0,1,null,null,1.3183010146320022,null,-557.04339864110329,"NO",0,null,7.4389999999999992,5.9600000000000009,6.2474711356919013,13.13,13.290000000000001,14.852837601175882,null,-23855.552129990734,null,-3131.9219042829486,null,0,null,0,null,-557.04339864110329,null,-557.04339864110329,-0.65304648344276639,null,"ItrTgsd701",null,"Transportation Equipment","3-phase High Frequency Battery Charger - 1 shift"]
[2166,"IagNgsd703",0.98533076643943773,8329.1060426051008,0,6698.87744140625,0,0,44867.340505010172,18631.712890625,48135.659116127026,0,0,null,70197.931013235968,48135.659116127026,54834.536393247428,null,33164.220385108958,7334.6828241912654,0,4394.6034241054613,72688.74998412971,0,null,44893.5078125,72688.75,null,-25304.423024541422,-9941.0287450332762,24553.090883872974,null,0.70699491428301997,0.93264554047540194,0,0,0.63952750853463891,0.81870862107856079,0,0,1.5100811193763604,"PASS",1,null,"IagNgsd703",null,24553.090883872974,0,0.63952750853463891,"FAIL",0,1,null,null,5.3171559329792135,null,2030.3710454754153,"YES",1,null,7.4389999999999992,5.9600000000000009,6.2474711356919013,13.13,13.290000000000001,14.852837601175882,null,-25527.773809678241,null,-2631.3319089754391,null,0,null,0,null,2030.3710454754153,null,0,0,null,"IagNgsd703",null,"Agriculture and Assembly","Electric Actuators"]
[2169,"IcoTgsd703",0.98533076643943773,8329.1060426051008,0,6698.87744140625,0,0,44867.340505010172,18631.712890625,48135.659116127026,0,0,null,70197.931013235968,48135.659116127026,54834.536393247428,null,33164.220385108958,7334.6828241912654,0,4394.6034241054613,72688.74998412971,0,null,44893.5078125,72688.75,null,-25304.423024541422,-9941.0287450332762,24553.090883872974,null,0.70699491428301997,0.93264554047540194,0,0,0.63952750853463891,0.81870862107856079,0,0,1.5100811193763604,"PASS",1,null,"IcoTgsd703",null,24553.090883872974,0,0.63952750853463891,"FAIL",0,1,null,null,5.3171559329792135,null,2030.3710454754153,"YES",1,null,7.4389999999999992,5.9600000000000009,6.2474711356919013,13.13,13.290000000000001,14.852837601175882,null,-25527.773809678241,null,-2631.3319089754391,null,0,null,0,null,2030.3710454754153,null,0,0,null,"IcoTgsd703",null,"Construction","Electric Actuators"]
[2181,"IstTgsd703",0.98533076643943773,8329.1060426051008,0,6698.87744140625,0,0,44867.340505010172,18631.712890625,48135.659116127026,0,0,null,70197.931013235968,48135.659116127026,54834.536393247428,null,33164.220385108958,7334.6828241912654,0,4394.6034241054613,72688.74998412971,0,null,44893.5078125,72688.75,null,-25304.423024541422,-9941.0287450332762,24553.090883872974,null,0.70699491428301997,0.93264554047540194,0,0,0.63952750853463891,0.81870862107856079,0,0,1.5100811193763604,"PASS",1,null,"IstTgsd703",null,24553.090883872974,0,0.63952750853463891,"FAIL",0,1,null,null,5.3171559329792135,null,2030.3710454754153,"YES",1,null,7.4389999999999992,5.9600000000000009,6.2474711356919013,13.13,13.290000000000001,14.852837601175882,null,-25527.773809678241,null,-2631.3319089754391,null,0,null,0,null,2030.3710454754153,null,0,0,null,"IstTgsd703",null,"Stone/Clay/Glass/Concrete","Electric Actuators"]
[2188,"IwaNgsd703",0.98533076643943773,8329.1060426051008,0,6698.87744140625,0,0,44867.340505010172,18631.712890625,48135.659116127026,0,0,null,70197.931013235968,48135.659116127026,54834.536393247428,null,33164.220385108958,7334.6828241912654,0,4394.6034241054613,72688.74998412971,0,null,44893.5078125,72688.75,null,-25304.423024541422,-9941.0287450332762,24553.090883872974,null,0.70699491428301997,0.93264554047540194,0,0,0.63952750853463891,0.81870862107856079,0,0,1.5100811193763604,"PASS",1,null,"IwaNgsd703",null,24553.090883872974,0,0.63952750853463891,"FAIL",0,1,null,null,5.3171559329792135,null,2030.3710454754153,"YES",1,null,7.4389999999999992,5.9600000000000009,6.2474711356919013,13.13,13.290000000000001,14.852837601175882,null,-25527.773809678241,null,-2631.3319089754391,null,0,null,0,null,2030.3710454754153,null,0,0,null,"IwaNgsd703",null,"Water and Wastewater","Electric Actuators"]
[2200,"ImeNgsd704",0.98533076643943773,8329.1060426051008,0,3465.36279296875,0,0,44867.340505010172,18631.712890625,24079.366435830783,0,0,null,66964.416567454493,24079.366435830783,27544.729267169721,null,33164.220385108958,7334.6828241912654,0,4394.6034241054613,72688.74998412971,0,null,44893.5078125,72688.75,null,-22070.908376103922,17348.778583700467,48609.383564169213,null,0.70699491428301997,1.8643973848787476,0,1,0.67040841043186794,1.6298402296712855,0,1,3.0187152221678502,"PASS",1,null,"ImeNgsd704",null,48609.383564169213,0,0.67040841043186794,"FAIL",0,1,null,null,5.1417485898689979,null,1916.875681818897,"YES",1,null,7.4389999999999992,5.9600000000000009,6.2474711356919013,13.13,13.290000000000001,14.852837601175882,null,-22294.259161240727,null,-3837.4702340638055,null,0,null,0,null,1916.875681818897,null,0,0,null,"ImeNgsd704",null,"Metal Products and Machinery","Energy Efficient Transformers"]
[2212,"IwaNgsd704",0.98533076643943773,8329.1060426051008,0,3465.36279296875,0,0,44867.340505010172,18631.712890625,24079.366435830783,0,0,null,66964.416567454493,24079.366435830783,27544.729267169721,null,33164.220385108958,7334.6828241912654,0,4394.6034241054613,72688.74998412971,0,null,44893.5078125,72688.75,null,-22070.908376103922,17348.778583700467,48609.383564169213,null,0.70699491428301997,1.8643973848787476,0,1,0.67040841043186794,1.6298402296712855,0,1,3.0187152221678502,"PASS",1,null,"IwaNgsd704",null,48609.383564169213,0,0.67040841043186794,"FAIL",0,1,null,null,5.1417485898689979,null,1916.875681818897,"YES",1,null,7.4389999999999992,5.9600000000000009,6.2474711356919013,13.13,13.290000000000001,14.852837601175882,null,-22294.259161240727,null,-3837.4702340638055,null,0,null,0,null,1916.875681818897,null,0,0,null,"IwaNgsd704",null,"Water and Wastewater","Energy Efficient Transformers"]
[2219,"IchEgsd801",0.98957013189792642,8588.5282253098176,0,4343.8134765625,0,0,46264.799409534498,18631.712890625,290.87720690677207,0,0,null,69240.326156520765,290.87720690677207,4634.6907227876936,null,34133.245332241226,7366.2401469431052,0,4548.8234324698706,74372.435411267405,0,null,46048.30859375,74372.4375,null,-23192.017182971991,41413.617910280729,74081.560293093222,null,0.70956522872550154,158.3084115920735,0,1,0.66505043234835626,9.9355732105256251,0,1,255.68327711506396,"PASS",1,null,"IchEgsd801",null,74081.560293093222,0,0.66505043234835626,"FAIL",0,1,null,null,4.1861472239050034E-2,null,-1415.6315824881829,"NO",0,null,7.4389999999999992,5.9600000000000009,6.2474711356919013,13.13,13.290000000000001,14.852837601175882,null,-23421.113245627457,null,-3074.8857623150152,null,0,null,0,null,-1415.6315824881829,null,-1415.6315824881829,-51.094581202311474,null,"IchEgsd801",null,"Chemicals and Plastics","VFD on Cooling Tower Fans"]
[2231,"IprEgsd801",0.98957013189792642,8588.5282253098176,0,4343.8134765625,0,0,46264.799409534498,18631.712890625,225.28358751419202,0,0,null,69240.326156520765,225.28358751419202,4569.0971033951146,null,34133.245332241226,7366.2401469431052,0,4548.8234324698706,74372.435411267405,0,null,46048.30859375,74372.4375,null,-23192.017182971991,41479.21152967331,74147.15391248581,null,0.70956522872550154,204.4015238830886,0,1,0.66505043234835626,10.078207564420673,0,1,330.12807688582649,"PASS",1,null,"IprEgsd801",null,74147.15391248581,0,0.66505043234835626,"FAIL",0,1,null,null,3.2421593852156178E-2,null,-1421.8793851032992,"NO",0,null,7.4389999999999992,5.9600000000000009,6.2474711356919013,13.13,13.290000000000001,14.852837601175882,null,-23421.113245627457,null,-3074.8857623150152,null,0,null,0,null,-1421.8793851032992,null,-1421.8793851032992,-66.262450906942988,null,"IprEgsd801",null,"Primary Resources Industries","VFD on Cooling Tower Fans"]
[2238,"ItrNgsd801",0.98957013189792642,8588.5282253098176,0,4343.8134765625,0,0,46264.799409534498,18631.712890625,204.8538453970562,0,0,null,69240.326156520765,204.8538453970562,4548.6673612779759,null,34133.245332241226,7366.2401469431052,0,4548.8234324698706,74372.435411267405,0,null,46048.30859375,74372.4375,null,-23192.017182971991,41499.641271790446,74167.583654602946,null,0.70956522872550154,224.78615670844383,0,1,0.66505043234835626,10.123472510606137,0,1,363.0512151521894,"PASS",1,null,"ItrNgsd801",null,74167.583654602946,0,0.66505043234835626,"FAIL",0,1,null,null,2.9481456924928654E-2,null,-1423.825320678935,"NO",0,null,7.4389999999999992,5.9600000000000009,6.2474711356919013,13.13,13.290000000000001,14.852837601175882,null,-23421.113245627457,null,-3074.8857623150152,null,0,null,0,null,-1423.825320678935,null,-1423.825320678935,-72.970423861973927,null,"ItrNgsd801",null,"Transportation Equipment","VFD on Cooling Tower Fans"]
[2241,"IagEgsd802",0.98957013189792642,8588.5282253098176,0,6857.32568359375,0,0,46264.799409534498,18631.712890625,563770.39887198433,0,0,null,71753.838142571112,563770.39887198433,570627.72437391547,null,34133.245332241226,7366.2401469431052,0,4548.8234324698706,74372.435411267405,0,null,46048.30859375,74372.4375,null,-25705.529390003241,-524579.41596182808,-489397.96137198433,null,0.70956522872550154,8.1679188346684042E-2,0,0,0.64175394498307425,8.0697636326054437E-2,0,0,0.13191972769199575,"FAIL",0,null,"IagEgsd802",null,-489397.96137198433,489397.96137198433,8.2060342044021586E-2,"FAIL",0,1,null,null,51.395309007811619,null,32572.751599804891,"YES",1,null,7.4389999999999992,5.9600000000000009,6.2474711356919013,13.13,13.290000000000001,14.852837601175882,null,-25934.625452658714,null,-2294.6559619541163,null,43301.182501376308,null,43301.182501376308,null,32572.751599804891,null,32572.751599804891,0.95756897065306001,null,"IagEgsd802",null,"Agriculture and Assembly","Auto Closer on Refrigerator Door"]
[2255,"IprEgsd802",0.98957013189792642,8588.5282253098176,0,6857.32568359375,0,0,46264.799409534498,18631.712890625,563770.39887198433,0,0,null,71753.838142571112,563770.39887198433,570627.72437391547,null,34133.245332241226,7366.2401469431052,0,4548.8234324698706,74372.435411267405,0,null,46048.30859375,74372.4375,null,-25705.529390003241,-524579.41596182808,-489397.96137198433,null,0.70956522872550154,8.1679188346684042E-2,0,0,0.64175394498307425,8.0697636326054437E-2,0,0,0.13191972769199575,"FAIL",0,null,"IprEgsd802",null,-489397.96137198433,489397.96137198433,8.2060342044021586E-2,"FAIL",0,1,null,null,51.395309007811619,null,32572.751599804891,"YES",1,null,7.4389999999999992,5.9600000000000009,6.2474711356919013,13.13,13.290000000000001,14.852837601175882,null,-25934.625452658714,null,-2294.6559619541163,null,43301.182501376308,null,43301.182501376308,null,32572.751599804891,null,32572.751599804891,0.95756897065306001,null,"IprEgsd802",null,"Primary Resources Industries","Auto Closer on Refrigerator Door"]
[2261,"ItrEgsd802",0.98957013189792642,8588.5282253098176,0,6857.32568359375,0,0,46264.799409534498,18631.712890625,563770.39887198433,0,0,null,71753.838142571112,563770.39887198433,570627.72437391547,null,34133.245332241226,7366.2401469431052,0,4548.8234324698706,74372.435411267405,0,null,46048.30859375,74372.4375,null,-25705.529390003241,-524579.41596182808,-489397.96137198433,null,0.70956522872550154,8.1679188346684042E-2,0,0,0.64175394498307425,8.0697636326054437E-2,0,0,0.13191972769199575,"FAIL",0,null,"ItrEgsd802",null,-489397.96137198433,489397.96137198433,8.2060342044021586E-2,"FAIL",0,1,null,null,51.395309007811619,null,32572.751599804891,"YES",1,null,7.4389999999999992,5.9600000000000009,6.2474711356919013,13.13,13.290000000000001,14.852837601175882,null,-25934.625452658714,null,-2294.6559619541163,null,43301.182501376308,null,43301.182501376308,null,32572.751599804891,null,32572.751599804891,0.95756897065306001,null,"ItrEgsd802",null,"Transportation Equipment","Auto Closer on Refrigerator Door"]
[2273,"IluEgsd803",0.98957013189792642,8588.5282253098176,0,6907.5234375,0,0,46264.799409534498,18631.712890625,1451.5431138020444,0,0,null,71804.036110743458,1451.5431138020444,8359.0665839056419,null,34133.245332241226,7366.2401469431052,0,4548.8234324698706,74372.435411267405,0,null,46048.30859375,74372.4375,null,-25755.727143909491,37689.242042447957,72920.89438619795,null,0.70956522872550154,31.723693327396322,0,1,0.64130529879950426,5.508785976417105,0,1,51.236809153532732,"PASS",1,null,"IluEgsd803",null,72920.89438619795,0,0.64130529879950426,"FAIL",0,1,null,null,0.15675156119018055,null,-1339.5913445973613,"NO",0,null,7.4389999999999992,5.9600000000000009,6.2474711356919013,13.13,13.290000000000001,14.852837601175882,null,-25984.82320656495,null,-2678.4432893477465,null,0,null,0,null,-1339.5913445973613,null,-1339.5913445973613,-12.91217955500726,null,"IluEgsd803",null,"Lumber/Furniture/Pulp/Paper","Demand Defrost"]
[2280,"IprNgsd803",0.98957013189792642,8588.5282253098176,0,6907.5234375,0,0,46264.799409534498,18631.712890625,422.10004397342368,0,0,null,71804.036110743458,422.10004397342368,7329.6235140770232,null,34133.245332241226,7366.2401469431052,0,4548.8234324698706,74372.435411267405,0,null,46048.30859375,74372.4375,null,-25755.727143909491,38718.68511227658,73950.33745602658,null,0.70956522872550154,109.09335180417393,0,1,0.64130529879950426,6.282493051674904,0,1,176.19623253268992,"PASS",1,null,"IprNgsd803",null,73950.33745602658,0,0.64130529879950426,"FAIL",0,1,null,null,4.5582414672828392E-2,null,-1413.1688692078153,"NO",0,null,7.4389999999999992,5.9600000000000009,6.2474711356919013,13.13,13.290000000000001,14.852837601175882,null,-25984.82320656495,null,-2678.4432893477465,null,0,null,0,null,-1413.1688692078153,null,-1413.1688692078153,-46.842043482295914,null,"IprNgsd803",null,"Primary Resources Industries","Demand Defrost"]
[2292,"IchNgsd804",0.98957013189792642,8588.5282253098176,0,5788.87353515625,0,0,46264.799409534498,18631.712890625,293.42173176355362,0,0,null,70685.386013244482,293.42173176355362,6082.2951043681933,null,34133.245332241226,7366.2401469431052,0,4548.8234324698706,74372.435411267405,0,null,46048.30859375,74372.4375,null,-24637.077241565741,39966.013326830194,74079.015768236452,null,0.70956522872550154,156.93557636984042,0,1,0.65145444209690373,7.5708768767271284,0,1,253.46601648418843,"PASS",1,null,"IchNgsd804",null,74079.015768236452,0,0.65145444209690373,"FAIL",0,1,null,null,3.1686496827507973E-2,null,-1422.3659105567774,"NO",0,null,7.4389999999999992,5.9600000000000009,6.2474711356919013,13.13,13.290000000000001,14.852837601175882,null,-24866.173304221204,null,-2563.1359693693239,null,0,null,0,null,-1422.3659105567774,null,-1422.3659105567774,-67.822876718650747,null,"IchNgsd804",null,"Chemicals and Plastics","Floating Head Pressure Controller"]
[2304,"IprNgsd804",0.98957013189792642,8588.5282253098176,0,5788.87353515625,0,0,46264.799409534498,18631.712890625,556.6154889366527,0,0,null,70685.386013244482,556.6154889366527,6345.4888615412929,null,34133.245332241226,7366.2401469431052,0,4548.8234324698706,74372.435411267405,0,null,46048.30859375,74372.4375,null,-24637.077241565741,39702.819569657098,73815.822011063341,null,0.70956522872550154,82.729118231545769,0,1,0.65145444209690373,7.2568573389554754,0,1,133.61546521473852,"PASS",1,null,"IprNgsd804",null,73815.822011063341,0,0.65145444209690373,"FAIL",0,1,null,null,6.0108682149172699E-2,null,-1403.5546296798368,"NO",0,null,7.4389999999999992,5.9600000000000009,6.2474711356919013,13.13,13.290000000000001,14.852837601175882,null,-24866.173304221204,null,-2563.1359693693239,null,0,null,0,null,-1403.5546296798368,null,-1403.5546296798368,-35.280214219195187,null,"IprNgsd804",null,"Primary Resources Industries","Floating Head Pressure Controller"]
[2311,"IwaEgsd804",0.98957013189792642,8588.5282253098176,0,5788.87353515625,0,0,46264.799409534498,18631.712890625,401.79766620870117,0,0,null,70685.386013244482,401.79766620870117,6190.6710388133379,null,34133.245332241226,7366.2401469431052,0,4548.8234324698706,74372.435411267405,0,null,46048.30859375,74372.4375,null,-24637.077241565741,39857.637392385048,73970.639833791298,null,0.70956522872550154,114.60571443396999,0,1,0.65145444209690373,7.4383386059329126,0,1,185.0992271850817,"PASS",1,null,"IwaEgsd804",null,73970.639833791298,0,0.65145444209690373,"FAIL",0,1,null,null,4.338997010973606E-2,null,-1414.6199430790427,"NO",0,null,7.4389999999999992,5.9600000000000009,6.2474711356919013,13.13,13.290000000000001,14.852837601175882,null,-24866.173304221204,null,-2563.1359693693239,null,0,null,0,null,-1414.6199430790427,null,-1414.6199430790427,-49.259446118313186,null,"IwaEgsd804",null,"Water and Wastewater","Floating Head Pressure Controller"]
[2314,"IagNgsd805",0.98957013189792642,8588.5282253098176,0,5013.09326171875,0,0,46264.799409534498,18631.712890625,194234.23810778733,0,0,null,69909.605794869509,194234.23810778733,199247.33126201684,null,34133.245332241226,7366.2401469431052,0,4548.8234324698706,74372.435411267405,0,null,46048.30859375,74372.4375,null,-23861.296968128241,-153199.02277575608,-119861.80060778733,null,0.70956522872550154,0.23707616660352226,0,0,0.65868357035703506,0.23111129407476466,0,0,0.38290076056893818,"FAIL",0,null,"IagNgsd805",null,-119861.80060778733,119861.80060778733,0.24265145905374386,"FAIL",0,1,null,null,28.901762084949205,null,17685.352045694061,"YES",1,null,7.4389999999999992,5.9600000000000009,6.2474711356919013,13.13,13.290000000000001,14.852837601175882,null,-24090.393030783714,null,-3261.4631702988663,null,16227.41678429507,null,16227.41678429507,null,17685.352045694061,null,16227.41678429507,0.84832871538941212,null,"IagNgsd805",null,"Agriculture and Assembly","High Efficiency Refrigeration Compressor - Discus"]
[2326,"ImiNgsd805",0.98957013189792642,8588.5282253098176,0,5013.09326171875,0,0,46264.799409534498,18631.712890625,194234.23810778733,0,0,null,69909.605794869509,194234.23810778733,199247.33126201684,null,34133.245332241226,7366.2401469431052,0,4548.8234324698706,74372.435411267405,0,null,46048.30859375,74372.4375,null,-23861.296968128241,-153199.02277575608,-119861.80060778733,null,0.70956522872550154,0.23707616660352226,0,0,0.65868357035703506,0.23111129407476466,0,0,0.38290076056893818,"FAIL",0,null,"ImiNgsd805",null,-119861.80060778733,119861.80060778733,0.24265145905374386,"FAIL",0,1,null,null,28.901762084949205,null,17685.352045694061,"YES",1,null,7.4389999999999992,5.9600000000000009,6.2474711356919013,13.13,13.290000000000001,14.852837601175882,null,-24090.393030783714,null,-3261.4631702988663,null,16227.41678429507,null,16227.41678429507,null,17685.352045694061,null,16227.41678429507,0.84832871538941212,null,"ImiNgsd805",null,"Miscellaneous Manufacturing","High Efficiency Refrigeration Compressor - Discus"]
[2333,"ItrTgsd805",0.98957013189792642,8588.5282253098176,0,5013.09326171875,0,0,46264.799409534498,18631.712890625,194234.23810778733,0,0,null,69909.605794869509,194234.23810778733,199247.33126201684,null,34133.245332241226,7366.2401469431052,0,4548.8234324698706,74372.435411267405,0,null,46048.30859375,74372.4375,null,-23861.296968128241,-153199.02277575608,-119861.80060778733,null,0.70956522872550154,0.23707616660352226,0,0,0.65868357035703506,0.23111129407476466,0,0,0.38290076056893818,"FAIL",0,null,"ItrTgsd805",null,-119861.80060778733,119861.80060778733,0.24265145905374386,"FAIL",0,1,null,null,28.901762084949205,null,17685.352045694061,"YES",1,null,7.4389999999999992,5.9600000000000009,6.2474711356919013,13.13,13.290000000000001,14.852837601175882,null,-24090.393030783714,null,-3261.4631702988663,null,16227.41678429507,null,16227.41678429507,null,17685.352045694061,null,16227.41678429507,0.84832871538941212,null,"ItrTgsd805",null,"Transportation Equipment","High Efficiency Refrigeration Compressor - Discus"]
[2345,"IluTgsd806",0.98957013189792642,8588.5282253098176,0,5013.09326171875,0,0,46264.799409534498,18631.712890625,193947.98032062565,0,0,null,69909.605794869509,193947.98032062565,198961.07347485513,null,34133.245332241226,7366.2401469431052,0,4548.8234324698706,74372.435411267405,0,null,46048.30859375,74372.4375,null,-23861.296968128241,-152912.7649885944,-119575.54282062565,null,0.70956522872550154,0.23742607949629127,0,0,0.65868357035703506,0.23144380840251094,0,0,0.383465903470874,"FAIL",0,null,"IluTgsd806",null,-119575.54282062565,119575.54282062565,0.24301803590851698,"FAIL",0,1,null,null,28.859165530660405,null,17657.159430029649,"YES",1,null,7.4389999999999992,5.9600000000000009,6.2474711356919013,13.13,13.290000000000001,14.852837601175882,null,-24090.393030783714,null,-3261.4631702988663,null,16188.661948338427,null,16188.661948338427,null,17657.159430029649,null,16188.661948338427,0.8475518649001772,null,"IluTgsd806",null,"Lumber/Furniture/Pulp/Paper","High Efficiency Refrigeration Compressor - Scroll"]
[2352,"IprNgsd806",0.98957013189792642,8588.5282253098176,0,5013.09326171875,0,0,46264.799409534498,18631.712890625,193947.98032062565,0,0,null,69909.605794869509,193947.98032062565,198961.07347485513,null,34133.245332241226,7366.2401469431052,0,4548.8234324698706,74372.435411267405,0,null,46048.30859375,74372.4375,null,-23861.296968128241,-152912.7649885944,-119575.54282062565,null,0.70956522872550154,0.23742607949629127,0,0,0.65868357035703506,0.23144380840251094,0,0,0.383465903470874,"FAIL",0,null,"IprNgsd806",null,-119575.54282062565,119575.54282062565,0.24301803590851698,"FAIL",0,1,null,null,28.859165530660405,null,17657.159430029649,"YES",1,null,7.4389999999999992,5.9600000000000009,6.2474711356919013,13.13,13.290000000000001,14.852837601175882,null,-24090.393030783714,null,-3261.4631702988663,null,16188.661948338427,null,16188.661948338427,null,17657.159430029649,null,16188.661948338427,0.8475518649001772,null,"IprNgsd806",null,"Primary Resources Industries","High Efficiency Refrigeration Compressor - Scroll"]
[2364,"IchNgsd807",0.98957013189792642,8588.5282253098176,0,4343.8134765625,0,0,46264.799409534498,18631.712890625,109813.94583912299,0,0,null,69240.326156520765,109813.94583912299,114157.75935500389,null,34133.245332241226,7366.2401469431052,0,4548.8234324698706,74372.435411267405,0,null,46048.30859375,74372.4375,null,-23192.017182971991,-68109.450721935485,-35441.508339122985,null,0.70956522872550154,0.41933024300220118,0,0,0.66505043234835626,0.4033743204998495,0,0,0.67725858434187713,"FAIL",0,null,"IchNgsd807",null,-35441.508339122985,35441.508339122985,0.43988824787681075,"FAIL",0,1,null,null,15.80382830925935,null,9016.4580682046108,"YES",1,null,7.4389999999999992,5.9600000000000009,6.2474711356919013,13.13,13.290000000000001,14.852837601175882,null,-23421.113245627457,null,-3074.8857623150152,null,4653.0063812096387,null,4653.0063812096387,null,9016.4580682046108,null,4653.0063812096387,0.44484677254306176,null,"IchNgsd807",null,"Chemicals and Plastics","Process Cooling Ventilation Reduction"]
[2376,"IprNgsd807",0.98957013189792642,8588.5282253098176,0,4343.8134765625,0,0,46264.799409534498,18631.712890625,109813.93558651549,0,0,null,69240.326156520765,109813.93558651549,114157.74910239648,null,34133.245332241226,7366.2401469431052,0,4548.8234324698706,74372.435411267405,0,null,46048.30859375,74372.4375,null,-23192.017182971991,-68109.440469327994,-35441.498086515494,null,0.70956522872550154,0.41933028215231782,0,0,0.66505043234835626,0.40337435672725075,0,0,0.67725864757307264,"FAIL",0,null,"IprNgsd807",null,-35441.498086515494,35441.498086515494,0.43988829095975851,"FAIL",0,1,null,null,15.803826807072376,null,9016.4570739791216,"YES",1,null,7.4389999999999992,5.9600000000000009,6.2474711356919013,13.13,13.290000000000001,14.852837601175882,null,-23421.113245627457,null,-3074.8857623150152,null,4653.0050351764048,null,4653.0050351764048,null,9016.4570739791216,null,4653.0050351764048,0.44484668614029244,null,"IprNgsd807",null,"Primary Resources Industries","Process Cooling Ventilation Reduction"]
[2383,"IwaEgsd807",0.98957013189792642,8588.5282253098176,0,4343.8134765625,0,0,46264.799409534498,18631.712890625,109813.94583912299,0,0,null,69240.326156520765,109813.94583912299,114157.75935500389,null,34133.245332241226,7366.2401469431052,0,4548.8234324698706,74372.435411267405,0,null,46048.30859375,74372.4375,null,-23192.017182971991,-68109.450721935485,-35441.508339122985,null,0.70956522872550154,0.41933024300220118,0,0,0.66505043234835626,0.4033743204998495,0,0,0.67725858434187713,"FAIL",0,null,"IwaEgsd807",null,-35441.508339122985,35441.508339122985,0.43988824787681075,"FAIL",0,1,null,null,15.803827904509458,null,9016.457800320075,"YES",1,null,7.4389999999999992,5.9600000000000009,6.2474711356919013,13.13,13.290000000000001,14.852837601175882,null,-23421.113245627457,null,-3074.8857623150152,null,4653.0063812096387,null,4653.0063812096387,null,9016.457800320075,null,4653.0063812096387,0.44484678393597776,null,"IwaEgsd807",null,"Water and Wastewater","Process Cooling Ventilation Reduction"]
[2386,"IagNgsd808",0.98957013189792642,8588.5282253098176,0,10149.8623046875,0,0,46264.799409534498,18631.712890625,27784.276988113637,0,0,null,75046.374692356563,27784.276988113637,37934.139039830341,null,34133.245332241226,7366.2401469431052,0,4548.8234324698706,74372.435411267405,0,null,46048.30859375,74372.4375,null,-28998.066011096991,8114.1693009488663,46588.160511886366,null,0.70956522872550154,1.6573513362773442,0,1,0.61359804302626364,1.2139015001320648,0,1,2.676781459233839,"PASS",1,null,"IagNgsd808",null,46588.160511886366,0,0.61359804302626364,"FAIL",0,1,null,null,1.7112558177596005,null,-310.73955632768048,"NO",0,null,7.4389999999999992,5.9600000000000009,6.2474711356919013,13.13,13.290000000000001,14.852837601175882,null,-29227.162073752457,null,-2585.974562307008,null,0,null,0,null,-310.73955632768048,null,-310.73955632768048,-0.27435994208076658,null,"IagNgsd808",null,"Agriculture and Assembly","Refrigeration Commissioning"]
[2398,"ImiNgsd808",0.98957013189792642,8588.5282253098176,0,10149.8623046875,0,0,46264.799409534498,18631.712890625,185357.17161622469,0,0,null,75046.374692356563,185357.17161622469,195507.03366794143,null,34133.245332241226,7366.2401469431052,0,4548.8234324698706,74372.435411267405,0,null,46048.30859375,74372.4375,null,-28998.066011096991,-149458.72532716219,-110984.73411622469,null,0.70956522872550154,0.24843014269278643,0,0,0.61359804302626364,0.23553274616389389,0,0,0.40123852156087836,"FAIL",0,null,"ImiNgsd808",null,-110984.73411622469,110984.73411622469,0.24753015186719748,"FAIL",0,1,null,null,11.416296711293196,null,6112.5614004532736,"YES",1,null,7.4389999999999992,5.9600000000000009,6.2474711356919013,13.13,13.290000000000001,14.852837601175882,null,-29227.162073752457,null,-2585.974562307008,null,9819.759390416777,null,9819.759390416777,null,6112.5614004532736,null,6112.5614004532736,0.80897869773757203,null,"ImiNgsd808",null,"Miscellaneous Manufacturing","Refrigeration Commissioning"]
[2405,"ItrEgsd808",0.98957013189792642,8588.5282253098176,0,10149.8623046875,0,0,46264.799409534498,18631.712890625,178737.23712298146,0,0,null,75046.374692356563,178737.23712298146,188887.0991746982,null,34133.245332241226,7366.2401469431052,0,4548.8234324698706,74372.435411267405,0,null,46048.30859375,74372.4375,null,-28998.066011096991,-142838.79083391896,-104364.79962298146,null,0.70956522872550154,0.25763131026841446,0,0,0.61359804302626364,0.24378747269282625,0,0,0.41609929020457836,"FAIL",0,null,"ItrEgsd808",null,-104364.79962298146,104364.79962298146,0.25666354836558142,"FAIL",0,1,null,null,11.00856977560057,null,5842.7065028933048,"YES",1,null,7.4389999999999992,5.9600000000000009,6.2474711356919013,13.13,13.290000000000001,14.852837601175882,null,-29227.162073752457,null,-2585.974562307008,null,9234.0377195796536,null,9234.0377195796536,null,5842.7065028933048,null,5842.7065028933048,0.80190379774501364,null,"ItrEgsd808",null,"Transportation Equipment","Refrigeration Commissioning"]
[2420,"ImeNgsd809",0.98957013189792642,8588.5282253098176,0,4798.55029296875,0,0,46264.799409534498,18631.712890625,39068.783114205391,0,0,null,69695.062837626843,39068.783114205391,43867.333311192408,null,34133.245332241226,7366.2401469431052,0,4548.8234324698706,74372.435411267405,0,null,46048.30859375,74372.4375,null,-23646.753999378241,2180.975186575859,35303.654385794609,null,0.70956522872550154,1.1786471172941873,0,1,0.66071120220631308,1.0497175236600813,0,1,1.9036282057364162,"PASS",1,null,"ImeNgsd809",null,35303.654385794609,0,0.66071120220631308,"FAIL",0,1,null,null,5.0897427165250093,null,1925.3188351182564,"YES",1,null,7.4389999999999992,5.9600000000000009,6.2474711356919013,13.13,13.290000000000001,14.852837601175882,null,-23875.850062033707,null,-2893.6403199692163,null,0,null,0,null,1925.3188351182564,null,0,0,null,"ImeNgsd809",null,"Metal Products and Machinery","VSD Controlled Compressor"]
[2425,"IstEgsd809",0.98957013189792642,8588.5282253098176,0,4798.55029296875,0,0,46264.799409534498,18631.712890625,39068.783114205391,0,0,null,69695.062837626843,39068.783114205391,43867.333311192408,null,34133.245332241226,7366.2401469431052,0,4548.8234324698706,74372.435411267405,0,null,46048.30859375,74372.4375,null,-23646.753999378241,2180.975186575859,35303.654385794609,null,0.70956522872550154,1.1786471172941873,0,1,0.66071120220631308,1.0497175236600813,0,1,1.9036282057364162,"PASS",1,null,"IstEgsd809",null,35303.654385794609,0,0.66071120220631308,"FAIL",0,1,null,null,5.0897427165250031,null,1925.3188351182523,"YES",1,null,7.4389999999999992,5.9600000000000009,6.2474711356919013,13.13,13.290000000000001,14.852837601175882,null,-23875.850062033707,null,-2893.6403199692163,null,0,null,0,null,1925.3188351182523,null,0,0,null,"IstEgsd809",null,"Stone/Clay/Glass/Concrete","VSD Controlled Compressor"]
[2437,"IcoEgsd901",0.98957013189792642,8588.5282253098176,0,10149.8623046875,0,0,46264.799409534498,18631.712890625,83662.67829536178,0,0,null,75046.374692356563,83662.67829536178,93812.54034707848,null,34133.245332241226,7366.2401469431052,0,4548.8234324698706,74372.435411267405,0,null,46048.30859375,74372.4375,null,-28998.066011096991,-47764.23200629928,-9290.2407953617803,null,0.70956522872550154,0.55040442801964296,0,0,0.61359804302626364,0.49085450942073527,0,0,0.88895597195007769,"FAIL",0,null,"IcoEgsd901",null,-9290.2407953617803,9290.2407953617803,0.54600612527825021,"FAIL",0,1,null,null,5.1528512215727247,null,1967.0873269052515,"YES",1,null,7.4389999999999992,5.9600000000000009,6.2474711356919013,13.13,13.290000000000001,14.852837601175882,null,-29227.162073752457,null,-2585.974562307008,null,821.98628501422343,null,821.98628501422343,null,1967.0873269052515,null,821.98628501422343,0.24102165645653337,null,"IcoEgsd901",null,"Construction","Insulated Pellet Dryer Tanks and Ducts"]
[2449,"IstEgsd901",0.98957013189792642,8588.5282253098176,0,10149.8623046875,0,0,46264.799409534498,18631.712890625,83662.67829536178,0,0,null,75046.374692356563,83662.67829536178,93812.54034707848,null,34133.245332241226,7366.2401469431052,0,4548.8234324698706,74372.435411267405,0,null,46048.30859375,74372.4375,null,-28998.066011096991,-47764.23200629928,-9290.2407953617803,null,0.70956522872550154,0.55040442801964296,0,0,0.61359804302626364,0.49085450942073527,0,0,0.88895597195007769,"FAIL",0,null,"IstEgsd901",null,-9290.2407953617803,9290.2407953617803,0.54600612527825021,"FAIL",0,1,null,null,5.1528512215727247,null,1967.0873269052515,"YES",1,null,7.4389999999999992,5.9600000000000009,6.2474711356919013,13.13,13.290000000000001,14.852837601175882,null,-29227.162073752457,null,-2585.974562307008,null,821.98628501422343,null,821.98628501422343,null,1967.0873269052515,null,821.98628501422343,0.24102165645653337,null,"IstEgsd901",null,"Stone/Clay/Glass/Concrete","Insulated Pellet Dryer Tanks and Ducts"]
[2456,"IwaNgsd901",0.98957013189792642,8588.5282253098176,0,10149.8623046875,0,0,46264.799409534498,18631.712890625,83662.67829536178,0,0,null,75046.374692356563,83662.67829536178,93812.54034707848,null,34133.245332241226,7366.2401469431052,0,4548.8234324698706,74372.435411267405,0,null,46048.30859375,74372.4375,null,-28998.066011096991,-47764.23200629928,-9290.2407953617803,null,0.70956522872550154,0.55040442801964296,0,0,0.61359804302626364,0.49085450942073527,0,0,0.88895597195007769,"FAIL",0,null,"IwaNgsd901",null,-9290.2407953617803,9290.2407953617803,0.54600612527825021,"FAIL",0,1,null,null,5.1528512215727247,null,1967.0873269052515,"YES",1,null,7.4389999999999992,5.9600000000000009,6.2474711356919013,13.13,13.290000000000001,14.852837601175882,null,-29227.162073752457,null,-2585.974562307008,null,821.98628501422343,null,821.98628501422343,null,1967.0873269052515,null,821.98628501422343,0.24102165645653337,null,"IwaNgsd901",null,"Water and Wastewater","Insulated Pellet Dryer Tanks and Ducts"]
[2459,"IchEgsd1001",0.98533076643943773,8329.1060426051008,0,9843.2783203125,0,0,44867.340505010172,18631.712890625,7617.4927218456487,0,0,null,73342.332529400752,7617.4927218456487,17460.7715151308,null,33164.220385108958,7334.6828241912654,0,4394.6034241054613,72688.74998412971,0,null,44893.5078125,72688.75,null,-28448.823903447672,27432.736770341849,65071.257278154349,null,0.70699491428301997,5.8934756424188235,0,1,0.61210908846436751,2.5711068373846087,0,1,9.5423458418990368,"PASS",1,null,"IchEgsd1001",null,65071.257278154349,0,0.61210908846436751,"FAIL",0,1,null,null,0.47990852187945404,null,-1099.5159038660213,"NO",0,null,7.4389999999999992,5.9600000000000009,6.2474711356919013,13.13,13.290000000000001,14.852837601175882,null,-28672.174688584488,null,-2536.8701279858078,null,0,null,0,null,-1099.5159038660213,null,-1099.5159038660213,-3.5408921846648274,null,"IchEgsd1001",null,"Chemicals and Plastics","Drip Irrigation Nozzles"]
[2475,"IteEgsd1001",0.98533076643943773,8329.1060426051008,0,9843.2783203125,0,0,44867.340505010172,18631.712890625,7617.4927218456487,0,0,null,73342.332529400752,7617.4927218456487,17460.7715151308,null,33164.220385108958,7334.6828241912654,0,4394.6034241054613,72688.74998412971,0,null,44893.5078125,72688.75,null,-28448.823903447672,27432.736770341849,65071.257278154349,null,0.70699491428301997,5.8934756424188235,0,1,0.61210908846436751,2.5711068373846087,0,1,9.5423458418990368,"PASS",1,null,"IteEgsd1001",null,65071.257278154349,0,0.61210908846436751,"FAIL",0,1,null,null,0.47990852187945404,null,-1099.5159038660213,"NO",0,null,7.4389999999999992,5.9600000000000009,6.2474711356919013,13.13,13.290000000000001,14.852837601175882,null,-28672.174688584488,null,-2536.8701279858078,null,0,null,0,null,-1099.5159038660213,null,-1099.5159038660213,-3.5408921846648274,null,"IteEgsd1001",null,"Textiles and Leather","Drip Irrigation Nozzles"]
[2478,"ItrNgsd1001",0.98533076643943773,8329.1060426051008,0,9843.2783203125,0,0,44867.340505010172,18631.712890625,7617.4927218456487,0,0,null,73342.332529400752,7617.4927218456487,17460.7715151308,null,33164.220385108958,7334.6828241912654,0,4394.6034241054613,72688.74998412971,0,null,44893.5078125,72688.75,null,-28448.823903447672,27432.736770341849,65071.257278154349,null,0.70699491428301997,5.8934756424188235,0,1,0.61210908846436751,2.5711068373846087,0,1,9.5423458418990368,"PASS",1,null,"ItrNgsd1001",null,65071.257278154349,0,0.61210908846436751,"FAIL",0,1,null,null,0.47990852187945404,null,-1099.5159038660213,"NO",0,null,7.4389999999999992,5.9600000000000009,6.2474711356919013,13.13,13.290000000000001,14.852837601175882,null,-28672.174688584488,null,-2536.8701279858078,null,0,null,0,null,-1099.5159038660213,null,-1099.5159038660213,-3.5408921846648274,null,"ItrNgsd1001",null,"Transportation Equipment","Drip Irrigation Nozzles"]
[2490,"IluNgsd1002",0.98533076643943773,8329.1060426051008,0,4212.60595703125,0,0,44867.340505010172,18631.712890625,4531.8348025579708,0,0,null,67711.659507996388,4531.8348025579708,8744.4405744388077,null,33164.220385108958,7334.6828241912654,0,4394.6034241054613,72688.74998412971,0,null,44893.5078125,72688.75,null,-22818.151540166422,36149.067052910781,68156.915197442024,null,0.70699491428301997,9.9062542586857081,0,1,0.66301000805014443,5.1339484189734419,0,1,16.039585105567223,"PASS",1,null,"IluNgsd1002",null,68156.915197442024,0,0.66301000805014443,"FAIL",0,1,null,null,0.66712842959238483,null,-978.37735212210987,"NO",0,null,7.4389999999999992,5.9600000000000009,6.2474711356919013,13.13,13.290000000000001,14.852837601175882,null,-23041.50232530323,null,-3025.0478147382837,null,0,null,0,null,-978.37735212210987,null,-978.37735212210987,-2.2665567223509879,null,"IluNgsd1002",null,"Lumber/Furniture/Pulp/Paper","Grain Bin Aeration Control System"]
[2497,"IstEgsd1002",0.98533076643943773,8329.1060426051008,0,4212.60595703125,0,0,44867.340505010172,18631.712890625,18206.139469611971,0,0,null,67711.659507996388,18206.139469611971,22418.745241492801,null,33164.220385108958,7334.6828241912654,0,4394.6034241054613,72688.74998412971,0,null,44893.5078125,72688.75,null,-22818.151540166422,22474.762385856779,54482.610530388032,null,0.70699491428301997,2.4658444415100824,0,1,0.66301000805014443,2.0024986661005117,0,1,3.9925405449807432,"PASS",1,null,"IstEgsd1002",null,54482.610530388032,0,0.66301000805014443,"FAIL",0,1,null,null,2.6801136984792855,null,324.1022993938459,"YES",1,null,7.4389999999999992,5.9600000000000009,6.2474711356919013,13.13,13.290000000000001,14.852837601175882,null,-23041.50232530323,null,-3025.0478147382837,null,0,null,0,null,324.1022993938459,null,0,0,null,"IstEgsd1002",null,"Stone/Clay/Glass/Concrete","Grain Bin Aeration Control System"]
[2509,"IcoTgsd1003",0.98533076643943773,8329.1060426051008,0,5026.65576171875,0,0,44867.340505010172,18631.712890625,6077.7091787976151,0,0,null,68525.709491843474,6077.7091787976151,11104.364934525514,null,33164.220385108958,7334.6828241912654,0,4394.6034241054613,72688.74998412971,0,null,44893.5078125,72688.75,null,-23632.201344853922,33789.142871983633,66611.04082120239,null,0.70699491428301997,7.3865837426234862,0,1,0.65513379379135106,4.042870353503746,0,1,11.95989275919589,"PASS",1,null,"IcoTgsd1003",null,66611.04082120239,0,0.65513379379135106,"FAIL",0,1,null,null,0.89469553819850312,null,-831.13259435113594,"NO",0,null,7.4389999999999992,5.9600000000000009,6.2474711356919013,13.13,13.290000000000001,14.852837601175882,null,-23855.552129990734,null,-3131.9219042829486,null,0,null,0,null,-831.13259435113594,null,-831.13259435113594,-1.4357032792902649,null,"IcoTgsd1003",null,"Construction","High Efficiency Welder"]
[2521,"IstTgsd1003",0.98533076643943773,8329.1060426051008,0,5026.65576171875,0,0,44867.340505010172,18631.712890625,6077.7091787976151,0,0,null,68525.709491843474,6077.7091787976151,11104.364934525514,null,33164.220385108958,7334.6828241912654,0,4394.6034241054613,72688.74998412971,0,null,44893.5078125,72688.75,null,-23632.201344853922,33789.142871983633,66611.04082120239,null,0.70699491428301997,7.3865837426234862,0,1,0.65513379379135106,4.042870353503746,0,1,11.95989275919589,"PASS",1,null,"IstTgsd1003",null,66611.04082120239,0,0.65513379379135106,"FAIL",0,1,null,null,0.89469553819850312,null,-831.13259435113594,"NO",0,null,7.4389999999999992,5.9600000000000009,6.2474711356919013,13.13,13.290000000000001,14.852837601175882,null,-23855.552129990734,null,-3131.9219042829486,null,0,null,0,null,-831.13259435113594,null,-831.13259435113594,-1.4357032792902649,null,"IstTgsd1003",null,"Stone/Clay/Glass/Concrete","High Efficiency Welder"]
[2528,"IwaNgsd1003",0.98533076643943773,8329.1060426051008,0,5026.65576171875,0,0,44867.340505010172,18631.712890625,6077.7091787976151,0,0,null,68525.709491843474,6077.7091787976151,11104.364934525514,null,33164.220385108958,7334.6828241912654,0,4394.6034241054613,72688.74998412971,0,null,44893.5078125,72688.75,null,-23632.201344853922,33789.142871983633,66611.04082120239,null,0.70699491428301997,7.3865837426234862,0,1,0.65513379379135106,4.042870353503746,0,1,11.95989275919589,"PASS",1,null,"IwaNgsd1003",null,66611.04082120239,0,0.65513379379135106,"FAIL",0,1,null,null,0.89469553819850312,null,-831.13259435113594,"NO",0,null,7.4389999999999992,5.9600000000000009,6.2474711356919013,13.13,13.290000000000001,14.852837601175882,null,-23855.552129990734,null,-3131.9219042829486,null,0,null,0,null,-831.13259435113594,null,-831.13259435113594,-1.4357032792902649,null,"IwaNgsd1003",null,"Water and Wastewater","High Efficiency Welder"]
[2531,"IchEgsd1004",0.98533076643943773,8329.1060426051008,0,9843.2783203125,0,0,44867.340505010172,18631.712890625,2152.9976270188295,0,0,null,73342.332529400752,2152.9976270188295,11996.276420303979,null,33164.220385108958,7334.6828241912654,0,4394.6034241054613,72688.74998412971,0,null,44893.5078125,72688.75,null,-28448.823903447672,32897.231865168673,70535.752372981166,null,0.70699491428301997,20.851629026020927,0,1,0.61210908846436751,3.7422870238731822,0,1,33.761648915818469,"PASS",1,null,"IchEgsd1004",null,70535.752372981166,0,0.61210908846436751,"FAIL",0,1,null,null,0.13564068099752394,null,-1322.2705679714347,"NO",0,null,7.4389999999999992,5.9600000000000009,6.2474711356919013,13.13,13.290000000000001,14.852837601175882,null,-28672.174688584488,null,-2536.8701279858078,null,0,null,0,null,-1322.2705679714347,null,-1322.2705679714347,-15.066071331477927,null,"IchEgsd1004",null,"Chemicals and Plastics","Injection Mold and Extruder Barrel Wraps"]
[2547,"IteEgsd1004",0.98533076643943773,8329.1060426051008,0,9843.2783203125,0,0,44867.340505010172,18631.712890625,2152.9976270188295,0,0,null,73342.332529400752,2152.9976270188295,11996.276420303979,null,33164.220385108958,7334.6828241912654,0,4394.6034241054613,72688.74998412971,0,null,44893.5078125,72688.75,null,-28448.823903447672,32897.231865168673,70535.752372981166,null,0.70699491428301997,20.851629026020927,0,1,0.61210908846436751,3.7422870238731822,0,1,33.761648915818469,"PASS",1,null,"IteEgsd1004",null,70535.752372981166,0,0.61210908846436751,"FAIL",0,1,null,null,0.13564068099752394,null,-1322.2705679714347,"NO",0,null,7.4389999999999992,5.9600000000000009,6.2474711356919013,13.13,13.290000000000001,14.852837601175882,null,-28672.174688584488,null,-2536.8701279858078,null,0,null,0,null,-1322.2705679714347,null,-1322.2705679714347,-15.066071331477927,null,"IteEgsd1004",null,"Textiles and Leather","Injection Mold and Extruder Barrel Wraps"]
[2550,"ItrNgsd1004",0.98533076643943773,8329.1060426051008,0,9843.2783203125,0,0,44867.340505010172,18631.712890625,2221.3455103011315,0,0,null,73342.332529400752,2221.3455103011315,12064.624303586283,null,33164.220385108958,7334.6828241912654,0,4394.6034241054613,72688.74998412971,0,null,44893.5078125,72688.75,null,-28448.823903447672,32828.883981886371,70467.404489698863,null,0.70699491428301997,20.210051792624604,0,1,0.61210908846436751,3.7210864128713266,0,1,32.722847329655671,"PASS",1,null,"ItrNgsd1004",null,70467.404489698863,0,0.61210908846436751,"FAIL",0,1,null,null,0.13994665064918194,null,-1319.4844383668049,"NO",0,null,7.4389999999999992,5.9600000000000009,6.2474711356919013,13.13,13.290000000000001,14.852837601175882,null,-28672.174688584488,null,-2536.8701279858078,null,0,null,0,null,-1319.4844383668049,null,-1319.4844383668049,-14.571739989828769,null,"ItrNgsd1004",null,"Transportation Equipment","Injection Mold and Extruder Barrel Wraps"]
[2562,"IteNgsd2001",0.98603092133998871,8348.9641729365176,0,3544.369140625,0,0,44974.312548686328,18545.060546875,56293.06008838128,0,0,null,67063.741693434757,56293.06008838128,59837.429146826893,null,33235.15033786522,7339.9644579715132,0,4406.1622744788092,72730.978819659911,0,null,44981.27734375,72730.9765625,null,-22082.464892436328,-14856.15188525628,16437.91647411872,null,0.70815052403112033,0.79905546568490782,0,0,0.67072423703010942,0.75172476363582241,0,0,1.2920060918399328,"PASS",1,null,"IteNgsd2001",null,16437.91647411872,0,0.67072423703010942,"FAIL",0,1,null,null,9.8675767617142185,null,4977.0266547143001,"YES",1,null,7.4389999999999992,5.9600000000000009,6.2474711356919013,13.13,13.290000000000001,14.852837601175882,null,-22306.252341907715,null,-3354.8868155130899,null,0,null,0,null,4977.0266547143001,null,0,0,null,"IteNgsd2001",null,"Textiles and Leather","LEED New Construction Whole Building"]
[2569,"IcoTgsld101",0.98533076643943773,8329.1060426051008,0,5026.65576171875,0,0,65115.653189292614,17324.076171875,7480.5952446688925,0,0,null,87466.385770568246,7480.5952446688925,12507.251000396789,null,33164.395208091366,7334.8229106418003,0,4394.6034241054613,95776.67102951475,0,null,44893.8203125,95776.671875,null,-42572.564810386364,32386.569306112357,88296.07663033111,null,0.5445653528994574,6.0013700573485709,0,1,0.51326941486636479,3.5894234703990544,0,1,12.803349030714639,"PASS",1,null,"IcoTgsld101",null,88296.07663033111,0,0.51326941486636479,"FAIL",0,1,null,null,1.1362800564569269,null,-656.53672795263788,"NO",0,null,6.8320000000000007,5.3630000000000004,5.5847964346769574,15.4,15.58,17.390432125820322,null,-42795.917150249537,null,-5618.5440440190259,null,0,null,0,null,-656.53672795263788,null,-656.53672795263788,-0.92141899997023546,null,"IcoTgsld101",null,"Construction","Compressed Air Desiccant Dryer"]
[2585,"ItrTgsld101",0.98533076643943773,8329.1060426051008,0,5026.65576171875,0,0,65115.653189292614,17324.076171875,7718.0719058047398,0,0,null,87466.385770568246,7718.0719058047398,12744.727661532632,null,33164.395208091366,7334.8229106418003,0,4394.6034241054613,95776.67102951475,0,null,44893.8203125,95776.671875,null,-42572.564810386364,32149.09264497651,88058.59996919526,null,0.5445653528994574,5.8167144411722163,0,1,0.51326941486636479,3.5225405739268814,0,1,12.409403934545704,"PASS",1,null,"ItrTgsld101",null,88058.59996919526,0,0.51326941486636479,"FAIL",0,1,null,null,1.1723520454873355,null,-633.91704209567501,"NO",0,null,6.8320000000000007,5.3630000000000004,5.5847964346769574,15.4,15.58,17.390432125820322,null,-42795.917150249537,null,-5618.5440440190259,null,0,null,0,null,-633.91704209567501,null,-633.91704209567501,-0.86229904077663544,null,"ItrTgsld101",null,"Transportation Equipment","Compressed Air Desiccant Dryer"]
[2594,"IcoNgsld102",0.98533076643943773,8329.1060426051008,0,5614.0166015625,0,0,65115.653189292614,17324.076171875,18401.407559134219,0,0,null,88053.746660114339,18401.407559134219,24015.424204408195,null,33164.395208091366,7334.8229106418003,0,4394.6034241054613,95776.67102951475,0,null,44893.8203125,95776.671875,null,-43159.925650230114,20878.396151803281,77375.264315865788,null,0.5445653528994574,2.439694907480884,0,1,0.50984566098416628,1.8693744491913888,0,1,5.2048557463452143,"PASS",1,null,"IcoNgsld102",null,77375.264315865788,0,0.50984566098416628,"FAIL",0,1,null,null,2.0973812706974515,null,-53.858358192109932,"NO",0,null,6.8320000000000007,5.3630000000000004,5.5847964346769574,15.4,15.58,17.390432125820322,null,-43383.277990093295,null,-4471.8276079367688,null,0,null,0,null,-53.858358192109932,null,-53.858358192109932,-4.0950503499813655E-2,null,"IcoNgsld102",null,"Construction","Compressed Air No-Loss Condensate Drains"]
[2601,"ImiEgsld102",0.98533076643943773,8329.1060426051008,0,5614.0166015625,0,0,65115.653189292614,17324.076171875,18689.015962262773,0,0,null,88053.746660114339,18689.015962262773,24303.032607536737,null,33164.395208091366,7334.8229106418003,0,4394.6034241054613,95776.67102951475,0,null,44893.8203125,95776.671875,null,-43159.925650230114,20590.787748674727,77087.655912737231,null,0.5445653528994574,2.4021500331077079,0,1,0.50984566098416628,1.8472517861546147,0,1,5.124757347759461,"PASS",1,null,"ImiEgsld102",null,77087.655912737231,0,0.50984566098416628,"FAIL",0,1,null,null,2.1301626864279113,null,-33.30209429592125,"NO",0,null,6.8320000000000007,5.3630000000000004,5.5847964346769574,15.4,15.58,17.390432125820322,null,-43383.277990093295,null,-4471.8276079367688,null,0,null,0,null,-33.30209429592125,null,-33.30209429592125,-2.4931149002866134E-2,null,"ImiEgsld102",null,"Miscellaneous Manufacturing","Compressed Air No-Loss Condensate Drains"]
[2604,"IprNgsld102",0.98533076643943773,8329.1060426051008,0,5614.0166015625,0,0,65115.653189292614,17324.076171875,18401.407559134219,0,0,null,88053.746660114339,18401.407559134219,24015.424204408195,null,33164.395208091366,7334.8229106418003,0,4394.6034241054613,95776.67102951475,0,null,44893.8203125,95776.671875,null,-43159.925650230114,20878.396151803281,77375.264315865788,null,0.5445653528994574,2.439694907480884,0,1,0.50984566098416628,1.8693744491913888,0,1,5.2048557463452143,"PASS",1,null,"IprNgsld102",null,77375.264315865788,0,0.50984566098416628,"FAIL",0,1,null,null,2.0973812706974515,null,-53.858358192109932,"NO",0,null,6.8320000000000007,5.3630000000000004,5.5847964346769574,15.4,15.58,17.390432125820322,null,-43383.277990093295,null,-4471.8276079367688,null,0,null,0,null,-53.858358192109932,null,-53.858358192109932,-4.0950503499813655E-2,null,"IprNgsld102",null,"Primary Resources Industries","Compressed Air No-Loss Condensate Drains"]
[2620,"IelNgsld103",0.98603092133998871,8348.9641729365176,0,5627.4013671875,0,0,65270.900957904749,17324.076171875,8518.1254892630041,0,0,null,88222.379388406989,8518.1254892630041,14145.527094217494,null,33235.238220224281,7340.0348784200078,0,4406.1622744788092,95963.71653386674,0,null,44981.43359375,95963.71875,null,-43240.944903217256,30835.906737299498,87445.59326073699,null,0.54460253101192357,5.2806728018328171,0,1,0.50986421314061814,3.1799051424682716,0,1,11.265825899249915,"PASS",1,null,"IelNgsld103",null,87445.59326073699,0,0.50986421314061814,"FAIL",0,1,null,null,0.96931361607832278,null,-762.56761457710445,"NO",0,null,6.8320000000000007,5.3630000000000004,5.5847964346769574,15.4,15.58,17.390432125820322,null,-43464.733130051827,null,-4480.2237771648779,null,0,null,0,null,-762.56761457710445,null,-762.56761457710445,-1.2525396370396851,null,"IelNgsld103",null,"Electrical and Electronic Equip.","Compressed Air Storage Tank"]
[2623,"ImeEgsld103",0.98603092133998871,8348.9641729365176,0,5627.4013671875,0,0,65270.900957904749,17324.076171875,8518.1254892630041,0,0,null,88222.379388406989,8518.1254892630041,14145.527094217494,null,33235.238220224281,7340.0348784200078,0,4406.1622744788092,95963.71653386674,0,null,44981.43359375,95963.71875,null,-43240.944903217256,30835.906737299498,87445.59326073699,null,0.54460253101192357,5.2806728018328171,0,1,0.50986421314061814,3.1799051424682716,0,1,11.265825899249915,"PASS",1,null,"ImeEgsld103",null,87445.59326073699,0,0.50986421314061814,"FAIL",0,1,null,null,0.96931361607832278,null,-762.56761457710445,"NO",0,null,6.8320000000000007,5.3630000000000004,5.5847964346769574,15.4,15.58,17.390432125820322,null,-43464.733130051827,null,-4480.2237771648779,null,0,null,0,null,-762.56761457710445,null,-762.56761457710445,-1.2525396370396851,null,"ImeEgsld103",null,"Metal Products and Machinery","Compressed Air Storage Tank"]
[2635,"IwaEgsld103",0.98533076643943773,8329.1060426051008,0,5614.0166015625,0,0,65115.653189292614,17324.076171875,8497.8653024300274,0,0,null,88053.746660114339,8497.8653024300274,14111.881947704012,null,33164.395208091366,7334.8229106418003,0,4394.6034241054613,95776.67102951475,0,null,44893.8203125,95776.671875,null,-43159.925650230114,30781.938408507471,87278.806572569971,null,0.5445653528994574,5.2829526845597661,0,1,0.50984566098416628,3.1812780618436625,0,1,11.270674277175463,"PASS",1,null,"IwaEgsld103",null,87278.806572569971,0,0.50984566098416628,"FAIL",0,1,null,null,0.96858154386594753,null,-761.69554440410013,"NO",0,null,6.8320000000000007,5.3630000000000004,5.5847964346769574,15.4,15.58,17.390432125820322,null,-43383.277990093295,null,-4471.8276079367688,null,0,null,0,null,-761.69554440410013,null,-761.69554440410013,-1.2540901213638629,null,"IwaEgsld103",null,"Water and Wastewater","Compressed Air Storage Tank"]
[2642,"IcoNgsld104",0.98603092133998871,8348.9641729365176,0,4222.6494140625,0,0,65270.900957904749,17324.076171875,1613.6998601191956,0,0,null,86817.627265918665,1613.6998601191956,5836.3493425853849,null,33235.238220224281,7340.0348784200078,0,4406.1622744788092,95963.71653386674,0,null,44981.43359375,95963.71875,null,-41836.192950092256,39145.084319568305,94350.018889880797,null,0.54460253101192357,27.874721133350942,0,1,0.51811406720540454,7.7071181796358088,0,1,59.468133524478127,"PASS",1,null,"IcoNgsld104",null,94350.018889880797,0,0.51811406720540454,"FAIL",0,1,null,null,0.24471800348141465,null,-1217.6795926699226,"NO",0,null,6.8320000000000007,5.3630000000000004,5.5847964346769574,15.4,15.58,17.390432125820322,null,-42059.981176926827,null,-5521.9252786079533,null,0,null,0,null,-1217.6795926699226,null,-1217.6795926699226,-7.922176995059182,null,"IcoNgsld104",null,"Construction","Efficient Compressed Air Nozzles"]
[2654,"IstNgsld104",0.98603092133998871,8348.9641729365176,0,4222.6494140625,0,0,65270.900957904749,17324.076171875,1091.8916411533557,0,0,null,86817.627265918665,1091.8916411533557,5314.5411236195469,null,33235.238220224281,7340.0348784200078,0,4406.1622744788092,95963.71653386674,0,null,44981.43359375,95963.71875,null,-41836.192950092256,39666.892538534143,94871.827108846643,null,0.54460253101192357,41.19587686030502,0,1,0.51811406720540454,8.4638415860206457,0,1,87.88758438395439,"PASS",1,null,"IstNgsld104",null,94871.827108846643,0,0.51811406720540454,"FAIL",0,1,null,null,0.1655856426039965,null,-1267.3819158195261,"NO",0,null,6.8320000000000007,5.3630000000000004,5.5847964346769574,15.4,15.58,17.390432125820322,null,-42059.981176926827,null,-5521.9252786079533,null,0,null,0,null,-1267.3819158195261,null,-1267.3819158195261,-12.186030543483801,null,"IstNgsld104",null,"Stone/Clay/Glass/Concrete","Efficient Compressed Air Nozzles"]
[2661,"IagEgsld105",0.98603092133998871,8348.9641729365176,0,4222.6494140625,0,0,65270.900957904749,17324.076171875,27366.044533885793,0,0,null,86817.627265918665,27366.044533885793,31588.694016351979,null,33235.238220224281,7340.0348784200078,0,4406.1622744788092,95963.71653386674,0,null,44981.43359375,95963.71875,null,-41836.192950092256,13392.739645801707,68597.674216114203,null,0.54460253101192357,1.643695110488185,0,1,0.51811406720540454,1.4239725665097203,0,1,3.5066711461049356,"PASS",1,null,"IagEgsld105",null,68597.674216114203,0,0.51811406720540454,"FAIL",0,1,null,null,4.1500678331196985,null,1235.2354612056229,"YES",1,null,6.8320000000000007,5.3630000000000004,5.5847964346769574,15.4,15.58,17.390432125820322,null,-42059.981176926827,null,-5521.9252786079533,null,0,null,0,null,1235.2354612056229,null,0,0,null,"IagEgsld105",null,"Agriculture and Assembly","High Efficiency Air Compressor"]
[2673,"ImiEgsld105",0.98603092133998871,8348.9641729365176,0,4222.6494140625,0,0,65270.900957904749,17324.076171875,27793.650033320166,0,0,null,86817.627265918665,27793.650033320166,32016.299515786355,null,33235.238220224281,7340.0348784200078,0,4406.1622744788092,95963.71653386674,0,null,44981.43359375,95963.71875,null,-41836.192950092256,12965.134146367334,68170.068716679831,null,0.54460253101192357,1.6184068497597262,0,1,0.51811406720540454,1.4049541755340884,0,1,3.4527209860869217,"PASS",1,null,"ImiEgsld105",null,68170.068716679831,0,0.51811406720540454,"FAIL",0,1,null,null,4.2149141816074893,null,1275.9648686424193,"YES",1,null,6.8320000000000007,5.3630000000000004,5.5847964346769574,15.4,15.58,17.390432125820322,null,-42059.981176926827,null,-5521.9252786079533,null,0,null,0,null,1275.9648686424193,null,0,0,null,"ImiEgsld105",null,"Miscellaneous Manufacturing","High Efficiency Air Compressor"]
[2676,"IprNgsld105",0.98603092133998871,8348.9641729365176,0,4222.6494140625,0,0,65270.900957904749,17324.076171875,27366.044533885793,0,0,null,86817.627265918665,27366.044533885793,31588.694016351979,null,33235.238220224281,7340.0348784200078,0,4406.1622744788092,95963.71653386674,0,null,44981.43359375,95963.71875,null,-41836.192950092256,13392.739645801707,68597.674216114203,null,0.54460253101192357,1.643695110488185,0,1,0.51811406720540454,1.4239725665097203,0,1,3.5066711461049356,"PASS",1,null,"IprNgsld105",null,68597.674216114203,0,0.51811406720540454,"FAIL",0,1,null,null,4.1500678331196985,null,1235.2354612056229,"YES",1,null,6.8320000000000007,5.3630000000000004,5.5847964346769574,15.4,15.58,17.390432125820322,null,-42059.981176926827,null,-5521.9252786079533,null,0,null,0,null,1235.2354612056229,null,0,0,null,"IprNgsld105",null,"Primary Resources Industries","High Efficiency Air Compressor"]
[2692,"IelNgsld106",0.98603092133998871,8348.9641729365176,0,5627.4013671875,0,0,65270.900957904749,17324.076171875,32528.662910988318,0,0,null,88222.379388406989,32528.662910988318,38156.064515942773,null,33235.238220224281,7340.0348784200078,0,4406.1622744788092,95963.71653386674,0,null,44981.43359375,95963.71875,null,-43240.944903217256,6825.3693155741785,63435.055839011678,null,0.54460253101192357,1.3828245482096064,0,1,0.50986421314061814,1.178880328584573,0,1,2.9501279844362447,"PASS",1,null,"IelNgsld106",null,63435.055839011678,0,0.50986421314061814,"FAIL",0,1,null,null,3.7015745188554292,null,953.540849938684,"YES",1,null,6.8320000000000007,5.3630000000000004,5.5847964346769574,15.4,15.58,17.390432125820322,null,-43464.733130051827,null,-4480.2237771648779,null,0,null,0,null,953.540849938684,null,0,0,null,"IelNgsld106",null,"Electrical and Electronic Equip.","Low Pressure-drop Filters"]
[2695,"ImeEgsld106",0.98603092133998871,8348.9641729365176,0,5627.4013671875,0,0,65270.900957904749,17324.076171875,32528.662910988318,0,0,null,88222.379388406989,32528.662910988318,38156.064515942773,null,33235.238220224281,7340.0348784200078,0,4406.1622744788092,95963.71653386674,0,null,44981.43359375,95963.71875,null,-43240.944903217256,6825.3693155741785,63435.055839011678,null,0.54460253101192357,1.3828245482096064,0,1,0.50986421314061814,1.178880328584573,0,1,2.9501279844362447,"PASS",1,null,"ImeEgsld106",null,63435.055839011678,0,0.50986421314061814,"FAIL",0,1,null,null,3.7015745188554292,null,953.540849938684,"YES",1,null,6.8320000000000007,5.3630000000000004,5.5847964346769574,15.4,15.58,17.390432125820322,null,-43464.733130051827,null,-4480.2237771648779,null,0,null,0,null,953.540849938684,null,0,0,null,"ImeEgsld106",null,"Metal Products and Machinery","Low Pressure-drop Filters"]
[2707,"IwaEgsld106",0.98533076643943773,8329.1060426051008,0,5614.0166015625,0,0,65115.653189292614,17324.076171875,32451.29418908872,0,0,null,88053.746660114339,32451.29418908872,38065.31083436271,null,33164.395208091366,7334.8229106418003,0,4394.6034241054613,95776.67102951475,0,null,44893.8203125,95776.671875,null,-43159.925650230114,6828.5095218487841,63325.377685911284,null,0.5445653528994574,1.3834215686718252,0,1,0.50984566098416628,1.1793893017031627,0,1,2.9513976027249949,"PASS",1,null,"IwaEgsld106",null,63325.377685911284,0,0.50984566098416628,"FAIL",0,1,null,null,3.698778911941071,null,950.33111265952812,"YES",1,null,6.8320000000000007,5.3630000000000004,5.5847964346769574,15.4,15.58,17.390432125820322,null,-43383.277990093295,null,-4471.8276079367688,null,0,null,0,null,950.33111265952812,null,0,0,null,"IwaEgsld106",null,"Water and Wastewater","Low Pressure-drop Filters"]
[2714,"IcoNgsld107",0.98603092133998871,8348.9641729365176,0,4664.7021484375,0,0,65270.900957904749,17324.076171875,3605.0333300961825,0,0,null,87259.679762903412,3605.0333300961825,8269.7353095470608,null,33235.238220224281,7340.0348784200078,0,4406.1622744788092,95963.71653386674,0,null,44981.43359375,95963.71875,null,-42278.245684467256,36711.698115216321,92358.685419903821,null,0.54460253101192357,12.477397426045405,0,1,0.51548932984651452,5.4392832407410587,0,1,26.619370741695661,"PASS",1,null,"IcoNgsld107",null,92358.685419903821,0,0.51548932984651452,"FAIL",0,1,null,null,0.49489558909952408,null,-1060.5453044052176,"NO",0,null,6.8320000000000007,5.3630000000000004,5.5847964346769574,15.4,15.58,17.390432125820322,null,-42502.033911301834,null,-5151.0458763521901,null,0,null,0,null,-1060.5453044052176,null,-1060.5453044052176,-3.4118747247504819,null,"IcoNgsld107",null,"Construction","VFD on Air Compressor"]
[2726,"IstNgsld107",0.98603092133998871,8348.9641729365176,0,4664.7021484375,0,0,65270.900957904749,17324.076171875,3605.0333300961825,0,0,null,87259.679762903412,3605.0333300961825,8269.7353095470608,null,33235.238220224281,7340.0348784200078,0,4406.1622744788092,95963.71653386674,0,null,44981.43359375,95963.71875,null,-42278.245684467256,36711.698115216321,92358.685419903821,null,0.54460253101192357,12.477397426045405,0,1,0.51548932984651452,5.4392832407410587,0,1,26.619370741695661,"PASS",1,null,"IstNgsld107",null,92358.685419903821,0,0.51548932984651452,"FAIL",0,1,null,null,0.49489558909952408,null,-1060.5453044052176,"NO",0,null,6.8320000000000007,5.3630000000000004,5.5847964346769574,15.4,15.58,17.390432125820322,null,-42502.033911301834,null,-5151.0458763521901,null,0,null,0,null,-1060.5453044052176,null,-1060.5453044052176,-3.4118747247504819,null,"IstNgsld107",null,"Stone/Clay/Glass/Concrete","VFD on Air Compressor"]
[2736,"IchNgsld108",0.98603092133998871,8348.9641729365176,0,9866.7470703125,0,0,65270.900957904749,17324.076171875,2431.009582167042,0,0,null,92461.724959198385,2431.009582167042,12297.756757912912,null,33235.238220224281,7340.0348784200078,0,4406.1622744788092,95963.71653386674,0,null,44981.43359375,95963.71875,null,-47480.290606342256,32683.67694127046,93532.70916783296,null,0.54460253101192357,18.503190577164574,0,1,0.48648707324998292,3.6576942335804468,0,1,39.47484183277318,"PASS",1,null,"IchNgsld108",null,93532.70916783296,0,0.48648707324998292,"FAIL",0,1,null,null,0.15777596344132819,null,-1272.2871049625487,"NO",0,null,6.8320000000000007,5.3630000000000004,5.5847964346769574,15.4,15.58,17.390432125820322,null,-47704.078833176834,null,-4220.7838745886547,null,0,null,0,null,-1272.2871049625487,null,-1272.2871049625487,-12.838719747388092,null,"IchNgsld108",null,"Chemicals and Plastics","Dew Point Sensor Control for Dessicant CA Dryer"]
[2746,"ImiNgsld108",0.98603092133998871,8348.9641729365176,0,9866.7470703125,0,0,65270.900957904749,17324.076171875,2468.9941039640275,0,0,null,92461.724959198385,2468.9941039640275,12335.74127970989,null,33235.238220224281,7340.0348784200078,0,4406.1622744788092,95963.71653386674,0,null,44981.43359375,95963.71875,null,-47480.290606342256,32645.692419473475,93494.724646035975,null,0.54460253101192357,18.218526128325401,0,1,0.48648707324998292,3.6464313702973015,0,1,38.86753661984369,"PASS",1,null,"ImiNgsld108",null,93494.724646035975,0,0.48648707324998292,"FAIL",0,1,null,null,0.16024121287009899,null,-1270.7387039999771,"NO",0,null,6.8320000000000007,5.3630000000000004,5.5847964346769574,15.4,15.58,17.390432125820322,null,-47704.078833176834,null,-4220.7838745886547,null,0,null,0,null,-1270.7387039999771,null,-1270.7387039999771,-12.625816366659041,null,"ImiNgsld108",null,"Miscellaneous Manufacturing","Dew Point Sensor Control for Dessicant CA Dryer"]
[2749,"IstEgsld108",0.98603092133998871,8348.9641729365176,0,9866.7470703125,0,0,65270.900957904749,17324.076171875,2431.009582167042,0,0,null,92461.724959198385,2431.009582167042,12297.756757912912,null,33235.238220224281,7340.0348784200078,0,4406.1622744788092,95963.71653386674,0,null,44981.43359375,95963.71875,null,-47480.290606342256,32683.67694127046,93532.70916783296,null,0.54460253101192357,18.503190577164574,0,1,0.48648707324998292,3.6576942335804468,0,1,39.47484183277318,"PASS",1,null,"IstEgsld108",null,93532.70916783296,0,0.48648707324998292,"FAIL",0,1,null,null,0.15777596344132819,null,-1272.2871049625487,"NO",0,null,6.8320000000000007,5.3630000000000004,5.5847964346769574,15.4,15.58,17.390432125820322,null,-47704.078833176834,null,-4220.7838745886547,null,0,null,0,null,-1272.2871049625487,null,-1272.2871049625487,-12.838719747388092,null,"IstEgsld108",null,"Stone/Clay/Glass/Concrete","Dew Point Sensor Control for Dessicant CA Dryer"]
[2765,"IluEgsld109",0.98603092133998871,8348.9641729365176,0,15563.6337890625,0,0,65270.900957904749,17324.076171875,60660.468252062215,0,0,null,98158.611786351583,60660.468252062215,76224.102254961253,null,33235.238220224281,7340.0348784200078,0,4406.1622744788092,95963.71653386674,0,null,44981.43359375,95963.71875,null,-53177.177325092256,-31242.668447374715,35303.250497937785,null,0.54460253101192357,0.741527965244825,0,0,0.45825254832651152,0.59012087239127387,0,0,1.5819811734924683,"PASS",1,null,"IluEgsld109",null,35303.250497937785,0,0.45825254832651152,"FAIL",0,1,null,null,2.4958755259144714,null,196.25217178167904,"YES",1,null,6.8320000000000007,5.3630000000000004,5.5847964346769574,15.4,15.58,17.390432125820322,null,-53400.965551926834,null,-4724.8356912466343,null,0,null,0,null,196.25217178167904,null,0,0,null,"IluEgsld109",null,"Lumber/Furniture/Pulp/Paper","Air Compressor Optimization"]
[2768,"ImeNgsld109",0.98603092133998871,8348.9641729365176,0,15563.6337890625,0,0,65270.900957904749,17324.076171875,58333.798464013416,0,0,null,98158.611786351583,58333.798464013416,73897.432466912476,null,33235.238220224281,7340.0348784200078,0,4406.1622744788092,95963.71653386674,0,null,44981.43359375,95963.71875,null,-53177.177325092256,-28915.998659325909,37629.920285986584,null,0.54460253101192357,0.77110414164953456,0,0,0.45825254832651152,0.60870090099616003,0,0,1.6450792041118458,"PASS",1,null,"ImeNgsld109",null,37629.920285986584,0,0.45825254832651152,"FAIL",0,1,null,null,2.4001447241523803,null,136.12451740876517,"YES",1,null,6.8320000000000007,5.3630000000000004,5.5847964346769574,15.4,15.58,17.390432125820322,null,-53400.965551926834,null,-4724.8356912466343,null,0,null,0,null,136.12451740876517,null,0,0,null,"ImeNgsld109",null,"Metal Products and Machinery","Air Compressor Optimization"]
[2784,"IchNgsld201",0.98603092133998871,8348.9641729365176,0,4229.2880859375,0,0,65270.900957904749,17974.69921875,67569.557416041367,0,0,null,87474.888802884219,67569.557416041367,71798.845508943981,null,33234.557496042507,7339.489407198952,0,4406.1622744788092,96614.339460395815,0,null,44980.2109375,96614.3359375,null,-42494.677325092256,-26818.634564478867,29044.778521458633,null,0.54033139099301208,0.66568751753909616,0,0,0.51420712653525424,0.62647540671472624,0,0,1.4298500631375046,"PASS",1,null,"IchNgsld201",null,29044.778521458633,0,0.51420712653525424,"FAIL",0,1,null,null,12.064238454358225,null,6281.4055490953206,"YES",1,null,6.8320000000000007,5.3630000000000004,5.5847964346769574,15.4,15.58,17.390432125820322,null,-42718.459469059904,null,-6424.9069837036768,null,0,null,0,null,6281.4055490953206,null,0,0,null,"IchNgsld201",null,"Chemicals and Plastics","Energy Star windows"]
[2787,"IelEgsld201",0.98603092133998871,8348.9641729365176,0,4229.2880859375,0,0,65270.900957904749,17974.69921875,60240.414179955893,0,0,null,87474.888802884219,60240.414179955893,64469.7022728585,null,33234.557496042507,7339.489407198952,0,4406.1622744788092,96614.339460395815,0,null,44980.2109375,96614.3359375,null,-42494.677325092256,-19489.491328393393,36373.921757544107,null,0.54033139099301208,0.74667831471295731,0,0,0.51420712653525424,0.69769534147974532,0,0,1.6038126107314679,"PASS",1,null,"IelEgsld201",null,36373.921757544107,0,0.51420712653525424,"FAIL",0,1,null,null,10.755652983451611,null,5449.7086752049872,"YES",1,null,6.8320000000000007,5.3630000000000004,5.5847964346769574,15.4,15.58,17.390432125820322,null,-42718.459469059904,null,-6424.9069837036768,null,0,null,0,null,5449.7086752049872,null,0,0,null,"IelEgsld201",null,"Electrical and Electronic Equip.","Energy Star windows"]
[2799,"IteEgsld201",0.98603092133998871,8348.9641729365176,0,4229.2880859375,0,0,65270.900957904749,17974.69921875,82011.233102980157,0,0,null,87474.888802884219,82011.233102980157,86240.521195882786,null,33234.557496042507,7339.489407198952,0,4406.1622744788092,96614.339460395815,0,null,44980.2109375,96614.3359375,null,-42494.677325092256,-41260.310251417657,14603.102834519843,null,0.54033139099301208,0.54846402420286855,0,0,0.51420712653525424,0.52156701185706866,0,0,1.1780622273558912,"PASS",1,null,"IteEgsld201",null,14603.102834519843,0,0.51420712653525424,"FAIL",0,1,null,null,14.642733591497883,null,7920.2181391622926,"YES",1,null,6.8320000000000007,5.3630000000000004,5.5847964346769574,15.4,15.58,17.390432125820322,null,-42718.459469059904,null,-6424.9069837036768,null,0,null,0,null,7920.2181391622926,null,0,0,null,"IteEgsld201",null,"Textiles and Leather","Energy Star windows"]
[2806,"IagNgsld202",0.98603092133998871,8348.9641729365176,0,3544.369140625,0,0,65270.900957904749,17974.69921875,39959.257501800748,0,0,null,86789.969768427196,39959.257501800748,43503.626560246346,null,33234.557496042507,7339.489407198952,0,4406.1622744788092,96614.339460395815,0,null,44980.2109375,96614.3359375,null,-41809.758379779756,1476.5842950742517,56655.078435699252,null,0.54033139099301208,1.1256518201188543,0,1,0.51826508629199974,1.0339416368021661,0,1,2.4178211002330587,"PASS",1,null,"IagNgsld202",null,56655.078435699252,0,0.51826508629199974,"FAIL",0,1,null,null,7.1345446119806333,null,3148.2430242956998,"YES",1,null,6.8320000000000007,5.3630000000000004,5.5847964346769574,15.4,15.58,17.390432125820322,null,-42033.540523747411,null,-6321.8943617668674,null,0,null,0,null,3148.2430242956998,null,0,0,null,"IagNgsld202",null,"Agriculture and Assembly","Industrial Duct Sealing"]
[2818,"ImiNgsld202",0.98603092133998871,8348.9641729365176,0,3544.369140625,0,0,65270.900957904749,17974.69921875,40510.425045408309,0,0,null,86789.969768427196,40510.425045408309,44054.794103853928,null,33234.557496042507,7339.489407198952,0,4406.1622744788092,96614.339460395815,0,null,44980.2109375,96614.3359375,null,-41809.758379779756,925.41675146669149,56103.910892091691,null,0.54033139099301208,1.110336682152347,0,1,0.51826508629199974,1.0210060396051079,0,1,2.3849252588489156,"PASS",1,null,"ImiNgsld202",null,56103.910892091691,0,0.51826508629199974,"FAIL",0,1,null,null,7.2329530099434205,null,3210.788390089423,"YES",1,null,6.8320000000000007,5.3630000000000004,5.5847964346769574,15.4,15.58,17.390432125820322,null,-42033.540523747411,null,-6321.8943617668674,null,0,null,0,null,3210.788390089423,null,0,0,null,"ImiNgsld202",null,"Miscellaneous Manufacturing","Industrial Duct Sealing"]
[2821,"IstEgsld202",0.98603092133998871,8348.9641729365176,0,3544.369140625,0,0,65270.900957904749,17974.69921875,46343.279616623906,0,0,null,86789.969768427196,46343.279616623906,49887.648675069497,null,33234.557496042507,7339.489407198952,0,4406.1622744788092,96614.339460395815,0,null,44980.2109375,96614.3359375,null,-41809.758379779756,-4907.4378197489059,50271.056320876094,null,0.54033139099301208,0.97058756543775215,0,0,0.51826508629199974,0.90163020422894091,0,0,2.0847539651216924,"PASS",1,null,"IstEgsld202",null,50271.056320876094,0,0.51826508629199974,"FAIL",0,1,null,null,8.2743828554542347,null,3872.6893252169916,"YES",1,null,6.8320000000000007,5.3630000000000004,5.5847964346769574,15.4,15.58,17.390432125820322,null,-42033.540523747411,null,-6321.8943617668674,null,0,null,0,null,3872.6893252169916,null,0,0,null,"IstEgsld202",null,"Stone/Clay/Glass/Concrete","Industrial Duct Sealing"]
[2837,"IluEgsld203",0.98603092133998871,8348.9641729365176,0,5038.640625,0,0,65270.900957904749,17974.69921875,634579.80752946995,0,0,null,88284.241123045023,634579.80752946995,639618.4479425333,null,33234.557496042507,7339.489407198952,0,4406.1622744788092,96614.339460395815,0,null,44980.2109375,96614.3359375,null,-43304.029864154756,-594638.23721696995,-537965.47159196995,null,0.54033139099301208,7.0881881843382025E-2,0,0,0.50949309332064752,7.0323504688278055E-2,0,0,0.15224930700779227,"FAIL",0,null,"IluEgsld203",null,-537965.47159196995,537965.47159196995,7.1824721109377557E-2,"FAIL",0,1,null,null,95.101854883523231,null,59057.573048183833,"YES",1,null,6.8320000000000007,5.3630000000000004,5.5847964346769574,15.4,15.58,17.390432125820322,null,-43527.812008122411,null,-5714.6322638394495,null,70627.828483945108,null,70627.828483945108,null,59057.573048183833,null,59057.573048183833,0.97706539761773714,null,"IluEgsld203",null,"Lumber/Furniture/Pulp/Paper","Reflective Roof Treatment"]
[2840,"ImeNgsld203",0.98603092133998871,8348.9641729365176,0,5038.640625,0,0,65270.900957904749,17974.69921875,228830.40657913359,0,0,null,88284.241123045023,228830.40657913359,233869.04699219702,null,33234.557496042507,7339.489407198952,0,4406.1622744788092,96614.339460395815,0,null,44980.2109375,96614.3359375,null,-43304.029864154756,-188888.83626663359,-132216.07064163359,null,0.54033139099301208,0.19656570824622929,0,0,0.50949309332064752,0.19233075721319731,0,0,0.42220934438662139,"FAIL",0,null,"ImeNgsld203",null,-132216.07064163359,132216.07064163359,0.20399159821172724,"FAIL",0,1,null,null,34.293866650258771,null,20409.876855952953,"YES",1,null,6.8320000000000007,5.3630000000000004,5.5847964346769574,15.4,15.58,17.390432125820322,null,-43527.812008122411,null,-5714.6322638394495,null,17358.240357814546,null,17358.240357814546,null,20409.876855952953,null,17358.240357814546,0.79639086145559068,null,"ImeNgsld203",null,"Metal Products and Machinery","Reflective Roof Treatment"]
[2856,"IchNgsld204",0.98603092133998871,8348.9641729365176,0,3473.625,0,0,65270.900957904749,17974.69921875,345915.19419871905,0,0,null,86719.225731550963,345915.19419871905,349388.81922028854,null,33234.557496042507,7339.489407198952,0,4406.1622744788092,96614.339460395815,0,null,44980.2109375,96614.3359375,null,-41739.014239154756,-304408.60826121905,-249300.85826121905,null,0.54033139099301208,0.1300324810585223,0,0,0.51868787856292908,0.12873969762586182,0,0,0.2793006423476086,"FAIL",0,null,"IchNgsld204",null,-249300.85826121905,249300.85826121905,0.13386167421095924,"FAIL",0,1,null,null,75.197397795822042,null,46406.909331998679,"YES",1,null,6.8320000000000007,5.3630000000000004,5.5847964346769574,15.4,15.58,17.390432125820322,null,-41962.796383122419,null,-7222.9797318526753,null,42911.702783432884,null,42911.702783432884,null,46406.909331998679,null,42911.702783432884,0.89786276413482946,null,"IchNgsld204",null,"Chemicals and Plastics","Roof insulation"]
[2859,"IelEgsld204",0.98603092133998871,8348.9641729365176,0,3473.625,0,0,65270.900957904749,17974.69921875,345915.0811088031,0,0,null,86719.225731550963,345915.0811088031,349388.70613037253,null,33234.557496042507,7339.489407198952,0,4406.1622744788092,96614.339460395815,0,null,44980.2109375,96614.3359375,null,-41739.014239154756,-304408.4951713031,-249300.7451713031,null,0.54033139099301208,0.13003252357000317,0,0,0.51868787856292908,0.12873973929624594,0,0,0.27930073365928565,"FAIL",0,null,"IelEgsld204",null,-249300.7451713031,249300.7451713031,0.13386171926305976,"FAIL",0,1,null,null,75.197371003201795,null,46406.892303429275,"YES",1,null,6.8320000000000007,5.3630000000000004,5.5847964346769574,15.4,15.58,17.390432125820322,null,-41962.796383122419,null,-7222.9797318526753,null,42911.683317471579,null,42911.683317471579,null,46406.892303429275,null,42911.683317471579,0.89786267674483466,null,"IelEgsld204",null,"Electrical and Electronic Equip.","Roof insulation"]
[2871,"IteEgsld204",0.98603092133998871,8348.9641729365176,0,3473.625,0,0,65270.900957904749,17974.69921875,345915.19419871905,0,0,null,86719.225731550963,345915.19419871905,349388.81922028854,null,33234.557496042507,7339.489407198952,0,4406.1622744788092,96614.339460395815,0,null,44980.2109375,96614.3359375,null,-41739.014239154756,-304408.60826121905,-249300.85826121905,null,0.54033139099301208,0.1300324810585223,0,0,0.51868787856292908,0.12873969762586182,0,0,0.2793006423476086,"FAIL",0,null,"IteEgsld204",null,-249300.85826121905,249300.85826121905,0.13386167421095924,"FAIL",0,1,null,null,75.197398136022798,null,46406.909548219861,"YES",1,null,6.8320000000000007,5.3630000000000004,5.5847964346769574,15.4,15.58,17.390432125820322,null,-41962.796383122419,null,-7222.9797318526753,null,42911.702783432884,null,42911.702783432884,null,46406.909548219861,null,42911.702783432884,0.89786276007280619,null,"IteEgsld204",null,"Textiles and Leather","Roof insulation"]
[2878,"IagNgsld205",0.98603092133998871,8348.9641729365176,0,6714.84912109375,0,0,65270.900957904749,17974.69921875,3797549.6491046585,0,0,null,89960.44958981371,3797549.6491046585,3804264.4979844913,null,33234.557496042507,7339.489407198952,0,4406.1622744788092,96614.339460395815,0,null,44980.2109375,96614.3359375,null,-44980.238360248506,-3759284.2872882523,-3700935.3131671585,null,0.54033139099301208,1.1844535317162978E-2,0,0,0.49999984758441784,1.1823628708907607E-2,0,0,2.5441230494584473E-2,"FAIL",0,null,"IagNgsld205",null,-3700935.3131671585,3700935.3131671585,1.1865325177987241E-2,"FAIL",0,1,null,null,427.05450116193168,null,270036.51506417542,"YES",1,null,6.8320000000000007,5.3630000000000004,5.5847964346769574,15.4,15.58,17.390432125820322,null,-45204.020504216161,null,-4659.5046811966104,null,381482.11650554027,null,381482.11650554027,null,270036.51506417542,null,270036.51506417542,0.99489263496430802,null,"IagNgsld205",null,"Agriculture and Assembly","Window shade film"]
[2890,"ImiNgsld205",0.98603092133998871,8348.9641729365176,0,6714.84912109375,0,0,65270.900957904749,17974.69921875,1500500.5107248481,0,0,null,89960.44958981371,1500500.5107248481,1507215.3596046804,null,33234.557496042507,7339.489407198952,0,4406.1622744788092,96614.339460395815,0,null,44980.2109375,96614.3359375,null,-44980.238360248506,-1462235.1489084419,-1403886.1747873481,null,0.54033139099301208,2.9976804816795009E-2,0,0,0.49999984758441784,2.9843254080224868E-2,0,0,6.4388072677715E-2,"FAIL",0,null,"ImiNgsld205",null,-1403886.1747873481,1403886.1747873481,3.0110327400611182E-2,"FAIL",0,1,null,null,168.73920394675861,null,105859.21832018354,"YES",1,null,6.8320000000000007,5.3630000000000004,5.5847964346769574,15.4,15.58,17.390432125820322,null,-45204.020504216161,null,-4659.5046811966104,null,144708.68144745525,null,144708.68144745525,null,105859.21832018354,null,105859.21832018354,0.9870739983563187,null,"ImiNgsld205",null,"Miscellaneous Manufacturing","Window shade film"]
[2895,"IteEgsld205",0.98603092133998871,8348.9641729365176,0,6714.84912109375,0,0,65270.900957904749,17974.69921875,3020909.9440377341,0,0,null,89960.44958981371,3020909.9440377341,3027624.7929175668,null,33234.557496042507,7339.489407198952,0,4406.1622744788092,96614.339460395815,0,null,44980.2109375,96614.3359375,null,-44980.238360248506,-2982644.5822213278,-2924295.6081002341,null,0.54033139099301208,1.4889623249536417E-2,0,0,0.49999984758441784,1.4856600143827782E-2,0,0,3.1981865638922601E-2,"FAIL",0,null,"IteEgsld205",null,-2924295.6081002341,2924295.6081002341,1.4922491679863649E-2,"FAIL",0,1,null,null,339.71727929133021,null,214527.64994303018,"YES",1,null,6.8320000000000007,5.3630000000000004,5.5847964346769574,15.4,15.58,17.390432125820322,null,-45204.020504216161,null,-4659.5046811966104,null,301428.25622944004,null,301428.25622944004,null,214527.64994303018,null,214527.64994303018,0.99357959291290909,null,"IteEgsld205",null,"Textiles and Leather","Window shade film"]
[2910,"IluNgsld206",0.98603092133998871,8348.9641729365176,0,4222.6494140625,0,0,65270.900957904749,17974.69921875,93523.106222169736,0,0,null,87468.250192447769,93523.106222169736,97745.755704635914,null,33234.557496042507,7339.489407198952,0,4406.1622744788092,96614.339460395815,0,null,44980.2109375,96614.3359375,null,-42488.038653217256,-52765.544698732236,3091.2297153302643,null,0.54033139099301208,0.4809529190641596,0,0,0.51424615386694117,0.46017559171466277,0,0,1.0330531121152762,"PASS",1,null,"IluNgsld206",null,3091.2297153302643,0,0.51424615386694117,"FAIL",0,1,null,null,14.015921777921132,null,7521.8357350628994,"YES",1,null,6.8320000000000007,5.3630000000000004,5.5847964346769574,15.4,15.58,17.390432125820322,null,-42711.820797184911,null,-5607.5032930526177,null,0,null,0,null,7521.8357350628994,null,0,0,null,"IluNgsld206",null,"Lumber/Furniture/Pulp/Paper","Advanced Rooftop Controller"]
[2913,"ImiEgsld206",0.98603092133998871,8348.9641729365176,0,4222.6494140625,0,0,65270.900957904749,17974.69921875,93523.106222169736,0,0,null,87468.250192447769,93523.106222169736,97745.755704635914,null,33234.557496042507,7339.489407198952,0,4406.1622744788092,96614.339460395815,0,null,44980.2109375,96614.3359375,null,-42488.038653217256,-52765.544698732236,3091.2297153302643,null,0.54033139099301208,0.4809529190641596,0,0,0.51424615386694117,0.46017559171466277,0,0,1.0330531121152762,"PASS",1,null,"ImiEgsld206",null,3091.2297153302643,0,0.51424615386694117,"FAIL",0,1,null,null,14.015921777921132,null,7521.8357350628994,"YES",1,null,6.8320000000000007,5.3630000000000004,5.5847964346769574,15.4,15.58,17.390432125820322,null,-42711.820797184911,null,-5607.5032930526177,null,0,null,0,null,7521.8357350628994,null,0,0,null,"ImiEgsld206",null,"Miscellaneous Manufacturing","Advanced Rooftop Controller"]
[2929,"IcoEgsld207",0.98603092133998871,8348.9641729365176,0,5627.4013671875,0,0,65270.900957904749,17974.69921875,85930.102140515271,0,0,null,88873.002314936093,85930.102140515271,91557.503745469745,null,33234.557496042507,7339.489407198952,0,4406.1622744788092,96614.339460395815,0,null,44980.2109375,96614.3359375,null,-43892.790606342256,-46577.292570202771,10684.233796984729,null,0.54033139099301208,0.52345115177388146,0,0,0.50611783281912281,0.49127825917310858,0,0,1.1243363330292984,"PASS",1,null,"IcoEgsld207",null,10684.233796984729,0,0.50611783281912281,"FAIL",0,1,null,null,9.663293630488365,null,4755.4385039222789,"YES",1,null,6.8320000000000007,5.3630000000000004,5.5847964346769574,15.4,15.58,17.390432125820322,null,-44116.572750309911,null,-4547.4135918783431,null,0,null,0,null,4755.4385039222789,null,0,0,null,"IcoEgsld207",null,"Construction","Airside economizer"]
[2932,"IelNgsld207",0.98603092133998871,8348.9641729365176,0,5627.4013671875,0,0,65270.900957904749,17974.69921875,17688.37878444275,0,0,null,88873.002314936093,17688.37878444275,23315.780389397241,null,33234.557496042507,7339.489407198952,0,4406.1622744788092,96614.339460395815,0,null,44980.2109375,96614.3359375,null,-43892.790606342256,21664.43078586975,78925.957153057243,null,0.54033139099301208,2.5429244525824442,0,1,0.50611783281912281,1.9291746038510731,0,1,5.4620232365486237,"PASS",1,null,"IelNgsld207",null,78925.957153057243,0,0.50611783281912281,"FAIL",0,1,null,null,1.9891515726789131,null,-122.01130823900189,"NO",0,null,6.8320000000000007,5.3630000000000004,5.5847964346769574,15.4,15.58,17.390432125820322,null,-44116.572750309911,null,-4547.4135918783431,null,0,null,0,null,-122.01130823900189,null,-122.01130823900189,-9.6509314587736567E-2,null,"IelNgsld207",null,"Electrical and Electronic Equip.","Airside economizer"]
[2944,"IteNgsld207",0.98603092133998871,8348.9641729365176,0,5627.4013671875,0,0,65270.900957904749,17974.69921875,32066.72552744007,0,0,null,88873.002314936093,32066.72552744007,37694.127132394555,null,33234.557496042507,7339.489407198952,0,4406.1622744788092,96614.339460395815,0,null,44980.2109375,96614.3359375,null,-43892.790606342256,7286.0840428724332,64547.610410059933,null,0.54033139099301208,1.4027067060217804,0,1,0.50611783281912281,1.1932949412315714,0,1,3.0129155486993953,"PASS",1,null,"IteNgsld207",null,64547.610410059933,0,0.50611783281912281,"FAIL",0,1,null,null,3.6060725958849669,null,905.65420557442678,"YES",1,null,6.8320000000000007,5.3630000000000004,5.5847964346769574,15.4,15.58,17.390432125820322,null,-44116.572750309911,null,-4547.4135918783431,null,0,null,0,null,905.65420557442678,null,0,0,null,"IteNgsld207",null,"Textiles and Leather","Airside economizer"]
[2951,"IchEgsld208",0.98603092133998871,8348.9641729365176,0,5627.4013671875,0,0,65270.900957904749,17974.69921875,3741.5987858104686,0,0,null,88873.002314936093,3741.5987858104686,9369.0003907649607,null,33234.557496042507,7339.489407198952,0,4406.1622744788092,96614.339460395815,0,null,44980.2109375,96614.3359375,null,-43892.790606342256,35611.210784502029,92872.737151689536,null,0.54033139099301208,12.021655316994877,0,1,0.50611783281912281,4.8009617038064478,0,1,25.821671822189334,"PASS",1,null,"IchEgsld208",null,92872.737151689536,0,0.50611783281912281,"FAIL",0,1,null,null,0.42076255733151985,null,-1118.8313632596592,"NO",0,null,6.8320000000000007,5.3630000000000004,5.5847964346769574,15.4,15.58,17.390432125820322,null,-44116.572750309911,null,-4547.4135918783431,null,0,null,0,null,-1118.8313632596592,null,-1118.8313632596592,-4.1837388797187121,null,"IchEgsld208",null,"Chemicals and Plastics","Chilled Water Reset"]
[2963,"IprEgsld208",0.98603092133998871,8348.9641729365176,0,5627.4013671875,0,0,65270.900957904749,17974.69921875,2050.4587879176056,0,0,null,88873.002314936093,2050.4587879176056,7677.860392872095,null,33234.557496042507,7339.489407198952,0,4406.1622744788092,96614.339460395815,0,null,44980.2109375,96614.3359375,null,-43892.790606342256,37302.350782394897,94563.877149582389,null,0.54033139099301208,21.936656909442579,0,1,0.50611783281912281,5.8584306081157385,0,1,47.118399309853523,"PASS",1,null,"IprEgsld208",null,94563.877149582389,0,0.50611783281912281,"FAIL",0,1,null,null,0.23058491310531387,null,-1239.7024532291816,"NO",0,null,6.8320000000000007,5.3630000000000004,5.5847964346769574,15.4,15.58,17.390432125820322,null,-44116.572750309911,null,-4547.4135918783431,null,0,null,0,null,-1239.7024532291816,null,-1239.7024532291816,-8.4590890539881052,null,"IprEgsld208",null,"Primary Resources Industries","Chilled Water Reset"]
[2970,"ItrNgsld208",0.98603092133998871,8348.9641729365176,0,5627.4013671875,0,0,65270.900957904749,17974.69921875,2351.0309352511995,0,0,null,88873.002314936093,2351.0309352511995,7978.4325402056911,null,33234.557496042507,7339.489407198952,0,4406.1622744788092,96614.339460395815,0,null,44980.2109375,96614.3359375,null,-43892.790606342256,37001.778635061302,94263.305002248802,null,0.54033139099301208,19.132122109951744,0,1,0.50611783281912281,5.6377254618994863,0,1,41.094455410548264,"PASS",1,null,"ItrNgsld208",null,94263.305002248802,0,0.50611783281912281,"FAIL",0,1,null,null,0.26438585889629534,null,-1218.2196066181621,"NO",0,null,6.8320000000000007,5.3630000000000004,5.5847964346769574,15.4,15.58,17.390432125820322,null,-44116.572750309911,null,-4547.4135918783431,null,0,null,0,null,-1218.2196066181621,null,-1218.2196066181621,-7.2497726492429884,null,"ItrNgsld208",null,"Transportation Equipment","Chilled Water Reset"]
[2982,"IluNgsld209",0.98603092133998871,8348.9641729365176,0,5627.4013671875,0,0,65270.900957904749,17974.69921875,92169.566765061973,0,0,null,88873.002314936093,92169.566765061973,97796.968370016461,null,33234.557496042507,7339.489407198952,0,4406.1622744788092,96614.339460395815,0,null,44980.2109375,96614.3359375,null,-43892.790606342256,-52816.757194749473,4444.7691724380275,null,0.54033139099301208,0.48801586593277024,0,0,0.50611783281912281,0.45993461552585035,0,0,1.048223826241558,"PASS",1,null,"IluNgsld209",null,4444.7691724380275,0,0.50611783281912281,"FAIL",0,1,null,null,10.364954558787472,null,5201.3927144585214,"YES",1,null,6.8320000000000007,5.3630000000000004,5.5847964346769574,15.4,15.58,17.390432125820322,null,-44116.572750309911,null,-4547.4135918783431,null,0,null,0,null,5201.3927144585214,null,0,0,null,"IluNgsld209",null,"Lumber/Furniture/Pulp/Paper","Demand Controlled Ventilation"]
[2985,"ImiEgsld209",0.98603092133998871,8348.9641729365176,0,5627.4013671875,0,0,65270.900957904749,17974.69921875,92169.580428412417,0,0,null,88873.002314936093,92169.580428412417,97796.982033366861,null,33234.557496042507,7339.489407198952,0,4406.1622744788092,96614.339460395815,0,null,44980.2109375,96614.3359375,null,-43892.790606342256,-52816.770858099917,4444.7555090875831,null,0.54033139099301208,0.4880157935886002,0,0,0.50611783281912281,0.45993455126775445,0,0,1.0482236708513586,"PASS",1,null,"ImiEgsld209",null,4444.7555090875831,0,0.50611783281912281,"FAIL",0,1,null,null,10.364956016713958,null,5201.3936410719734,"YES",1,null,6.8320000000000007,5.3630000000000004,5.5847964346769574,15.4,15.58,17.390432125820322,null,-44116.572750309911,null,-4547.4135918783431,null,0,null,0,null,5201.3936410719734,null,0,0,null,"ImiEgsld209",null,"Miscellaneous Manufacturing","Demand Controlled Ventilation"]
[3001,"IcoEgsld210",0.98957013189792642,8588.5282253098176,0,5788.87353515625,0,0,67143.775390186827,17974.69921875,1272319.8256092034,0,0,null,90907.34851486831,1272319.8256092034,1278108.6989818083,null,34132.737739856522,7365.8334070042802,0,4548.8234324698706,98870.814680012743,0,null,46047.39453125,98870.8125,null,-44859.953612843077,-1232061.3046131097,-1173449.0131092034,null,0.54098002510979393,3.61916820003979E-2,0,0,0.50653105025418166,3.602776083292196E-2,0,0,7.7709087377192565E-2,"FAIL",0,null,"IcoEgsld210",null,-1173449.0131092034,1173449.0131092034,3.6419632899703534E-2,"FAIL",0,1,null,null,140.3607260409793,null,89522.443031877672,"YES",1,null,6.8320000000000007,5.3630000000000004,5.5847964346769574,15.4,15.58,17.390432125820322,null,-45089.045127923921,null,-4647.6533392566589,null,120955.85987131183,null,120955.85987131183,null,89522.443031877672,null,89522.443031877672,0.98444802746087201,null,"IcoEgsld210",null,"Construction","Dual Enthalpy Economizer"]
[3004,"IelNgsld210",0.98957013189792642,8588.5282253098176,0,5788.87353515625,0,0,67143.775390186827,17974.69921875,211801.98970899999,0,0,null,90907.34851486831,211801.98970899999,217590.86308160477,null,34132.737739856522,7365.8334070042802,0,4548.8234324698706,98870.814680012743,0,null,46047.39453125,98870.8125,null,-44859.953612843077,-171543.46871290624,-112931.17720899999,null,0.54098002510979393,0.2174077523752995,0,0,0.50653105025418166,0.21162375039424675,0,0,0.46680776056844919,"FAIL",0,null,"IelNgsld210",null,-112931.17720899999,112931.17720899999,0.22590133269206991,"FAIL",0,1,null,null,23.365728840016292,null,13723.907024011502,"YES",1,null,6.8320000000000007,5.3630000000000004,5.5847964346769574,15.4,15.58,17.390432125820322,null,-45089.045127923921,null,-4647.6533392566589,null,11640.631585177267,null,11640.631585177267,null,13723.907024011502,null,11640.631585177267,0.76895988785793501,null,"IelNgsld210",null,"Electrical and Electronic Equip.","Dual Enthalpy Economizer"]
[3016,"IteNgsld210",0.98957013189792642,8588.5282253098176,0,5788.87353515625,0,0,67143.775390186827,17974.69921875,333759.68945353798,0,0,null,90907.34851486831,333759.68945353798,339548.56282614265,null,34132.737739856522,7365.8334070042802,0,4548.8234324698706,98870.814680012743,0,null,46047.39453125,98870.8125,null,-44859.953612843077,-293501.16845744423,-234888.87695353798,null,0.54098002510979393,0.13796571601155017,0,0,0.50653105025418166,0.13561357505371982,0,0,0.29623353455859325,"FAIL",0,null,"IteNgsld210",null,-234888.87695353798,234888.87695353798,0.1413380235374152,"FAIL",0,1,null,null,36.819949551730751,null,22440.606519485933,"YES",1,null,6.8320000000000007,5.3630000000000004,5.5847964346769574,15.4,15.58,17.390432125820322,null,-45089.045127923921,null,-4647.6533392566589,null,24211.692002571861,null,24211.692002571861,null,22440.606519485933,null,22440.606519485933,0.9407145804506194,null,"IteNgsld210",null,"Textiles and Leather","Dual Enthalpy Economizer"]
[3023,"IchEgsld211",0.98603092133998871,8348.9641729365176,0,4222.6494140625,0,0,65270.900957904749,17974.69921875,68711.447574503982,0,0,null,87468.250192447769,68711.447574503982,72934.097056970189,null,33234.557496042507,7339.489407198952,0,4406.1622744788092,96614.339460395815,0,null,44980.2109375,96614.3359375,null,-42488.038653217256,-27953.886051066482,27902.888362996018,null,0.54033139099301208,0.65462470265566519,0,0,0.51424615386694117,0.6167240398486229,0,0,1.4060879132657023,"PASS",1,null,"IchEgsld211",null,27902.888362996018,0,0.51424615386694117,"FAIL",0,1,null,null,10.297500881895916,null,5158.5212219573486,"YES",1,null,6.8320000000000007,5.3630000000000004,5.5847964346769574,15.4,15.58,17.390432125820322,null,-42711.820797184911,null,-5607.5032930526177,null,0,null,0,null,5158.5212219573486,null,0,0,null,"IchEgsld211",null,"Chemicals and Plastics","Facility Energy Management System"]
[3035,"IprEgsld211",0.98603092133998871,8348.9641729365176,0,4222.6494140625,0,0,65270.900957904749,17974.69921875,97108.032947473053,0,0,null,87468.250192447769,97108.032947473053,101330.68242993926,null,33234.557496042507,7339.489407198952,0,4406.1622744788092,96614.339460395815,0,null,44980.2109375,96614.3359375,null,-42488.038653217256,-56350.471424035553,-493.69700997305335,null,0.54033139099301208,0.46319763228887934,0,0,0.51424615386694117,0.4438952732699073,0,0,0.99491600236367572,"FAIL",0,null,"IprEgsld211",null,-493.69700997305335,493.69700997305335,0.51135988544786259,"FAIL",0,1,null,null,14.553180315117537,null,7863.3008176207586,"YES",1,null,6.8320000000000007,5.3630000000000004,5.5847964346769574,15.4,15.58,17.390432125820322,null,-42711.820797184911,null,-5607.5032930526177,null,64.815958615760778,null,64.815958615760778,null,7863.3008176207586,null,64.815958615760778,7.0074670315595387E-3,null,"IprEgsld211",null,"Primary Resources Industries","Facility Energy Management System"]
[3042,"ItrNgsld211",0.98603092133998871,8348.9641729365176,0,4222.6494140625,0,0,65270.900957904749,17974.69921875,77012.712142712844,0,0,null,87468.250192447769,77012.712142712844,81235.361625179037,null,33234.557496042507,7339.489407198952,0,4406.1622744788092,96614.339460395815,0,null,44980.2109375,96614.3359375,null,-42488.038653217256,-36255.150619275344,19601.623794787156,null,0.54033139099301208,0.58406215916856463,0,0,0.51424615386694117,0.55370235419046365,0,0,1.2545245226328769,"PASS",1,null,"ItrNgsld211",null,19601.623794787156,0,0.51424615386694117,"FAIL",0,1,null,null,11.541576773916606,null,5949.2177819299113,"YES",1,null,6.8320000000000007,5.3630000000000004,5.5847964346769574,15.4,15.58,17.390432125820322,null,-42711.820797184911,null,-5607.5032930526177,null,0,null,0,null,5949.2177819299113,null,0,0,null,"ItrNgsld211",null,"Transportation Equipment","Facility Energy Management System"]
[3054,"IluNgsld212",0.98603092133998871,8348.9641729365176,0,4222.6494140625,0,0,65270.900957904749,17974.69921875,2859.2494118724553,0,0,null,87468.250192447769,2859.2494118724553,7081.8988943386466,null,33234.557496042507,7339.489407198952,0,4406.1622744788092,96614.339460395815,0,null,44980.2109375,96614.3359375,null,-42488.038653217256,37898.312111565043,93755.086525627543,null,0.54033139099301208,15.731475103476026,0,1,0.51424615386694117,6.3514337105150176,0,1,33.790104331692262,"PASS",1,null,"IluNgsld212",null,93755.086525627543,0,0.51424615386694117,"FAIL",0,1,null,null,0.42850392131318321,null,-1113.9111892501344,"NO",0,null,6.8320000000000007,5.3630000000000004,5.5847964346769574,15.4,15.58,17.390432125820322,null,-42711.820797184911,null,-5607.5032930526177,null,0,null,0,null,-1113.9111892501344,null,-1113.9111892501344,-4.0900893062659804,null,"IluNgsld212",null,"Lumber/Furniture/Pulp/Paper","Fan Thermostat Controller"]
[3060,"IprNgsld212",0.98603092133998871,8348.9641729365176,0,4222.6494140625,0,0,65270.900957904749,17974.69921875,2859.2548585701711,0,0,null,87468.250192447769,2859.2548585701711,7081.904341036362,null,33234.557496042507,7339.489407198952,0,4406.1622744788092,96614.339460395815,0,null,44980.2109375,96614.3359375,null,-42488.038653217256,37898.306664867327,93755.081078929827,null,0.54033139099301208,15.731445136021653,0,1,0.51424615386694117,6.3514288256227411,0,1,33.790039963703684,"PASS",1,null,"IprNgsld212",null,93755.081078929827,0,0.51424615386694117,"FAIL",0,1,null,null,0.42850471891214459,null,-1113.9106823206464,"NO",0,null,6.8320000000000007,5.3630000000000004,5.5847964346769574,15.4,15.58,17.390432125820322,null,-42711.820797184911,null,-5607.5032930526177,null,0,null,0,null,-1113.9106823206464,null,-1113.9106823206464,-4.0900798318080236,null,"IprNgsld212",null,"Primary Resources Industries","Fan Thermostat Controller"]
[3074,"IcoNgsld213",0.98603092133998871,8348.9641729365176,0,6237.64892578125,0,0,65270.900957904749,17974.69921875,1324.4542834233018,0,0,null,89483.249536479649,1324.4542834233018,7562.1031099213778,null,33234.557496042507,7339.489407198952,0,4406.1622744788092,96614.339460395815,0,null,44980.2109375,96614.3359375,null,-44503.038164936006,37418.10772829545,95289.8816540767,null,0.54033139099301208,33.961316370422516,0,1,0.50266626870028908,5.9481085741795123,0,1,72.946523822462211,"PASS",1,null,"IcoNgsld213",null,95289.8816540767,0,0.50266626870028908,"FAIL",0,1,null,null,0.1603364081430845,null,-1284.3502529117484,"NO",0,null,6.8320000000000007,5.3630000000000004,5.5847964346769574,15.4,15.58,17.390432125820322,null,-44726.820308903661,null,-4907.7737877399186,null,0,null,0,null,-1284.3502529117484,null,-1284.3502529117484,-12.603418293010748,null,"IcoNgsld213",null,"Construction","Programmable thermostat"]
[3077,"IluEgsld213",0.98603092133998871,8348.9641729365176,0,6237.64892578125,0,0,65270.900957904749,17974.69921875,2355.2306971580601,0,0,null,89483.249536479649,2355.2306971580601,8592.8795236561327,null,33234.557496042507,7339.489407198952,0,4406.1622744788092,96614.339460395815,0,null,44980.2109375,96614.3359375,null,-44503.038164936006,36387.331314560688,94259.105240341945,null,0.54033139099301208,19.098006404118028,0,1,0.50266626870028908,5.2345910697296505,0,1,41.021177268995231,"PASS",1,null,"IluEgsld213",null,94259.105240341945,0,0.50266626870028908,"FAIL",0,1,null,null,0.28512062700925656,null,-1205.0412226273609,"NO",0,null,6.8320000000000007,5.3630000000000004,5.5847964346769574,15.4,15.58,17.390432125820322,null,-44726.820308903661,null,-4907.7737877399186,null,0,null,0,null,-1205.0412226273609,null,-1205.0412226273609,-6.6498261470870803,null,"IluEgsld213",null,"Lumber/Furniture/Pulp/Paper","Programmable thermostat"]
[3084,"IprNgsld213",0.98603092133998871,8348.9641729365176,0,6237.64892578125,0,0,65270.900957904749,17974.69921875,1117.8301375013525,0,0,null,89483.249536479649,1117.8301375013525,7355.4789639994287,null,33234.557496042507,7339.489407198952,0,4406.1622744788092,96614.339460395815,0,null,44980.2109375,96614.3359375,null,-44503.038164936006,37624.731874217396,95496.505799998646,null,0.54033139099301208,40.238860474850611,0,1,0.50266626870028908,6.1151980109676547,0,1,86.430247938616787,"PASS",1,null,"IprNgsld213",null,95496.505799998646,0,0.50266626870028908,"FAIL",0,1,null,null,0.13532280216951123,null,-1300.2481352858606,"NO",0,null,6.8320000000000007,5.3630000000000004,5.5847964346769574,15.4,15.58,17.390432125820322,null,-44726.820308903661,null,-4907.7737877399186,null,0,null,0,null,-1300.2481352858606,null,-1300.2481352858606,-15.117928335810717,null,"IprNgsld213",null,"Primary Resources Industries","Programmable thermostat"]
[3096,"IchNgsld214",0.98603092133998871,8348.9641729365176,0,6237.64892578125,0,0,65270.900957904749,17974.69921875,16017.35923398721,0,0,null,89483.249536479649,16017.35923398721,22255.008060485281,null,33234.557496042507,7339.489407198952,0,4406.1622744788092,96614.339460395815,0,null,44980.2109375,96614.3359375,null,-44503.038164936006,22725.202777731538,80596.976703512788,null,0.54033139099301208,2.8082164032418375,0,1,0.50266626870028908,2.0211275868598904,0,1,6.0318517257510331,"PASS",1,null,"IchNgsld214",null,80596.976703512788,0,0.50266626870028908,"FAIL",0,1,null,null,1.9390370606808458,null,-153.86255822762928,"NO",0,null,6.8320000000000007,5.3630000000000004,5.5847964346769574,15.4,15.58,17.390432125820322,null,-44726.820308903661,null,-4907.7737877399186,null,0,null,0,null,-153.86255822762928,null,-153.86255822762928,-0.12484865390010902,null,"IchNgsld214",null,"Chemicals and Plastics","Smart thermostat"]
[3108,"IprNgsld214",0.98603092133998871,8348.9641729365176,0,6237.64892578125,0,0,65270.900957904749,17974.69921875,22580.615508424875,0,0,null,89483.249536479649,22580.615508424875,28818.264334922947,null,33234.557496042507,7339.489407198952,0,4406.1622744788092,96614.339460395815,0,null,44980.2109375,96614.3359375,null,-44503.038164936006,16161.946503293875,74033.720429075125,null,0.54033139099301208,1.9919833859585354,0,1,0.50266626870028908,1.5608230343014791,0,1,4.2786404959356839,"PASS",1,null,"IprNgsld214",null,74033.720429075125,0,0.50266626870028908,"FAIL",0,1,null,null,2.7335747687006013,null,351.12129085193851,"YES",1,null,6.8320000000000007,5.3630000000000004,5.5847964346769574,15.4,15.58,17.390432125820322,null,-44726.820308903661,null,-4907.7737877399186,null,0,null,0,null,351.12129085193851,null,0,0,null,"IprNgsld214",null,"Primary Resources Industries","Smart thermostat"]
[3115,"IwaEgsld214",0.98603092133998871,8348.9641729365176,0,6237.64892578125,0,0,65270.900957904749,17974.69921875,2083.4602124155426,0,0,null,89483.249536479649,2083.4602124155426,8321.1090389136189,null,33234.557496042507,7339.489407198952,0,4406.1622744788092,96614.339460395815,0,null,44980.2109375,96614.3359375,null,-44503.038164936006,36659.101799303207,94530.87572508445,null,0.54033139099301208,21.589186426243483,0,1,0.50266626870028908,5.4055547392144092,0,1,46.372057100858342,"PASS",1,null,"IwaEgsld214",null,94530.87572508445,0,0.50266626870028908,"FAIL",0,1,null,null,0.25222049889883841,null,-1225.9515370916263,"NO",0,null,6.8320000000000007,5.3630000000000004,5.5847964346769574,15.4,15.58,17.390432125820322,null,-44726.820308903661,null,-4907.7737877399186,null,0,null,0,null,-1225.9515370916263,null,-1225.9515370916263,-7.6476842171503545,null,"IwaEgsld214",null,"Water and Wastewater","Smart thermostat"]
[3127,"ImeEgsld215",0.98603092133998871,8348.9641729365176,0,5627.4013671875,0,0,65270.900957904749,17974.69921875,85032.440511249151,0,0,null,88873.002314936093,85032.440511249151,90659.842116203639,null,33234.557496042507,7339.489407198952,0,4406.1622744788092,96614.339460395815,0,null,44980.2109375,96614.3359375,null,-43892.790606342256,-45679.630940936651,11581.895426250849,null,0.54033139099301208,0.52897706648263798,0,0,0.50611783281912281,0.49614261403425741,0,0,1.1362056099603379,"PASS",1,null,"ImeEgsld215",null,11581.895426250849,0,0.50611783281912281,"FAIL",0,1,null,null,9.5623474607017691,null,4691.2802080300371,"YES",1,null,6.8320000000000007,5.3630000000000004,5.5847964346769574,15.4,15.58,17.390432125820322,null,-44116.572750309911,null,-4547.4135918783431,null,0,null,0,null,4691.2802080300371,null,0,0,null,"ImeEgsld215",null,"Metal Products and Machinery","Strategic Energy Management"]
[3130,"ImiNgsld215",0.98603092133998871,8348.9641729365176,0,5627.4013671875,0,0,65270.900957904749,17974.69921875,128460.83970598852,0,0,null,88873.002314936093,128460.83970598852,134088.24131094306,null,33234.557496042507,7339.489407198952,0,4406.1622744788092,96614.339460395815,0,null,44980.2109375,96614.3359375,null,-43892.790606342256,-89108.030135676032,-31846.503768488517,null,0.54033139099301208,0.35014725919935846,0,0,0.50611783281912281,0.33545231541185577,0,0,0.75209173596111945,"FAIL",0,null,"ImiNgsld215",null,-31846.503768488517,31846.503768488517,0.37260102102908088,"FAIL",0,1,null,null,14.446100695378027,null,7795.2442886628032,"YES",1,null,6.8320000000000007,5.3630000000000004,5.5847964346769574,15.4,15.58,17.390432125820322,null,-44116.572750309911,null,-4547.4135918783431,null,3282.6490151507114,null,3282.6490151507114,null,7795.2442886628032,null,3282.6490151507114,0.35752864019186598,null,"ImiNgsld215",null,"Miscellaneous Manufacturing","Strategic Energy Management"]
[3146,"IcoNgsld216",0.98983502686023694,8619.9972766249703,0,4359.7294921875,0,0,67389.795529821524,17974.69921875,51761.001330153384,0,0,null,89724.22468928872,51761.001330153384,56120.730737543752,null,34241.037452372584,7367.80514412512,0,4567.6945045052225,99167.224486801526,0,null,46176.53515625,99167.2265625,null,-43547.689084509024,-9944.1956660908836,47406.225232346616,null,0.54093373705609271,0.89211054596329553,0,0,0.51464958930537497,0.82280708892457544,0,0,1.9158676226135933,"PASS",1,null,"IcoNgsld216",null,47406.225232346616,0,0.51464958930537497,"FAIL",0,1,null,null,7.590883655044375,null,3512.321982896558,"YES",1,null,6.8320000000000007,5.3630000000000004,5.5847964346769574,15.4,15.58,17.390432125820322,null,-43777.423090261509,null,-5747.4029333860326,null,0,null,0,null,3512.321982896558,null,0,0,null,"IcoNgsld216",null,"Construction","VFD on HVAC Pump"]
[3149,"IluEgsld216",0.98983502686023694,8619.9972766249703,0,4359.7294921875,0,0,67389.795529821524,17974.69921875,51761.001330153384,0,0,null,89724.22468928872,51761.001330153384,56120.730737543752,null,34241.037452372584,7367.80514412512,0,4567.6945045052225,99167.224486801526,0,null,46176.53515625,99167.2265625,null,-43547.689084509024,-9944.1956660908836,47406.225232346616,null,0.54093373705609271,0.89211054596329553,0,0,0.51464958930537497,0.82280708892457544,0,0,1.9158676226135933,"PASS",1,null,"IluEgsld216",null,47406.225232346616,0,0.51464958930537497,"FAIL",0,1,null,null,7.590883655044375,null,3512.321982896558,"YES",1,null,6.8320000000000007,5.3630000000000004,5.5847964346769574,15.4,15.58,17.390432125820322,null,-43777.423090261509,null,-5747.4029333860326,null,0,null,0,null,3512.321982896558,null,0,0,null,"IluEgsld216",null,"Lumber/Furniture/Pulp/Paper","VFD on HVAC Pump"]
[3156,"IprNgsld216",0.98983502686023694,8619.9972766249703,0,4359.7294921875,0,0,67389.795529821524,17974.69921875,51761.001330153384,0,0,null,89724.22468928872,51761.001330153384,56120.730737543752,null,34241.037452372584,7367.80514412512,0,4567.6945045052225,99167.224486801526,0,null,46176.53515625,99167.2265625,null,-43547.689084509024,-9944.1956660908836,47406.225232346616,null,0.54093373705609271,0.89211054596329553,0,0,0.51464958930537497,0.82280708892457544,0,0,1.9158676226135933,"PASS",1,null,"IprNgsld216",null,47406.225232346616,0,0.51464958930537497,"FAIL",0,1,null,null,7.590883655044375,null,3512.321982896558,"YES",1,null,6.8320000000000007,5.3630000000000004,5.5847964346769574,15.4,15.58,17.390432125820322,null,-43777.423090261509,null,-5747.4029333860326,null,0,null,0,null,3512.321982896558,null,0,0,null,"IprNgsld216",null,"Primary Resources Industries","VFD on HVAC Pump"]
[3168,"IchNgsld217",0.98603092133998871,8348.9641729365176,0,5627.4013671875,0,0,65270.900957904749,17974.69921875,87868.801766950972,0,0,null,88873.002314936093,87868.801766950972,93496.203371905445,null,33234.557496042507,7339.489407198952,0,4406.1622744788092,96614.339460395815,0,null,44980.2109375,96614.3359375,null,-43892.790606342256,-48515.992196638472,8745.5341705490282,null,0.54033139099301208,0.5119019496453161,0,0,0.50611783281912281,0.48109131098048064,0,0,1.0995294574944161,"PASS",1,null,"IchNgsld217",null,8745.5341705490282,0,0.50611783281912281,"FAIL",0,1,null,null,9.8813110973095686,null,4894.0037330494679,"YES",1,null,6.8320000000000007,5.3630000000000004,5.5847964346769574,15.4,15.58,17.390432125820322,null,-44116.572750309911,null,-4547.4135918783431,null,0,null,0,null,4894.0037330494679,null,0,0,null,"IchNgsld217",null,"Chemicals and Plastics","Waterside economizer"]
[3180,"IprNgsld217",0.98603092133998871,8348.9641729365176,0,5627.4013671875,0,0,65270.900957904749,17974.69921875,87868.801766950972,0,0,null,88873.002314936093,87868.801766950972,93496.203371905445,null,33234.557496042507,7339.489407198952,0,4406.1622744788092,96614.339460395815,0,null,44980.2109375,96614.3359375,null,-43892.790606342256,-48515.992196638472,8745.5341705490282,null,0.54033139099301208,0.5119019496453161,0,0,0.50611783281912281,0.48109131098048064,0,0,1.0995294574944161,"PASS",1,null,"IprNgsld217",null,8745.5341705490282,0,0.50611783281912281,"FAIL",0,1,null,null,9.8813110973095686,null,4894.0037330494679,"YES",1,null,6.8320000000000007,5.3630000000000004,5.5847964346769574,15.4,15.58,17.390432125820322,null,-44116.572750309911,null,-4547.4135918783431,null,0,null,0,null,4894.0037330494679,null,0,0,null,"IprNgsld217",null,"Primary Resources Industries","Waterside economizer"]
[3187,"IwaEgsld217",0.98603092133998871,8348.9641729365176,0,5627.4013671875,0,0,65270.900957904749,17974.69921875,87868.801766950972,0,0,null,88873.002314936093,87868.801766950972,93496.203371905445,null,33234.557496042507,7339.489407198952,0,4406.1622744788092,96614.339460395815,0,null,44980.2109375,96614.3359375,null,-43892.790606342256,-48515.992196638472,8745.5341705490282,null,0.54033139099301208,0.5119019496453161,0,0,0.50611783281912281,0.48109131098048064,0,0,1.0995294574944161,"PASS",1,null,"IwaEgsld217",null,8745.5341705490282,0,0.50611783281912281,"FAIL",0,1,null,null,9.8813110973095686,null,4894.0037330494679,"YES",1,null,6.8320000000000007,5.3630000000000004,5.5847964346769574,15.4,15.58,17.390432125820322,null,-44116.572750309911,null,-4547.4135918783431,null,0,null,0,null,4894.0037330494679,null,0,0,null,"IwaEgsld217",null,"Water and Wastewater","Waterside economizer"]
[3199,"ImeEgsld218",0.98603092133998871,8348.9641729365176,0,5038.640625,0,0,65270.900957904749,17974.69921875,3836360.0302941063,0,0,null,88284.241123045023,3836360.0302941063,3841398.6707071709,null,33234.557496042507,7339.489407198952,0,4406.1622744788092,96614.339460395815,0,null,44980.2109375,96614.3359375,null,-43304.029864154756,-3796418.4599816063,-3739745.6943566063,null,0.54033139099301208,1.172471055435631E-2,0,0,0.50949309332064752,1.1709331623925897E-2,0,0,2.5183855314563183E-2,"FAIL",0,null,"ImeEgsld218",null,-3739745.6943566063,3739745.6943566063,1.1750224449496213E-2,"FAIL",0,1,null,null,574.93942035749126,null,364027.64344286494,"YES",1,null,6.8320000000000007,5.3630000000000004,5.5847964346769574,15.4,15.58,17.390432125820322,null,-43527.812008122411,null,-5714.6322638394495,null,490979.68442652223,null,490979.68442652223,null,364027.64344286494,null,364027.64344286494,0.99620634252872564,null,"ImeEgsld218",null,"Metal Products and Machinery","Air curtains"]
[3202,"ImiNgsld218",0.98603092133998871,8348.9641729365176,0,5038.640625,0,0,65270.900957904749,17974.69921875,3836360.0302941063,0,0,null,88284.241123045023,3836360.0302941063,3841398.6707071709,null,33234.557496042507,7339.489407198952,0,4406.1622744788092,96614.339460395815,0,null,44980.2109375,96614.3359375,null,-43304.029864154756,-3796418.4599816063,-3739745.6943566063,null,0.54033139099301208,1.172471055435631E-2,0,0,0.50949309332064752,1.1709331623925897E-2,0,0,2.5183855314563183E-2,"FAIL",0,null,"ImiNgsld218",null,-3739745.6943566063,3739745.6943566063,1.1750224449496213E-2,"FAIL",0,1,null,null,574.93942035749126,null,364027.64344286494,"YES",1,null,6.8320000000000007,5.3630000000000004,5.5847964346769574,15.4,15.58,17.390432125820322,null,-43527.812008122411,null,-5714.6322638394495,null,490979.68442652223,null,490979.68442652223,null,364027.64344286494,null,364027.64344286494,0.99620634252872564,null,"ImiNgsld218",null,"Miscellaneous Manufacturing","Air curtains"]
[3218,"IcoNgsld219",0.98603092133998871,8348.9641729365176,0,5038.640625,0,0,65270.900957904749,17974.69921875,31911.404768444543,0,0,null,88284.241123045023,31911.404768444543,36950.045181508031,null,33234.557496042507,7339.489407198952,0,4406.1622744788092,96614.339460395815,0,null,44980.2109375,96614.3359375,null,-43304.029864154756,8030.1655440554605,64702.93116905546,null,0.54033139099301208,1.4095340290997935,0,1,0.50949309332064752,1.2173249168857618,0,1,3.0275801594618823,"PASS",1,null,"IcoNgsld219",null,64702.93116905546,0,0.50949309332064752,"FAIL",0,1,null,null,4.7824304544967324,null,1653.3112561344453,"YES",1,null,6.8320000000000007,5.3630000000000004,5.5847964346769574,15.4,15.58,17.390432125820322,null,-43527.812008122411,null,-5714.6322638394495,null,0,null,0,null,1653.3112561344453,null,0,0,null,"IcoNgsld219",null,"Construction","Custom Measure - Non-Lighting"]
[3225,"ImiTgsld219",0.98603092133998871,8348.9641729365176,0,5038.640625,0,0,65270.900957904749,17974.69921875,31911.404768444543,0,0,null,88284.241123045023,31911.404768444543,36950.045181508031,null,33234.557496042507,7339.489407198952,0,4406.1622744788092,96614.339460395815,0,null,44980.2109375,96614.3359375,null,-43304.029864154756,8030.1655440554605,64702.93116905546,null,0.54033139099301208,1.4095340290997935,0,1,0.50949309332064752,1.2173249168857618,0,1,3.0275801594618823,"PASS",1,null,"ImiTgsld219",null,64702.93116905546,0,0.50949309332064752,"FAIL",0,1,null,null,4.7824304544967324,null,1653.3112561344453,"YES",1,null,6.8320000000000007,5.3630000000000004,5.5847964346769574,15.4,15.58,17.390432125820322,null,-43527.812008122411,null,-5714.6322638394495,null,0,null,0,null,1653.3112561344453,null,0,0,null,"ImiTgsld219",null,"Miscellaneous Manufacturing","Custom Measure - Non-Lighting"]
[3229,"IstTgsld219",0.98603092133998871,8348.9641729365176,0,5038.640625,0,0,65270.900957904749,17974.69921875,31911.394515837088,0,0,null,88284.241123045023,31911.394515837088,36950.034928900561,null,33234.557496042507,7339.489407198952,0,4406.1622744788092,96614.339460395815,0,null,44980.2109375,96614.3359375,null,-43304.029864154756,8030.1757966629084,64702.941421662908,null,0.54033139099301208,1.4095344819599493,0,1,0.50949309332064752,1.2173252546595816,0,1,3.0275811321737107,"PASS",1,null,"IstTgsld219",null,64702.941421662908,0,0.50949309332064752,"FAIL",0,1,null,null,4.7824290522357042,null,1653.3103649002539,"YES",1,null,6.8320000000000007,5.3630000000000004,5.5847964346769574,15.4,15.58,17.390432125820322,null,-43527.812008122411,null,-5714.6322638394495,null,0,null,0,null,1653.3103649002539,null,0,0,null,"IstTgsld219",null,"Stone/Clay/Glass/Concrete","Custom Measure - Non-Lighting"]
[3241,"IcoTgsld220",0.98603092133998871,8348.9641729365176,0,5038.640625,0,0,65270.900957904749,17974.69921875,461668.51640488982,0,0,null,88284.241123045023,461668.51640488982,466707.15681795339,null,33234.557496042507,7339.489407198952,0,4406.1622744788092,96614.339460395815,0,null,44980.2109375,96614.3359375,null,-43304.029864154756,-421726.94609238982,-365054.18046738982,null,0.54033139099301208,9.7429669425522877E-2,0,0,0.50949309332064752,9.6377804068299905E-2,0,0,0.20927209134782729,"FAIL",0,null,"IcoTgsld220",null,-365054.18046738982,365054.18046738982,9.9219939954759348E-2,"FAIL",0,1,null,null,69.188355065613734,null,42587.74568934783,"YES",1,null,6.8320000000000007,5.3630000000000004,5.5847964346769574,15.4,15.58,17.390432125820322,null,-43527.812008122411,null,-5714.6322638394495,null,47926.838072153347,null,47926.838072153347,null,42587.74568934783,null,42587.74568934783,0.96847557330274969,null,"IcoTgsld220",null,"Construction","Dedicated Outside Air System (DOAS)"]
[3253,"IstTgsld220",0.98603092133998871,8348.9641729365176,0,5038.640625,0,0,65270.900957904749,17974.69921875,528141.46092909051,0,0,null,88284.241123045023,528141.46092909051,533180.10134215385,null,33234.557496042507,7339.489407198952,0,4406.1622744788092,96614.339460395815,0,null,44980.2109375,96614.3359375,null,-43304.029864154756,-488199.89061659051,-431527.12499159051,null,0.54033139099301208,8.5166975640147941E-2,0,0,0.50949309332064752,8.4362133557485758E-2,0,0,0.18293268581402222,"FAIL",0,null,"IstTgsld220",null,-431527.12499159051,431527.12499159051,8.6531795757984364E-2,"FAIL",0,1,null,null,79.150381539511372,null,48919.30481189648,"YES",1,null,6.8320000000000007,5.3630000000000004,5.5847964346769574,15.4,15.58,17.390432125820322,null,-43527.812008122411,null,-5714.6322638394495,null,56653.866055538369,null,56653.866055538369,null,48919.30481189648,null,48919.30481189648,0.97244330115477129,null,"IstTgsld220",null,"Stone/Clay/Glass/Concrete","Dedicated Outside Air System (DOAS)"]
[3260,"IwaNgsld220",0.98603092133998871,8348.9641729365176,0,5038.640625,0,0,65270.900957904749,17974.69921875,35951.629285938245,0,0,null,88284.241123045023,35951.629285938245,40990.269699001728,null,33234.557496042507,7339.489407198952,0,4406.1622744788092,96614.339460395815,0,null,44980.2109375,96614.3359375,null,-43304.029864154756,3989.9410265617553,60662.706651561755,null,0.54033139099301208,1.2511313626359932,0,1,0.50949309332064752,1.0973387351493638,0,1,2.6873423501640508,"PASS",1,null,"IwaNgsld220",null,60662.706651561755,0,0.50949309332064752,"FAIL",0,1,null,null,5.3879223583913181,null,2038.1433781708738,"YES",1,null,6.8320000000000007,5.3630000000000004,5.5847964346769574,15.4,15.58,17.390432125820322,null,-43527.812008122411,null,-5714.6322638394495,null,0,null,0,null,2038.1433781708738,null,0,0,null,"IwaNgsld220",null,"Water and Wastewater","Dedicated Outside Air System (DOAS)"]
[3272,"ImeNgsld221",0.98603092133998871,8348.9641729365176,0,4229.2880859375,0,0,65270.900957904749,17974.69921875,5515.0316747772013,0,0,null,87474.888802884219,5515.0316747772013,9744.3197676798336,null,33234.557496042507,7339.489407198952,0,4406.1622744788092,96614.339460395815,0,null,44980.2109375,96614.3359375,null,-42494.677325092256,35235.891176785299,91099.304262722799,null,0.54033139099301208,8.1559297552569596,0,1,0.51420712653525424,4.6160442228961616,0,1,17.518364650444745,"PASS",1,null,"ImeNgsld221",null,91099.304262722799,0,0.51420712653525424,"FAIL",0,1,null,null,0.9846839624716317,null,-760.42017789785473,"NO",0,null,6.8320000000000007,5.3630000000000004,5.5847964346769574,15.4,15.58,17.390432125820322,null,-42718.459469059904,null,-6424.9069837036768,null,0,null,0,null,-760.42017789785473,null,-760.42017789785473,-1.2150490011988091,null,"ImeNgsld221",null,"Metal Products and Machinery","Energy Efficient Laboratory Fume Hood"]
[3279,"IteTgsld221",0.98603092133998871,8348.9641729365176,0,4229.2880859375,0,0,65270.900957904749,17974.69921875,2294.5337345969901,0,0,null,87474.888802884219,2294.5337345969901,6523.8218274996234,null,33234.557496042507,7339.489407198952,0,4406.1622744788092,96614.339460395815,0,null,44980.2109375,96614.3359375,null,-42494.677325092256,38456.389116965511,94319.802202903011,null,0.54033139099301208,19.603203151598155,0,1,0.51420712653525424,6.8947638630962516,0,1,42.106304422876249,"PASS",1,null,"IteTgsld221",null,94319.802202903011,0,0.51420712653525424,"FAIL",0,1,null,null,0.40967861313737863,null,-1125.8759789470514,"NO",0,null,6.8320000000000007,5.3630000000000004,5.5847964346769574,15.4,15.58,17.390432125820322,null,-42718.459469059904,null,-6424.9069837036768,null,0,null,0,null,-1125.8759789470514,null,-1125.8759789470514,-4.3239860652376096,null,"IteTgsld221",null,"Textiles and Leather","Energy Efficient Laboratory Fume Hood"]
[3291,"IelEgsld222",0.98603092133998871,8348.9641729365176,0,4222.6494140625,0,0,65270.900957904749,17974.69921875,208592.35409958547,0,0,null,87468.250192447769,208592.35409958547,212815.00358205164,null,33234.557496042507,7339.489407198952,0,4406.1622744788092,96614.339460395815,0,null,44980.2109375,96614.3359375,null,-42488.038653217256,-167834.79257614797,-111978.01816208547,null,0.54033139099301208,0.21563691119774073,0,0,0.51424615386694117,0.21135826983465189,0,0,0.46317294972074913,"FAIL",0,null,"IelEgsld222",null,-111978.01816208547,111978.01816208547,0.22552545828157225,"FAIL",0,1,null,null,31.260875658096822,null,18482.200611029508,"YES",1,null,6.8320000000000007,5.3630000000000004,5.5847964346769574,15.4,15.58,17.390432125820322,null,-42711.820797184911,null,-5607.5032930526177,null,14701.248831676719,null,14701.248831676719,null,18482.200611029508,null,14701.248831676719,0.73992911156455488,null,"IelEgsld222",null,"Electrical and Electronic Equip.","Energy Recovery Ventilation System"]
[3294,"IluNgsld222",0.98603092133998871,8348.9641729365176,0,4222.6494140625,0,0,65270.900957904749,17974.69921875,208592.35409958547,0,0,null,87468.250192447769,208592.35409958547,212815.00358205164,null,33234.557496042507,7339.489407198952,0,4406.1622744788092,96614.339460395815,0,null,44980.2109375,96614.3359375,null,-42488.038653217256,-167834.79257614797,-111978.01816208547,null,0.54033139099301208,0.21563691119774073,0,0,0.51424615386694117,0.21135826983465189,0,0,0.46317294972074913,"FAIL",0,null,"IluNgsld222",null,-111978.01816208547,111978.01816208547,0.22552545828157225,"FAIL",0,1,null,null,31.260875658096822,null,18482.200611029508,"YES",1,null,6.8320000000000007,5.3630000000000004,5.5847964346769574,15.4,15.58,17.390432125820322,null,-42711.820797184911,null,-5607.5032930526177,null,14701.248831676719,null,14701.248831676719,null,18482.200611029508,null,14701.248831676719,0.73992911156455488,null,"IluNgsld222",null,"Lumber/Furniture/Pulp/Paper","Energy Recovery Ventilation System"]
[3301,"IstEgsld222",0.98603092133998871,8348.9641729365176,0,4222.6494140625,0,0,65270.900957904749,17974.69921875,208592.35409958547,0,0,null,87468.250192447769,208592.35409958547,212815.00358205164,null,33234.557496042507,7339.489407198952,0,4406.1622744788092,96614.339460395815,0,null,44980.2109375,96614.3359375,null,-42488.038653217256,-167834.79257614797,-111978.01816208547,null,0.54033139099301208,0.21563691119774073,0,0,0.51424615386694117,0.21135826983465189,0,0,0.46317294972074913,"FAIL",0,null,"IstEgsld222",null,-111978.01816208547,111978.01816208547,0.22552545828157225,"FAIL",0,1,null,null,31.260875658096822,null,18482.200611029508,"YES",1,null,6.8320000000000007,5.3630000000000004,5.5847964346769574,15.4,15.58,17.390432125820322,null,-42711.820797184911,null,-5607.5032930526177,null,14701.248831676719,null,14701.248831676719,null,18482.200611029508,null,14701.248831676719,0.73992911156455488,null,"IstEgsld222",null,"Stone/Clay/Glass/Concrete","Energy Recovery Ventilation System"]
[3313,"IcoTgsld223",0.98603092133998871,8348.9641729365176,0,5870.87158203125,0,0,65270.900957904749,17974.69921875,8387.3670585216896,0,0,null,89116.472290191872,8387.3670585216896,14258.238638732033,null,33234.557496042507,7339.489407198952,0,4406.1622744788092,96614.339460395815,0,null,44980.2109375,96614.3359375,null,-44136.260821186006,30721.97229694706,88226.96887897831,null,0.54033139099301208,5.3628523258439529,0,1,0.50473509610321698,3.1546821505405558,0,1,11.519030377875069,"PASS",1,null,"IcoTgsld223",null,88226.96887897831,0,0.50473509610321698,"FAIL",0,1,null,null,1.0787956027279229,null,-700.60569979301965,"NO",0,null,6.8320000000000007,5.3630000000000004,5.5847964346769574,15.4,15.58,17.390432125820322,null,-44360.042965153654,null,-5132.0910648747486,null,0,null,0,null,-700.60569979301965,null,-700.60569979301965,-1.0218132351058187,null,"IcoTgsld223",null,"Construction","Energy Star room ac"]
[3325,"IstTgsld223",0.98603092133998871,8348.9641729365176,0,5870.87158203125,0,0,65270.900957904749,17974.69921875,8387.3670585216896,0,0,null,89116.472290191872,8387.3670585216896,14258.238638732033,null,33234.557496042507,7339.489407198952,0,4406.1622744788092,96614.339460395815,0,null,44980.2109375,96614.3359375,null,-44136.260821186006,30721.97229694706,88226.96887897831,null,0.54033139099301208,5.3628523258439529,0,1,0.50473509610321698,3.1546821505405558,0,1,11.519030377875069,"PASS",1,null,"IstTgsld223",null,88226.96887897831,0,0.50473509610321698,"FAIL",0,1,null,null,1.0787956027279229,null,-700.60569979301965,"NO",0,null,6.8320000000000007,5.3630000000000004,5.5847964346769574,15.4,15.58,17.390432125820322,null,-44360.042965153654,null,-5132.0910648747486,null,0,null,0,null,-700.60569979301965,null,-700.60569979301965,-1.0218132351058187,null,"IstTgsld223",null,"Stone/Clay/Glass/Concrete","Energy Star room ac"]
[3332,"IwaNgsld223",0.98603092133998871,8348.9641729365176,0,5870.87158203125,0,0,65270.900957904749,17974.69921875,8387.3670585216896,0,0,null,89116.472290191872,8387.3670585216896,14258.238638732033,null,33234.557496042507,7339.489407198952,0,4406.1622744788092,96614.339460395815,0,null,44980.2109375,96614.3359375,null,-44136.260821186006,30721.97229694706,88226.96887897831,null,0.54033139099301208,5.3628523258439529,0,1,0.50473509610321698,3.1546821505405558,0,1,11.519030377875069,"PASS",1,null,"IwaNgsld223",null,88226.96887897831,0,0.50473509610321698,"FAIL",0,1,null,null,1.0787956027279229,null,-700.60569979301965,"NO",0,null,6.8320000000000007,5.3630000000000004,5.5847964346769574,15.4,15.58,17.390432125820322,null,-44360.042965153654,null,-5132.0910648747486,null,0,null,0,null,-700.60569979301965,null,-700.60569979301965,-1.0218132351058187,null,"IwaNgsld223",null,"Water and Wastewater","Energy Star room ac"]
[3344,"ImeNgsld224",0.98603092133998871,8348.9641729365176,0,3988.22314453125,0,0,65270.900957904749,17974.69921875,163639.51018698906,0,0,null,87233.823834541588,163639.51018698906,167627.73331154903,null,33234.557496042507,7339.489407198952,0,4406.1622744788092,96614.339460395815,0,null,44980.2109375,96614.3359375,null,-42253.612383686006,-122647.52239402031,-67025.174249489064,null,0.54033139099301208,0.27487378131419243,0,0,0.51562810415734583,0.26833394476880412,0,0,0.59040958890123707,"FAIL",0,null,"ImeNgsld224",null,-67025.174249489064,67025.174249489064,0.29158889689330397,"FAIL",0,1,null,null,30.983098426335726,null,18305.653904352752,"YES",1,null,6.8320000000000007,5.3630000000000004,5.5847964346769574,15.4,15.58,17.390432125820322,null,-42477.394527653661,null,-6712.0594572798545,null,10590.973380070052,null,10590.973380070052,null,18305.653904352752,null,10590.973380070052,0.53783375405233447,null,"ImeNgsld224",null,"Metal Products and Machinery","HE Air Cooled Chiller - All Compressor Types - 100 Tons"]
[3351,"IteTgsld224",0.98603092133998871,8348.9641729365176,0,3988.22314453125,0,0,65270.900957904749,17974.69921875,163639.51018698906,0,0,null,87233.823834541588,163639.51018698906,167627.73331154903,null,33234.557496042507,7339.489407198952,0,4406.1622744788092,96614.339460395815,0,null,44980.2109375,96614.3359375,null,-42253.612383686006,-122647.52239402031,-67025.174249489064,null,0.54033139099301208,0.27487378131419243,0,0,0.51562810415734583,0.26833394476880412,0,0,0.59040958890123707,"FAIL",0,null,"IteTgsld224",null,-67025.174249489064,67025.174249489064,0.29158889689330397,"FAIL",0,1,null,null,30.983098426335726,null,18305.653904352752,"YES",1,null,6.8320000000000007,5.3630000000000004,5.5847964346769574,15.4,15.58,17.390432125820322,null,-42477.394527653661,null,-6712.0594572798545,null,10590.973380070052,null,10590.973380070052,null,18305.653904352752,null,10590.973380070052,0.53783375405233447,null,"IteTgsld224",null,"Textiles and Leather","HE Air Cooled Chiller - All Compressor Types - 100 Tons"]
[3363,"IelTgsld225",0.98603092133998871,8348.9641729365176,0,5038.640625,0,0,65270.900957904749,17974.69921875,63186.481454735134,0,0,null,88284.241123045023,63186.481454735134,68225.121867798633,null,33234.557496042507,7339.489407198952,0,4406.1622744788092,96614.339460395815,0,null,44980.2109375,96614.3359375,null,-43304.029864154756,-23244.911142235127,33427.854482764866,null,0.54033139099301208,0.71186446692276184,0,0,0.50949309332064752,0.65929102896923142,0,0,1.5290349092584237,"PASS",1,null,"IelTgsld225",null,33427.854482764866,0,0.50949309332064752,"FAIL",0,1,null,null,9.469497326089769,null,4632.2675043022518,"YES",1,null,6.8320000000000007,5.3630000000000004,5.5847964346769574,15.4,15.58,17.390432125820322,null,-43527.812008122411,null,-5714.6322638394495,null,0,null,0,null,4632.2675043022518,null,0,0,null,"IelTgsld225",null,"Electrical and Electronic Equip.","HE Air Cooled Chiller - All Compressor Types - 300 Tons"]
[3366,"IluNgsld225",0.98603092133998871,8348.9641729365176,0,5038.640625,0,0,65270.900957904749,17974.69921875,63186.481454735134,0,0,null,88284.241123045023,63186.481454735134,68225.121867798633,null,33234.557496042507,7339.489407198952,0,4406.1622744788092,96614.339460395815,0,null,44980.2109375,96614.3359375,null,-43304.029864154756,-23244.911142235127,33427.854482764866,null,0.54033139099301208,0.71186446692276184,0,0,0.50949309332064752,0.65929102896923142,0,0,1.5290349092584237,"PASS",1,null,"IluNgsld225",null,33427.854482764866,0,0.50949309332064752,"FAIL",0,1,null,null,9.469497326089769,null,4632.2675043022518,"YES",1,null,6.8320000000000007,5.3630000000000004,5.5847964346769574,15.4,15.58,17.390432125820322,null,-43527.812008122411,null,-5714.6322638394495,null,0,null,0,null,4632.2675043022518,null,0,0,null,"IluNgsld225",null,"Lumber/Furniture/Pulp/Paper","HE Air Cooled Chiller - All Compressor Types - 300 Tons"]
[3373,"IstTgsld225",0.98603092133998871,8348.9641729365176,0,5038.640625,0,0,65270.900957904749,17974.69921875,63186.481454735134,0,0,null,88284.241123045023,63186.481454735134,68225.121867798633,null,33234.557496042507,7339.489407198952,0,4406.1622744788092,96614.339460395815,0,null,44980.2109375,96614.3359375,null,-43304.029864154756,-23244.911142235127,33427.854482764866,null,0.54033139099301208,0.71186446692276184,0,0,0.50949309332064752,0.65929102896923142,0,0,1.5290349092584237,"PASS",1,null,"IstTgsld225",null,33427.854482764866,0,0.50949309332064752,"FAIL",0,1,null,null,9.469497326089769,null,4632.2675043022518,"YES",1,null,6.8320000000000007,5.3630000000000004,5.5847964346769574,15.4,15.58,17.390432125820322,null,-43527.812008122411,null,-5714.6322638394495,null,0,null,0,null,4632.2675043022518,null,0,0,null,"IstTgsld225",null,"Stone/Clay/Glass/Concrete","HE Air Cooled Chiller - All Compressor Types - 300 Tons"]
[3390,"IluNgsld226",0.98603092133998871,8348.9641729365176,0,5038.640625,0,0,65270.900957904749,17974.69921875,163909.08141568533,0,0,null,88284.241123045023,163909.08141568533,168947.72182874885,null,33234.557496042507,7339.489407198952,0,4406.1622744788092,96614.339460395815,0,null,44980.2109375,96614.3359375,null,-43304.029864154756,-123967.51110318533,-67294.74547818533,null,0.54033139099301208,0.27442171323885906,0,0,0.50949309332064752,0.26623745140918825,0,0,0.58943857840603131,"FAIL",0,null,"IluNgsld226",null,-67294.74547818533,67294.74547818533,0.28911495063089077,"FAIL",0,1,null,null,24.564377631896878,null,14226.111422950231,"YES",1,null,6.8320000000000007,5.3630000000000004,5.5847964346769574,15.4,15.58,17.390432125820322,null,-43527.812008122411,null,-5714.6322638394495,null,8834.9196974279548,null,8834.9196974279548,null,14226.111422950231,null,8834.9196974279548,0.56589240630309112,null,"IluNgsld226",null,"Lumber/Furniture/Pulp/Paper","HE DX 11.25-20.0 Tons Elec Heat"]
[3398,"IstNgsld226",0.98603092133998871,8348.9641729365176,0,5038.640625,0,0,65270.900957904749,17974.69921875,163909.08141568533,0,0,null,88284.241123045023,163909.08141568533,168947.72182874885,null,33234.557496042507,7339.489407198952,0,4406.1622744788092,96614.339460395815,0,null,44980.2109375,96614.3359375,null,-43304.029864154756,-123967.51110318533,-67294.74547818533,null,0.54033139099301208,0.27442171323885906,0,0,0.50949309332064752,0.26623745140918825,0,0,0.58943857840603131,"FAIL",0,null,"IstNgsld226",null,-67294.74547818533,67294.74547818533,0.28911495063089077,"FAIL",0,1,null,null,24.564377631896878,null,14226.111422950231,"YES",1,null,6.8320000000000007,5.3630000000000004,5.5847964346769574,15.4,15.58,17.390432125820322,null,-43527.812008122411,null,-5714.6322638394495,null,8834.9196974279548,null,8834.9196974279548,null,14226.111422950231,null,8834.9196974279548,0.56589240630309112,null,"IstNgsld226",null,"Stone/Clay/Glass/Concrete","HE DX 11.25-20.0 Tons Elec Heat"]
[3405,"IagTgsld227",0.98603092133998871,8348.9641729365176,0,5038.640625,0,0,65270.900957904749,17974.69921875,169545.7291885422,0,0,null,88284.241123045023,169545.7291885422,174584.36960160563,null,33234.557496042507,7339.489407198952,0,4406.1622744788092,96614.339460395815,0,null,44980.2109375,96614.3359375,null,-43304.029864154756,-129604.1588760422,-72931.393251042202,null,0.54033139099301208,0.26529840151549944,0,0,0.50949309332064752,0.25764168341953692,0,0,0.56984234518854004,"FAIL",0,null,"IagTgsld227",null,-72931.393251042202,72931.393251042202,0.2790065070413531,"FAIL",0,1,null,null,25.409118836215818,null,14763.003077716703,"YES",1,null,6.8320000000000007,5.3630000000000004,5.5847964346769574,15.4,15.58,17.390432125820322,null,-43527.812008122411,null,-5714.6322638394495,null,9574.9378085302524,null,9574.9378085302524,null,14763.003077716703,null,9574.9378085302524,0.59290263761305517,null,"IagTgsld227",null,"Agriculture and Assembly","HE DX 11.25-20.0 Tons Other Heat"]
[3417,"ImiTgsld227",0.98603092133998871,8348.9641729365176,0,5038.640625,0,0,65270.900957904749,17974.69921875,169545.7291885422,0,0,null,88284.241123045023,169545.7291885422,174584.36960160563,null,33234.557496042507,7339.489407198952,0,4406.1622744788092,96614.339460395815,0,null,44980.2109375,96614.3359375,null,-43304.029864154756,-129604.1588760422,-72931.393251042202,null,0.54033139099301208,0.26529840151549944,0,0,0.50949309332064752,0.25764168341953692,0,0,0.56984234518854004,"FAIL",0,null,"ImiTgsld227",null,-72931.393251042202,72931.393251042202,0.2790065070413531,"FAIL",0,1,null,null,25.409118836215818,null,14763.003077716703,"YES",1,null,6.8320000000000007,5.3630000000000004,5.5847964346769574,15.4,15.58,17.390432125820322,null,-43527.812008122411,null,-5714.6322638394495,null,9574.9378085302524,null,9574.9378085302524,null,14763.003077716703,null,9574.9378085302524,0.59290263761305517,null,"ImiTgsld227",null,"Miscellaneous Manufacturing","HE DX 11.25-20.0 Tons Other Heat"]
[3424,"IteNgsld227",0.98603092133998871,8348.9641729365176,0,5038.640625,0,0,65270.900957904749,17974.69921875,169545.7291885422,0,0,null,88284.241123045023,169545.7291885422,174584.36960160563,null,33234.557496042507,7339.489407198952,0,4406.1622744788092,96614.339460395815,0,null,44980.2109375,96614.3359375,null,-43304.029864154756,-129604.1588760422,-72931.393251042202,null,0.54033139099301208,0.26529840151549944,0,0,0.50949309332064752,0.25764168341953692,0,0,0.56984234518854004,"FAIL",0,null,"IteNgsld227",null,-72931.393251042202,72931.393251042202,0.2790065070413531,"FAIL",0,1,null,null,25.409118836215818,null,14763.003077716703,"YES",1,null,6.8320000000000007,5.3630000000000004,5.5847964346769574,15.4,15.58,17.390432125820322,null,-43527.812008122411,null,-5714.6322638394495,null,9574.9378085302524,null,9574.9378085302524,null,14763.003077716703,null,9574.9378085302524,0.59290263761305517,null,"IteNgsld227",null,"Textiles and Leather","HE DX 11.25-20.0 Tons Other Heat"]
[3436,"IelNgsld228",0.98603092133998871,8348.9641729365176,0,5038.640625,0,0,65270.900957904749,17974.69921875,110214.57672832378,0,0,null,88284.241123045023,110214.57672832378,115253.21714138731,null,33234.557496042507,7339.489407198952,0,4406.1622744788092,96614.339460395815,0,null,44980.2109375,96614.3359375,null,-43304.029864154756,-70273.00641582378,-13600.24079082378,null,0.54033139099301208,0.40811489979565146,0,0,0.50949309332064752,0.39027293094653742,0,0,0.87660215921939222,"FAIL",0,null,"IelNgsld228",null,-13600.24079082378,13600.24079082378,0.44148245379913281,"FAIL",0,1,null,null,16.517403708815174,null,9111.7010883564308,"YES",1,null,6.8320000000000007,5.3630000000000004,5.5847964346769574,15.4,15.58,17.390432125820322,null,-43527.812008122411,null,-5714.6322638394495,null,1785.5336906142693,null,1785.5336906142693,null,9111.7010883564308,null,1785.5336906142693,0.17008393322051166,null,"IelNgsld228",null,"Electrical and Electronic Equip.","HE DX 5.4-11.25 Tons Elect Heat"]
[3439,"ImeTgsld228",0.98603092133998871,8348.9641729365176,0,5038.640625,0,0,65270.900957904749,17974.69921875,110214.57672832378,0,0,null,88284.241123045023,110214.57672832378,115253.21714138731,null,33234.557496042507,7339.489407198952,0,4406.1622744788092,96614.339460395815,0,null,44980.2109375,96614.3359375,null,-43304.029864154756,-70273.00641582378,-13600.24079082378,null,0.54033139099301208,0.40811489979565146,0,0,0.50949309332064752,0.39027293094653742,0,0,0.87660215921939222,"FAIL",0,null,"ImeTgsld228",null,-13600.24079082378,13600.24079082378,0.44148245379913281,"FAIL",0,1,null,null,16.517403708815174,null,9111.7010883564308,"YES",1,null,6.8320000000000007,5.3630000000000004,5.5847964346769574,15.4,15.58,17.390432125820322,null,-43527.812008122411,null,-5714.6322638394495,null,1785.5336906142693,null,1785.5336906142693,null,9111.7010883564308,null,1785.5336906142693,0.17008393322051166,null,"ImeTgsld228",null,"Metal Products and Machinery","HE DX 5.4-11.25 Tons Elect Heat"]
[3446,"IstNgsld228",0.98603092133998871,8348.9641729365176,0,5038.640625,0,0,65270.900957904749,17974.69921875,110214.57672832378,0,0,null,88284.241123045023,110214.57672832378,115253.21714138731,null,33234.557496042507,7339.489407198952,0,4406.1622744788092,96614.339460395815,0,null,44980.2109375,96614.3359375,null,-43304.029864154756,-70273.00641582378,-13600.24079082378,null,0.54033139099301208,0.40811489979565146,0,0,0.50949309332064752,0.39027293094653742,0,0,0.87660215921939222,"FAIL",0,null,"IstNgsld228",null,-13600.24079082378,13600.24079082378,0.44148245379913281,"FAIL",0,1,null,null,16.517403708815174,null,9111.7010883564308,"YES",1,null,6.8320000000000007,5.3630000000000004,5.5847964346769574,15.4,15.58,17.390432125820322,null,-43527.812008122411,null,-5714.6322638394495,null,1785.5336906142693,null,1785.5336906142693,null,9111.7010883564308,null,1785.5336906142693,0.17008393322051166,null,"IstNgsld228",null,"Stone/Clay/Glass/Concrete","HE DX 5.4-11.25 Tons Elect Heat"]
[3458,"IcoNgsld229",0.98603092133998871,8348.9641729365176,0,5038.640625,0,0,65270.900957904749,17974.69921875,112583.21612514753,0,0,null,88284.241123045023,112583.21612514753,117621.85653821097,null,33234.557496042507,7339.489407198952,0,4406.1622744788092,96614.339460395815,0,null,44980.2109375,96614.3359375,null,-43304.029864154756,-72641.645812647534,-15968.880187647534,null,0.54033139099301208,0.3995285663850639,0,0,0.50949309332064752,0.38241371272557795,0,0,0.85815931772728427,"FAIL",0,null,"IcoNgsld229",null,-15968.880187647534,15968.880187647534,0.43145193650476465,"FAIL",0,1,null,null,16.872381615118975,null,9337.3141809184817,"YES",1,null,6.8320000000000007,5.3630000000000004,5.5847964346769574,15.4,15.58,17.390432125820322,null,-43527.812008122411,null,-5714.6322638394495,null,2096.5050556799979,null,2096.5050556799979,null,9337.3141809184817,null,2096.5050556799979,0.19550440601865224,null,"IcoNgsld229",null,"Construction","HE DX 5.4-11.25 Tons Other Heat"]
[3465,"ImiTgsld229",0.98603092133998871,8348.9641729365176,0,5038.640625,0,0,65270.900957904749,17974.69921875,112583.21612514753,0,0,null,88284.241123045023,112583.21612514753,117621.85653821097,null,33234.557496042507,7339.489407198952,0,4406.1622744788092,96614.339460395815,0,null,44980.2109375,96614.3359375,null,-43304.029864154756,-72641.645812647534,-15968.880187647534,null,0.54033139099301208,0.3995285663850639,0,0,0.50949309332064752,0.38241371272557795,0,0,0.85815931772728427,"FAIL",0,null,"ImiTgsld229",null,-15968.880187647534,15968.880187647534,0.43145193650476465,"FAIL",0,1,null,null,16.872381615118975,null,9337.3141809184817,"YES",1,null,6.8320000000000007,5.3630000000000004,5.5847964346769574,15.4,15.58,17.390432125820322,null,-43527.812008122411,null,-5714.6322638394495,null,2096.5050556799979,null,2096.5050556799979,null,9337.3141809184817,null,2096.5050556799979,0.19550440601865224,null,"ImiTgsld229",null,"Miscellaneous Manufacturing","HE DX 5.4-11.25 Tons Other Heat"]
[3477,"IagTgsld230",0.98603092133998871,8348.9641729365176,0,5038.640625,0,0,65270.900957904749,17974.69921875,76370.596463646376,0,0,null,88284.241123045023,76370.596463646376,81409.236876709881,null,33234.557496042507,7339.489407198952,0,4406.1622744788092,96614.339460395815,0,null,44980.2109375,96614.3359375,null,-43304.029864154756,-36429.026151146376,20243.739473853624,null,0.54033139099301208,0.5889728903572371,0,0,0.50949309332064752,0.55251974525349168,0,0,1.2650724285424426,"PASS",1,null,"IagTgsld230",null,20243.739473853624,0,0.50949309332064752,"FAIL",0,1,null,null,11.445345616698237,null,5888.056203715294,"YES",1,null,6.8320000000000007,5.3630000000000004,5.5847964346769574,15.4,15.58,17.390432125820322,null,-43527.812008122411,null,-5714.6322638394495,null,0,null,0,null,5888.056203715294,null,0,0,null,"IagTgsld230",null,"Agriculture and Assembly","HE DX Less than 5.4 Tons Elect Heat"]
[3489,"ImiTgsld230",0.98603092133998871,8348.9641729365176,0,5038.640625,0,0,65270.900957904749,17974.69921875,76370.596463646376,0,0,null,88284.241123045023,76370.596463646376,81409.236876709881,null,33234.557496042507,7339.489407198952,0,4406.1622744788092,96614.339460395815,0,null,44980.2109375,96614.3359375,null,-43304.029864154756,-36429.026151146376,20243.739473853624,null,0.54033139099301208,0.5889728903572371,0,0,0.50949309332064752,0.55251974525349168,0,0,1.2650724285424426,"PASS",1,null,"ImiTgsld230",null,20243.739473853624,0,0.50949309332064752,"FAIL",0,1,null,null,11.445345616698237,null,5888.056203715294,"YES",1,null,6.8320000000000007,5.3630000000000004,5.5847964346769574,15.4,15.58,17.390432125820322,null,-43527.812008122411,null,-5714.6322638394495,null,0,null,0,null,5888.056203715294,null,0,0,null,"ImiTgsld230",null,"Miscellaneous Manufacturing","HE DX Less than 5.4 Tons Elect Heat"]
[3496,"IteNgsld230",0.98603092133998871,8348.9641729365176,0,5038.640625,0,0,65270.900957904749,17974.69921875,76370.596463646376,0,0,null,88284.241123045023,76370.596463646376,81409.236876709881,null,33234.557496042507,7339.489407198952,0,4406.1622744788092,96614.339460395815,0,null,44980.2109375,96614.3359375,null,-43304.029864154756,-36429.026151146376,20243.739473853624,null,0.54033139099301208,0.5889728903572371,0,0,0.50949309332064752,0.55251974525349168,0,0,1.2650724285424426,"PASS",1,null,"IteNgsld230",null,20243.739473853624,0,0.50949309332064752,"FAIL",0,1,null,null,11.445345616698237,null,5888.056203715294,"YES",1,null,6.8320000000000007,5.3630000000000004,5.5847964346769574,15.4,15.58,17.390432125820322,null,-43527.812008122411,null,-5714.6322638394495,null,0,null,0,null,5888.056203715294,null,0,0,null,"IteNgsld230",null,"Textiles and Leather","HE DX Less than 5.4 Tons Elect Heat"]
[3508,"IelNgsld231",0.98603092133998871,8348.9641729365176,0,5038.640625,0,0,65270.900957904749,17974.69921875,84213.907814332124,0,0,null,88284.241123045023,84213.907814332124,89252.548227395615,null,33234.557496042507,7339.489407198952,0,4406.1622744788092,96614.339460395815,0,null,44980.2109375,96614.3359375,null,-43304.029864154756,-44272.337501832124,12400.428123167876,null,0.54033139099301208,0.53411855719447976,0,0,0.50949309332064752,0.50396556427825168,0,0,1.1472491711286847,"PASS",1,null,"IelNgsld231",null,12400.428123167876,0,0.50949309332064752,"FAIL",0,1,null,null,12.620790812313563,null,6635.1331936083334,"YES",1,null,6.8320000000000007,5.3630000000000004,5.5847964346769574,15.4,15.58,17.390432125820322,null,-43527.812008122411,null,-5714.6322638394495,null,0,null,0,null,6635.1331936083334,null,0,0,null,"IelNgsld231",null,"Electrical and Electronic Equip.","HE DX Less than 5.4 Tons Other Heat"]
[3511,"ImeTgsld231",0.98603092133998871,8348.9641729365176,0,5038.640625,0,0,65270.900957904749,17974.69921875,84213.907814332124,0,0,null,88284.241123045023,84213.907814332124,89252.548227395615,null,33234.557496042507,7339.489407198952,0,4406.1622744788092,96614.339460395815,0,null,44980.2109375,96614.3359375,null,-43304.029864154756,-44272.337501832124,12400.428123167876,null,0.54033139099301208,0.53411855719447976,0,0,0.50949309332064752,0.50396556427825168,0,0,1.1472491711286847,"PASS",1,null,"ImeTgsld231",null,12400.428123167876,0,0.50949309332064752,"FAIL",0,1,null,null,12.620790812313563,null,6635.1331936083334,"YES",1,null,6.8320000000000007,5.3630000000000004,5.5847964346769574,15.4,15.58,17.390432125820322,null,-43527.812008122411,null,-5714.6322638394495,null,0,null,0,null,6635.1331936083334,null,0,0,null,"ImeTgsld231",null,"Metal Products and Machinery","HE DX Less than 5.4 Tons Other Heat"]
[3518,"IstNgsld231",0.98603092133998871,8348.9641729365176,0,5038.640625,0,0,65270.900957904749,17974.69921875,84213.907814332124,0,0,null,88284.241123045023,84213.907814332124,89252.548227395615,null,33234.557496042507,7339.489407198952,0,4406.1622744788092,96614.339460395815,0,null,44980.2109375,96614.3359375,null,-43304.029864154756,-44272.337501832124,12400.428123167876,null,0.54033139099301208,0.53411855719447976,0,0,0.50949309332064752,0.50396556427825168,0,0,1.1472491711286847,"PASS",1,null,"IstNgsld231",null,12400.428123167876,0,0.50949309332064752,"FAIL",0,1,null,null,12.620790812313563,null,6635.1331936083334,"YES",1,null,6.8320000000000007,5.3630000000000004,5.5847964346769574,15.4,15.58,17.390432125820322,null,-43527.812008122411,null,-5714.6322638394495,null,0,null,0,null,6635.1331936083334,null,0,0,null,"IstNgsld231",null,"Stone/Clay/Glass/Concrete","HE DX Less than 5.4 Tons Other Heat"]
[3530,"IcoNgsld232",0.98603092133998871,8348.9641729365176,0,3988.22314453125,0,0,65270.900957904749,17974.69921875,60134.741382238404,0,0,null,87233.823834541588,60134.741382238404,64122.964506798417,null,33234.557496042507,7339.489407198952,0,4406.1622744788092,96614.339460395815,0,null,44980.2109375,96614.3359375,null,-42253.612383686006,-19142.753589269654,36479.594555261596,null,0.54033139099301208,0.74799042788908554,0,0,0.51562810415734583,0.7014680507904768,0,0,1.6066309377367063,"PASS",1,null,"IcoNgsld232",null,36479.594555261596,0,0.51562810415734583,"FAIL",0,1,null,null,11.385762056828877,null,5850.1867167155096,"YES",1,null,6.8320000000000007,5.3630000000000004,5.5847964346769574,15.4,15.58,17.390432125820322,null,-42477.394527653661,null,-6712.0594572798545,null,0,null,0,null,5850.1867167155096,null,0,0,null,"IcoNgsld232",null,"Construction","HE Water Cooled Chiller - Centrifugal Compressor - 200 Tons"]
[3537,"ImiTgsld232",0.98603092133998871,8348.9641729365176,0,3988.22314453125,0,0,65270.900957904749,17974.69921875,60134.741382238404,0,0,null,87233.823834541588,60134.741382238404,64122.964506798417,null,33234.557496042507,7339.489407198952,0,4406.1622744788092,96614.339460395815,0,null,44980.2109375,96614.3359375,null,-42253.612383686006,-19142.753589269654,36479.594555261596,null,0.54033139099301208,0.74799042788908554,0,0,0.51562810415734583,0.7014680507904768,0,0,1.6066309377367063,"PASS",1,null,"ImiTgsld232",null,36479.594555261596,0,0.51562810415734583,"FAIL",0,1,null,null,11.385762056828877,null,5850.1867167155096,"YES",1,null,6.8320000000000007,5.3630000000000004,5.5847964346769574,15.4,15.58,17.390432125820322,null,-42477.394527653661,null,-6712.0594572798545,null,0,null,0,null,5850.1867167155096,null,0,0,null,"ImiTgsld232",null,"Miscellaneous Manufacturing","HE Water Cooled Chiller - Centrifugal Compressor - 200 Tons"]
[3545,"ItrTgsld232",0.98603092133998871,8348.9641729365176,0,3988.22314453125,0,0,65270.900957904749,17974.69921875,60134.741382238404,0,0,null,87233.823834541588,60134.741382238404,64122.964506798417,null,33234.557496042507,7339.489407198952,0,4406.1622744788092,96614.339460395815,0,null,44980.2109375,96614.3359375,null,-42253.612383686006,-19142.753589269654,36479.594555261596,null,0.54033139099301208,0.74799042788908554,0,0,0.51562810415734583,0.7014680507904768,0,0,1.6066309377367063,"PASS",1,null,"ItrTgsld232",null,36479.594555261596,0,0.51562810415734583,"FAIL",0,1,null,null,11.385762056828877,null,5850.1867167155096,"YES",1,null,6.8320000000000007,5.3630000000000004,5.5847964346769574,15.4,15.58,17.390432125820322,null,-42477.394527653661,null,-6712.0594572798545,null,0,null,0,null,5850.1867167155096,null,0,0,null,"ItrTgsld232",null,"Transportation Equipment","HE Water Cooled Chiller - Centrifugal Compressor - 200 Tons"]
[3562,"ImiNgsld233",0.98603092133998871,8348.9641729365176,0,3988.22314453125,0,0,65270.900957904749,17974.69921875,48118.146506179983,0,0,null,87233.823834541588,48118.146506179983,52106.369630739988,null,33234.557496042507,7339.489407198952,0,4406.1622744788092,96614.339460395815,0,null,44980.2109375,96614.3359375,null,-42253.612383686006,-7126.1587132112327,48496.189431320017,null,0.54033139099301208,0.93478685700670194,0,0,0.51562810415734583,0.86323824206175603,0,0,2.0078565562597364,"PASS",1,null,"ImiNgsld233",null,48496.189431320017,0,0.51562810415734583,"FAIL",0,1,null,null,9.1105696045032722,null,4404.144030037136,"YES",1,null,6.8320000000000007,5.3630000000000004,5.5847964346769574,15.4,15.58,17.390432125820322,null,-42477.394527653661,null,-6712.0594572798545,null,0,null,0,null,4404.144030037136,null,0,0,null,"ImiNgsld233",null,"Miscellaneous Manufacturing","HE Water Cooled Chiller - Centrifugal Compressor - 500 Tons"]
[3569,"ItrTgsld233",0.98603092133998871,8348.9641729365176,0,3988.22314453125,0,0,65270.900957904749,17974.69921875,48118.146506179983,0,0,null,87233.823834541588,48118.146506179983,52106.369630739988,null,33234.557496042507,7339.489407198952,0,4406.1622744788092,96614.339460395815,0,null,44980.2109375,96614.3359375,null,-42253.612383686006,-7126.1587132112327,48496.189431320017,null,0.54033139099301208,0.93478685700670194,0,0,0.51562810415734583,0.86323824206175603,0,0,2.0078565562597364,"PASS",1,null,"ItrTgsld233",null,48496.189431320017,0,0.51562810415734583,"FAIL",0,1,null,null,9.1105696045032722,null,4404.144030037136,"YES",1,null,6.8320000000000007,5.3630000000000004,5.5847964346769574,15.4,15.58,17.390432125820322,null,-42477.394527653661,null,-6712.0594572798545,null,0,null,0,null,4404.144030037136,null,0,0,null,"ItrTgsld233",null,"Transportation Equipment","HE Water Cooled Chiller - Centrifugal Compressor - 500 Tons"]
[3581,"IluTgsld234",0.98603092133998871,8348.9641729365176,0,3988.22314453125,0,0,65270.900957904749,17974.69921875,114358.76884371563,0,0,null,87233.823834541588,114358.76884371563,118346.99196827567,null,33234.557496042507,7339.489407198952,0,4406.1622744788092,96614.339460395815,0,null,44980.2109375,96614.3359375,null,-42253.612383686006,-73366.781050746882,-17744.432906215632,null,0.54033139099301208,0.39332542132357701,0,0,0.51562810415734583,0.38007058888296047,0,0,0.8448353975333065,"FAIL",0,null,"IluTgsld234",null,-17744.432906215632,17744.432906215632,0.42847169074769959,"FAIL",0,1,null,null,21.652404644219121,null,12375.350517721203,"YES",1,null,6.8320000000000007,5.3630000000000004,5.5847964346769574,15.4,15.58,17.390432125820322,null,-42477.394527653661,null,-6712.0594572798545,null,2803.8840429512416,null,2803.8840429512416,null,12375.350517721203,null,2803.8840429512416,0.20374686699186909,null,"IluTgsld234",null,"Lumber/Furniture/Pulp/Paper","HE Water Cooled Chiller - Rotary or Screw Compressor - 175 Tons"]
[3588,"IprNgsld234",0.98603092133998871,8348.9641729365176,0,3988.22314453125,0,0,65270.900957904749,17974.69921875,114358.76884371563,0,0,null,87233.823834541588,114358.76884371563,118346.99196827567,null,33234.557496042507,7339.489407198952,0,4406.1622744788092,96614.339460395815,0,null,44980.2109375,96614.3359375,null,-42253.612383686006,-73366.781050746882,-17744.432906215632,null,0.54033139099301208,0.39332542132357701,0,0,0.51562810415734583,0.38007058888296047,0,0,0.8448353975333065,"FAIL",0,null,"IprNgsld234",null,-17744.432906215632,17744.432906215632,0.42847169074769959,"FAIL",0,1,null,null,21.652404644219121,null,12375.350517721203,"YES",1,null,6.8320000000000007,5.3630000000000004,5.5847964346769574,15.4,15.58,17.390432125820322,null,-42477.394527653661,null,-6712.0594572798545,null,2803.8840429512416,null,2803.8840429512416,null,12375.350517721203,null,2803.8840429512416,0.20374686699186909,null,"IprNgsld234",null,"Primary Resources Industries","HE Water Cooled Chiller - Rotary or Screw Compressor - 175 Tons"]
[3591,"IteTgsld234",0.98603092133998871,8348.9641729365176,0,3988.22314453125,0,0,65270.900957904749,17974.69921875,114358.76884371563,0,0,null,87233.823834541588,114358.76884371563,118346.99196827567,null,33234.557496042507,7339.489407198952,0,4406.1622744788092,96614.339460395815,0,null,44980.2109375,96614.3359375,null,-42253.612383686006,-73366.781050746882,-17744.432906215632,null,0.54033139099301208,0.39332542132357701,0,0,0.51562810415734583,0.38007058888296047,0,0,0.8448353975333065,"FAIL",0,null,"IteTgsld234",null,-17744.432906215632,17744.432906215632,0.42847169074769959,"FAIL",0,1,null,null,21.652404644219121,null,12375.350517721203,"YES",1,null,6.8320000000000007,5.3630000000000004,5.5847964346769574,15.4,15.58,17.390432125820322,null,-42477.394527653661,null,-6712.0594572798545,null,2803.8840429512416,null,2803.8840429512416,null,12375.350517721203,null,2803.8840429512416,0.20374686699186909,null,"IteTgsld234",null,"Textiles and Leather","HE Water Cooled Chiller - Rotary or Screw Compressor - 175 Tons"]
[3603,"IelTgsld235",0.98603092133998871,8348.9641729365176,0,3988.22314453125,0,0,65270.900957904749,17974.69921875,231642.16635922913,0,0,null,87233.823834541588,231642.16635922913,235630.38948378913,null,33234.557496042507,7339.489407198952,0,4406.1622744788092,96614.339460395815,0,null,44980.2109375,96614.3359375,null,-42253.612383686006,-190650.17856626038,-135027.83042172913,null,0.54033139099301208,0.19417971971365952,0,0,0.51562810415734583,0.19089308060912138,0,0,0.4170844084909443,"FAIL",0,null,"IelTgsld235",null,-135027.83042172913,135027.83042172913,0.20237503941875443,"FAIL",0,1,null,null,43.858550097144224,null,26488.89691187174,"YES",1,null,6.8320000000000007,5.3630000000000004,5.5847964346769574,15.4,15.58,17.390432125820322,null,-42477.394527653661,null,-6712.0594572798545,null,21336.403427195088,null,21336.403427195088,null,26488.89691187174,null,21336.403427195088,0.765427337119304,null,"IelTgsld235",null,"Electrical and Electronic Equip.","HE Water Cooled Chiller - Rotary or Screw Compressor - 50 Tons"]
[3610,"ImiNgsld235",0.98603092133998871,8348.9641729365176,0,3988.22314453125,0,0,65270.900957904749,17974.69921875,231642.16635922913,0,0,null,87233.823834541588,231642.16635922913,235630.38948378913,null,33234.557496042507,7339.489407198952,0,4406.1622744788092,96614.339460395815,0,null,44980.2109375,96614.3359375,null,-42253.612383686006,-190650.17856626038,-135027.83042172913,null,0.54033139099301208,0.19417971971365952,0,0,0.51562810415734583,0.19089308060912138,0,0,0.4170844084909443,"FAIL",0,null,"ImiNgsld235",null,-135027.83042172913,135027.83042172913,0.20237503941875443,"FAIL",0,1,null,null,43.858550097144224,null,26488.89691187174,"YES",1,null,6.8320000000000007,5.3630000000000004,5.5847964346769574,15.4,15.58,17.390432125820322,null,-42477.394527653661,null,-6712.0594572798545,null,21336.403427195088,null,21336.403427195088,null,26488.89691187174,null,21336.403427195088,0.765427337119304,null,"ImiNgsld235",null,"Miscellaneous Manufacturing","HE Water Cooled Chiller - Rotary or Screw Compressor - 50 Tons"]
[3622,"IagNgsld236",0.98603092133998871,8348.9641729365176,0,8862.7919921875,0,0,65270.900957904749,17974.69921875,44825.739785066478,0,0,null,92108.392435579502,44825.739785066478,53688.531510664427,null,33234.557496042507,7339.489407198952,0,4406.1622744788092,96614.339460395815,0,null,44980.2109375,96614.3359375,null,-47128.181231342256,-8708.3208397539784,51788.596152433522,null,0.54033139099301208,1.0034460368791278,0,0,0.48833998594881101,0.8377992366063659,0,0,2.1553316554451309,"PASS",1,null,"IagNgsld236",null,51788.596152433522,0,0.48833998594881101,"FAIL",0,1,null,null,3.8192053195653539,null,1041.1148414669372,"YES",1,null,6.8320000000000007,5.3630000000000004,5.5847964346769574,15.4,15.58,17.390432125820322,null,-47351.963375309911,null,-4189.629237859258,null,0,null,0,null,1041.1148414669372,null,0,0,null,"IagNgsld236",null,"Agriculture and Assembly","High Speed Fans"]
[3634,"ImiNgsld236",0.98603092133998871,8348.9641729365176,0,8862.7919921875,0,0,65270.900957904749,17974.69921875,44825.739785066478,0,0,null,92108.392435579502,44825.739785066478,53688.531510664427,null,33234.557496042507,7339.489407198952,0,4406.1622744788092,96614.339460395815,0,null,44980.2109375,96614.3359375,null,-47128.181231342256,-8708.3208397539784,51788.596152433522,null,0.54033139099301208,1.0034460368791278,0,0,0.48833998594881101,0.8377992366063659,0,0,2.1553316554451309,"PASS",1,null,"ImiNgsld236",null,51788.596152433522,0,0.48833998594881101,"FAIL",0,1,null,null,3.8192053195653539,null,1041.1148414669372,"YES",1,null,6.8320000000000007,5.3630000000000004,5.5847964346769574,15.4,15.58,17.390432125820322,null,-47351.963375309911,null,-4189.629237859258,null,0,null,0,null,1041.1148414669372,null,0,0,null,"ImiNgsld236",null,"Miscellaneous Manufacturing","High Speed Fans"]
[3641,"ItrTgsld236",0.98603092133998871,8348.9641729365176,0,8862.7919921875,0,0,65270.900957904749,17974.69921875,44825.739785066478,0,0,null,92108.392435579502,44825.739785066478,53688.531510664427,null,33234.557496042507,7339.489407198952,0,4406.1622744788092,96614.339460395815,0,null,44980.2109375,96614.3359375,null,-47128.181231342256,-8708.3208397539784,51788.596152433522,null,0.54033139099301208,1.0034460368791278,0,0,0.48833998594881101,0.8377992366063659,0,0,2.1553316554451309,"PASS",1,null,"ItrTgsld236",null,51788.596152433522,0,0.48833998594881101,"FAIL",0,1,null,null,3.8192053195653539,null,1041.1148414669372,"YES",1,null,6.8320000000000007,5.3630000000000004,5.5847964346769574,15.4,15.58,17.390432125820322,null,-47351.963375309911,null,-4189.629237859258,null,0,null,0,null,1041.1148414669372,null,0,0,null,"ItrTgsld236",null,"Transportation Equipment","High Speed Fans"]
[3653,"IluTgsld237",0.98603092133998871,8348.9641729365176,0,7954.20849609375,0,0,65270.900957904749,17974.69921875,34347.06656641938,0,0,null,91199.80898187017,34347.06656641938,42301.274838308011,null,33234.557496042507,7339.489407198952,0,4406.1622744788092,96614.339460395815,0,null,44980.2109375,96614.3359375,null,-46219.597735248506,2678.9358749868697,62267.26937108062,null,0.54033139099301208,1.3095794032517609,0,1,0.49320510198548889,1.0633299084017662,0,1,2.8128846389449285,"PASS",1,null,"IluTgsld237",null,62267.26937108062,0,0.49320510198548889,"FAIL",0,1,null,null,3.260684645978384,null,686.13619578200723,"YES",1,null,6.8320000000000007,5.3630000000000004,5.5847964346769574,15.4,15.58,17.390432125820322,null,-46443.379879216161,null,-4109.2391608924472,null,0,null,0,null,686.13619578200723,null,0,0,null,"IluTgsld237",null,"Lumber/Furniture/Pulp/Paper","Packaged Terminal AC"]
[3660,"IprNgsld237",0.98603092133998871,8348.9641729365176,0,7954.20849609375,0,0,65270.900957904749,17974.69921875,34347.06656641938,0,0,null,91199.80898187017,34347.06656641938,42301.274838308011,null,33234.557496042507,7339.489407198952,0,4406.1622744788092,96614.339460395815,0,null,44980.2109375,96614.3359375,null,-46219.597735248506,2678.9358749868697,62267.26937108062,null,0.54033139099301208,1.3095794032517609,0,1,0.49320510198548889,1.0633299084017662,0,1,2.8128846389449285,"PASS",1,null,"IprNgsld237",null,62267.26937108062,0,0.49320510198548889,"FAIL",0,1,null,null,3.260684645978384,null,686.13619578200723,"YES",1,null,6.8320000000000007,5.3630000000000004,5.5847964346769574,15.4,15.58,17.390432125820322,null,-46443.379879216161,null,-4109.2391608924472,null,0,null,0,null,686.13619578200723,null,0,0,null,"IprNgsld237",null,"Primary Resources Industries","Packaged Terminal AC"]
[3663,"IteTgsld237",0.98603092133998871,8348.9641729365176,0,7954.20849609375,0,0,65270.900957904749,17974.69921875,34347.06656641938,0,0,null,91199.80898187017,34347.06656641938,42301.274838308011,null,33234.557496042507,7339.489407198952,0,4406.1622744788092,96614.339460395815,0,null,44980.2109375,96614.3359375,null,-46219.597735248506,2678.9358749868697,62267.26937108062,null,0.54033139099301208,1.3095794032517609,0,1,0.49320510198548889,1.0633299084017662,0,1,2.8128846389449285,"PASS",1,null,"IteTgsld237",null,62267.26937108062,0,0.49320510198548889,"FAIL",0,1,null,null,3.260684645978384,null,686.13619578200723,"YES",1,null,6.8320000000000007,5.3630000000000004,5.5847964346769574,15.4,15.58,17.390432125820322,null,-46443.379879216161,null,-4109.2391608924472,null,0,null,0,null,686.13619578200723,null,0,0,null,"IteTgsld237",null,"Textiles and Leather","Packaged Terminal AC"]
[3675,"IelEgsld238",0.85000000000000009,-322.73367006795718,0,112.52946472167969,0,0,-2523.0815438243371,17974.69921875,20132.971891833644,0,0,null,15564.147672057201,20132.971891833644,20245.501355638367,null,3005.3871363082603,6326.9476251729247,0,-752.66878075485079,14934.842470360749,0,null,8579.666015625,14934.8427734375,null,-6984.4811240223426,-11665.835340930324,-5198.1291183961439,null,0.555260050832592,0.42615000218150073,0,0,0.55124549637349429,0.4237813558935144,0,0,0.74181014376200394,"FAIL",0,null,"IelEgsld238",null,-5198.1291183961439,5198.1291183961439,0.41323340027812039,"FAIL",0,1,null,null,14.639668253831355,null,2408.5721399999939,"YES",1,null,6.8320000000000007,5.3630000000000004,5.5847964346769574,15.4,15.58,17.390432125820322,null,-7027.1660295727143,null,-1209.5732929844023,null,894.74449993589292,null,894.74449993589292,null,2408.5721399999939,null,894.74449993589292,0.32165847009911097,null,"IelEgsld238",null,"Electrical and Electronic Equip.","Thermal energy storage"]
[3682,"ImiNgsld238",0.85000000000000009,-322.73367006795718,0,112.52946472167969,0,0,-2523.0815438243371,17974.69921875,20132.971891833644,0,0,null,15564.147672057201,20132.971891833644,20245.501355638367,null,3005.3871363082603,6326.9476251729247,0,-752.66878075485079,14934.842470360749,0,null,8579.666015625,14934.8427734375,null,-6984.4811240223426,-11665.835340930324,-5198.1291183961439,null,0.555260050832592,0.42615000218150073,0,0,0.55124549637349429,0.4237813558935144,0,0,0.74181014376200394,"FAIL",0,null,"ImiNgsld238",null,-5198.1291183961439,5198.1291183961439,0.41323340027812039,"FAIL",0,1,null,null,14.639668253831474,null,2408.5721399999975,"YES",1,null,6.8320000000000007,5.3630000000000004,5.5847964346769574,15.4,15.58,17.390432125820322,null,-7027.1660295727143,null,-1209.5732929844023,null,894.74449993589292,null,894.74449993589292,null,2408.5721399999975,null,894.74449993589292,0.32165847009911097,null,"ImiNgsld238",null,"Miscellaneous Manufacturing","Thermal energy storage"]
[3694,"IagNgsld239",0.98603092133998871,8348.9641729365176,0,5627.4013671875,0,0,65270.900957904749,17974.69921875,42663.405282464795,0,0,null,88873.002314936093,42663.405282464795,48290.80688741929,null,33234.557496042507,7339.489407198952,0,4406.1622744788092,96614.339460395815,0,null,44980.2109375,96614.3359375,null,-43892.790606342256,-3310.5957121522952,53950.930655035205,null,0.54033139099301208,1.0543042834883001,0,1,0.50611783281912281,0.93144459697742221,0,0,2.2645715994266808,"PASS",1,null,"IagNgsld239",null,53950.930655035205,0,0.50611783281912281,"FAIL",0,1,null,null,4.7977251500230285,null,1663.0320964915611,"YES",1,null,6.8320000000000007,5.3630000000000004,5.5847964346769574,15.4,15.58,17.390432125820322,null,-44116.572750309911,null,-4547.4135918783431,null,0,null,0,null,1663.0320964915611,null,0,0,null,"IagNgsld239",null,"Agriculture and Assembly","VAV System"]
[3706,"ImiNgsld239",0.98603092133998871,8348.9641729365176,0,5627.4013671875,0,0,65270.900957904749,17974.69921875,42663.405282464795,0,0,null,88873.002314936093,42663.405282464795,48290.80688741929,null,33234.557496042507,7339.489407198952,0,4406.1622744788092,96614.339460395815,0,null,44980.2109375,96614.3359375,null,-43892.790606342256,-3310.5957121522952,53950.930655035205,null,0.54033139099301208,1.0543042834883001,0,1,0.50611783281912281,0.93144459697742221,0,0,2.2645715994266808,"PASS",1,null,"ImiNgsld239",null,53950.930655035205,0,0.50611783281912281,"FAIL",0,1,null,null,4.7977251500230746,null,1663.0320964915902,"YES",1,null,6.8320000000000007,5.3630000000000004,5.5847964346769574,15.4,15.58,17.390432125820322,null,-44116.572750309911,null,-4547.4135918783431,null,0,null,0,null,1663.0320964915902,null,0,0,null,"ImiNgsld239",null,"Miscellaneous Manufacturing","VAV System"]
[3710,"IstNgsld239",0.98603092133998871,8348.9641729365176,0,5627.4013671875,0,0,65270.900957904749,17974.69921875,42663.405282464795,0,0,null,88873.002314936093,42663.405282464795,48290.80688741929,null,33234.557496042507,7339.489407198952,0,4406.1622744788092,96614.339460395815,0,null,44980.2109375,96614.3359375,null,-43892.790606342256,-3310.5957121522952,53950.930655035205,null,0.54033139099301208,1.0543042834883001,0,1,0.50611783281912281,0.93144459697742221,0,0,2.2645715994266808,"PASS",1,null,"IstNgsld239",null,53950.930655035205,0,0.50611783281912281,"FAIL",0,1,null,null,4.797725150023056,null,1663.0320964915784,"YES",1,null,6.8320000000000007,5.3630000000000004,5.5847964346769574,15.4,15.58,17.390432125820322,null,-44116.572750309911,null,-4547.4135918783431,null,0,null,0,null,1663.0320964915784,null,0,0,null,"IstNgsld239",null,"Stone/Clay/Glass/Concrete","VAV System"]
[3726,"IluNgsld240",0.98603092133998871,8348.9641729365176,0,5038.640625,0,0,65270.900957904749,17974.69921875,31560.49389913266,0,0,null,88284.241123045023,31560.49389913266,36599.13431219614,null,33234.557496042507,7339.489407198952,0,4406.1622744788092,96614.339460395815,0,null,44980.2109375,96614.3359375,null,-43304.029864154756,8381.0764133673365,65053.842038367336,null,0.54033139099301208,1.4252061796389104,0,1,0.50949309332064752,1.2289965738900475,0,1,3.0612428387933162,"PASS",1,null,"IluNgsld240",null,65053.842038367336,0,0.50949309332064752,"FAIL",0,1,null,null,4.7298410228716969,null,1619.8870229799163,"YES",1,null,6.8320000000000007,5.3630000000000004,5.5847964346769574,15.4,15.58,17.390432125820322,null,-43527.812008122411,null,-5714.6322638394495,null,0,null,0,null,1619.8870229799163,null,0,0,null,"IluNgsld240",null,"Lumber/Furniture/Pulp/Paper","Water source heat pump"]
[3733,"IstTgsld240",0.98603092133998871,8348.9641729365176,0,5038.640625,0,0,65270.900957904749,17974.69921875,31560.49389913266,0,0,null,88284.241123045023,31560.49389913266,36599.13431219614,null,33234.557496042507,7339.489407198952,0,4406.1622744788092,96614.339460395815,0,null,44980.2109375,96614.3359375,null,-43304.029864154756,8381.0764133673365,65053.842038367336,null,0.54033139099301208,1.4252061796389104,0,1,0.50949309332064752,1.2289965738900475,0,1,3.0612428387933162,"PASS",1,null,"IstTgsld240",null,65053.842038367336,0,0.50949309332064752,"FAIL",0,1,null,null,4.7298410228716969,null,1619.8870229799163,"YES",1,null,6.8320000000000007,5.3630000000000004,5.5847964346769574,15.4,15.58,17.390432125820322,null,-43527.812008122411,null,-5714.6322638394495,null,0,null,0,null,1619.8870229799163,null,0,0,null,"IstTgsld240",null,"Stone/Clay/Glass/Concrete","Water source heat pump"]
[3736,"IteNgsld240",0.98603092133998871,8348.9641729365176,0,5038.640625,0,0,65270.900957904749,17974.69921875,31560.49389913266,0,0,null,88284.241123045023,31560.49389913266,36599.13431219614,null,33234.557496042507,7339.489407198952,0,4406.1622744788092,96614.339460395815,0,null,44980.2109375,96614.3359375,null,-43304.029864154756,8381.0764133673365,65053.842038367336,null,0.54033139099301208,1.4252061796389104,0,1,0.50949309332064752,1.2289965738900475,0,1,3.0612428387933162,"PASS",1,null,"IteNgsld240",null,65053.842038367336,0,0.50949309332064752,"FAIL",0,1,null,null,4.7298410228716969,null,1619.8870229799163,"YES",1,null,6.8320000000000007,5.3630000000000004,5.5847964346769574,15.4,15.58,17.390432125820322,null,-43527.812008122411,null,-5714.6322638394495,null,0,null,0,null,1619.8870229799163,null,0,0,null,"IteNgsld240",null,"Textiles and Leather","Water source heat pump"]
[3748,"IelNgsld241",0.98603092133998871,8348.9641729365176,0,15563.6337890625,0,0,65270.900957904749,17974.69921875,143866.98771077811,0,0,null,98809.234712880643,143866.98771077811,159430.6217136771,null,33234.557496042507,7339.489407198952,0,4406.1622744788092,96614.339460395815,0,null,44980.2109375,96614.3359375,null,-53829.023028217256,-114450.41056234061,-47252.651773278107,null,0.54033139099301208,0.31265137091718098,0,0,0.4552227472293357,0.28213031169514052,0,0,0.6715531997634363,"FAIL",0,null,"IelNgsld241",null,-47252.651773278107,47252.651773278107,0.30795310295991379,"FAIL",0,1,null,null,5.8497582280339815,null,2331.6721216667875,"YES",1,null,6.8320000000000007,5.3630000000000004,5.5847964346769574,15.4,15.58,17.390432125820322,null,-54052.805172184919,null,-4782.5094630770191,null,4180.8422993276226,null,4180.8422993276226,null,2331.6721216667875,null,2331.6721216667875,0.62714301300238229,null,"IelNgsld241",null,"Electrical and Electronic Equip.","DX Coil Cleaning"]
[3755,"IprEgsld241",0.98603092133998871,8348.9641729365176,0,15563.6337890625,0,0,65270.900957904749,17974.69921875,143866.98771077811,0,0,null,98809.234712880643,143866.98771077811,159430.6217136771,null,33234.557496042507,7339.489407198952,0,4406.1622744788092,96614.339460395815,0,null,44980.2109375,96614.3359375,null,-53829.023028217256,-114450.41056234061,-47252.651773278107,null,0.54033139099301208,0.31265137091718098,0,0,0.4552227472293357,0.28213031169514052,0,0,0.6715531997634363,"FAIL",0,null,"IprEgsld241",null,-47252.651773278107,47252.651773278107,0.30795310295991379,"FAIL",0,1,null,null,5.8497582280339815,null,2331.6721216667875,"YES",1,null,6.8320000000000007,5.3630000000000004,5.5847964346769574,15.4,15.58,17.390432125820322,null,-54052.805172184919,null,-4782.5094630770191,null,4180.8422993276226,null,4180.8422993276226,null,2331.6721216667875,null,2331.6721216667875,0.62714301300238229,null,"IprEgsld241",null,"Primary Resources Industries","DX Coil Cleaning"]
[3767,"IchEgsld242",0.98603092133998871,8348.9641729365176,0,5627.4013671875,0,0,65270.900957904749,17974.69921875,129143.20109060431,0,0,null,88873.002314936093,129143.20109060431,134770.60269555883,null,33234.557496042507,7339.489407198952,0,4406.1622744788092,96614.339460395815,0,null,44980.2109375,96614.3359375,null,-43892.790606342256,-89790.3915202918,-32528.865153104314,null,0.54033139099301208,0.34829716591849674,0,0,0.50611783281912281,0.33375387597296785,0,0,0.74811786545168024,"FAIL",0,null,"IchEgsld242",null,-32528.865153104314,32528.865153104314,0.37050674887712676,"FAIL",0,1,null,null,14.522834589769845,null,7844.0140033707721,"YES",1,null,6.8320000000000007,5.3630000000000004,5.5847964346769574,15.4,15.58,17.390432125820322,null,-44116.572750309911,null,-4547.4135918783431,null,3352.9849284261372,null,3352.9849284261372,null,7844.0140033707721,null,3352.9849284261372,0.36325971287451631,null,"IchEgsld242",null,"Chemicals and Plastics","Facility Commissioning"]
[3774,"IluNgsld242",0.98603092133998871,8348.9641729365176,0,5627.4013671875,0,0,65270.900957904749,17974.69921875,382934.11503482313,0,0,null,88873.002314936093,382934.11503482313,388561.51663977752,null,33234.557496042507,7339.489407198952,0,4406.1622744788092,96614.339460395815,0,null,44980.2109375,96614.3359375,null,-43892.790606342256,-343581.30546451063,-286319.77909732313,null,0.54033139099301208,0.11746201022964382,0,0,0.50611783281912281,0.11576084876857158,0,0,0.25230015332719602,"FAIL",0,null,"IluNgsld242",null,-286319.77909732313,286319.77909732313,0.11988559817338038,"FAIL",0,1,null,null,43.062962596688166,null,25983.245846850288,"YES",1,null,6.8320000000000007,5.3630000000000004,5.5847964346769574,15.4,15.58,17.390432125820322,null,-44116.572750309911,null,-4547.4135918783431,null,29513.046320707799,null,29513.046320707799,null,25983.245846850288,null,25983.245846850288,0.94935036755374047,null,"IluNgsld242",null,"Lumber/Furniture/Pulp/Paper","Facility Commissioning"]
[3786,"ItrNgsld242",0.98603092133998871,8348.9641729365176,0,5627.4013671875,0,0,65270.900957904749,17974.69921875,144745.42195476225,0,0,null,88873.002314936093,144745.42195476225,150372.82355971669,null,33234.557496042507,7339.489407198952,0,4406.1622744788092,96614.339460395815,0,null,44980.2109375,96614.3359375,null,-43892.790606342256,-105392.61238444975,-48131.086017262249,null,0.54033139099301208,0.3107539453065245,0,0,0.50611783281912281,0.29912460206454267,0,0,0.66747766273184927,"FAIL",0,null,"ItrNgsld242",null,-48131.086017262249,48131.086017262249,0.32831291195920415,"FAIL",0,1,null,null,16.277387130427968,null,8959.1538972370072,"YES",1,null,6.8320000000000007,5.3630000000000004,5.5847964346769574,15.4,15.58,17.390432125820322,null,-44116.572750309911,null,-4547.4135918783431,null,4961.2184515223125,null,4961.2184515223125,null,8959.1538972370072,null,4961.2184515223125,0.47955749462631847,null,"ItrNgsld242",null,"Transportation Equipment","Facility Commissioning"]
[3798,"IteEgsld243",0.98603092133998871,8348.9641729365176,0,9866.7470703125,0,0,65270.900957904749,17974.69921875,71486.879005608207,0,0,null,93112.347885727489,71486.879005608207,81353.626181354062,null,33234.557496042507,7339.489407198952,0,4406.1622744788092,96614.339460395815,0,null,44980.2109375,96614.3359375,null,-48132.136309467256,-36373.415138420707,25127.456931891793,null,0.54033139099301208,0.62920932572775012,0,0,0.48307461112752736,0.5528974319537231,0,0,1.35149746752716,"PASS",1,null,"IteEgsld243",null,25127.456931891793,0,0.48307461112752736,"FAIL",0,1,null,null,4.5850080373716589,null,1527.8356102486327,"YES",1,null,6.8320000000000007,5.3630000000000004,5.5847964346769574,15.4,15.58,17.390432125820322,null,-48355.918453434911,null,-4278.4576464190377,null,0,null,0,null,1527.8356102486327,null,0,0,null,"IteEgsld243",null,"Textiles and Leather","Retro-Commissioning (Existing Construction)"]
[3805,"IcoEgsld301",0.98533076643943773,8329.1060426051008,0,7935.28857421875,0,0,65115.653189292614,16265.5703125,84943.445277835781,0,0,null,89316.512319627727,84943.445277835781,92878.734068932055,null,33145.602319293925,7319.7601768823924,0,4394.6034241054613,94718.164543205799,0,null,44859.96484375,94718.1640625,null,-44456.547232261364,-48018.769008304531,9774.7187846642191,null,0.55123237171239936,0.52811567387007397,0,0,0.50225835963648757,0.48299500847208926,0,0,1.1150732555371725,"PASS",1,null,"IcoEgsld301",null,9774.7187846642191,0,0.50225835963648757,"FAIL",0,1,null,null,8.3347885473600378,null,3780.3134357902809,"YES",1,null,6.8320000000000007,5.3630000000000004,5.5847964346769574,15.4,15.58,17.390432125820322,null,-44679.731136956631,null,-3953.194219792138,null,0,null,0,null,3780.3134357902809,null,0,0,null,"IcoEgsld301",null,"Construction","Bi-Level Lighting Control (Exterior)"]
[3808,"IelNgsld301",0.98533076643943773,8329.1060426051008,0,7935.28857421875,0,0,65115.653189292614,16265.5703125,84943.445277835781,0,0,null,89316.512319627727,84943.445277835781,92878.734068932055,null,33145.602319293925,7319.7601768823924,0,4394.6034241054613,94718.164543205799,0,null,44859.96484375,94718.1640625,null,-44456.547232261364,-48018.769008304531,9774.7187846642191,null,0.55123237171239936,0.52811567387007397,0,0,0.50225835963648757,0.48299500847208926,0,0,1.1150732555371725,"PASS",1,null,"IelNgsld301",null,9774.7187846642191,0,0.50225835963648757,"FAIL",0,1,null,null,8.3347885473600378,null,3780.3134357902809,"YES",1,null,6.8320000000000007,5.3630000000000004,5.5847964346769574,15.4,15.58,17.390432125820322,null,-44679.731136956631,null,-3953.194219792138,null,0,null,0,null,3780.3134357902809,null,0,0,null,"IelNgsld301",null,"Electrical and Electronic Equip.","Bi-Level Lighting Control (Exterior)"]
[3820,"IteNgsld301",0.98533076643943773,8329.1060426051008,0,7935.28857421875,0,0,65115.653189292614,16265.5703125,84943.445277835781,0,0,null,89316.512319627727,84943.445277835781,92878.734068932055,null,33145.602319293925,7319.7601768823924,0,4394.6034241054613,94718.164543205799,0,null,44859.96484375,94718.1640625,null,-44456.547232261364,-48018.769008304531,9774.7187846642191,null,0.55123237171239936,0.52811567387007397,0,0,0.50225835963648757,0.48299500847208926,0,0,1.1150732555371725,"PASS",1,null,"IteNgsld301",null,9774.7187846642191,0,0.50225835963648757,"FAIL",0,1,null,null,8.3347885473600378,null,3780.3134357902809,"YES",1,null,6.8320000000000007,5.3630000000000004,5.5847964346769574,15.4,15.58,17.390432125820322,null,-44679.731136956631,null,-3953.194219792138,null,0,null,0,null,3780.3134357902809,null,0,0,null,"IteNgsld301",null,"Textiles and Leather","Bi-Level Lighting Control (Exterior)"]
[3827,"IchEgsld302",0.98533076643943773,8329.1060426051008,0,6698.87744140625,0,0,65115.653189292614,16265.5703125,14587.653900558365,0,0,null,88080.100805651804,14587.653900558365,21286.531177678742,null,33145.602319293925,7319.7601768823924,0,4394.6034241054613,94718.164543205799,0,null,44859.96484375,94718.1640625,null,-43220.136099448864,23573.433501785385,80130.510161941638,null,0.55123237171239936,3.0752007930509588,0,1,0.50930873560963918,2.1074342326178965,0,1,6.4930361460573529,"PASS",1,null,"IchEgsld302",null,80130.510161941638,0,0.50930873560963918,"FAIL",0,1,null,null,1.6955511276713424,null,-302.27486546534806,"NO",0,null,6.8320000000000007,5.3630000000000004,5.5847964346769574,15.4,15.58,17.390432125820322,null,-43443.320004144138,null,-4478.0165717151622,null,0,null,0,null,-302.27486546534806,null,-302.27486546534806,-0.28991705144188273,null,"IchEgsld302",null,"Chemicals and Plastics","Outdoor Lighting Controls"]
[3839,"IprEgsld302",0.98533076643943773,8329.1060426051008,0,6698.87744140625,0,0,65115.653189292614,16265.5703125,14587.653900558365,0,0,null,88080.100805651804,14587.653900558365,21286.531177678742,null,33145.602319293925,7319.7601768823924,0,4394.6034241054613,94718.164543205799,0,null,44859.96484375,94718.1640625,null,-43220.136099448864,23573.433501785385,80130.510161941638,null,0.55123237171239936,3.0752007930509588,0,1,0.50930873560963918,2.1074342326178965,0,1,6.4930361460573529,"PASS",1,null,"IprEgsld302",null,80130.510161941638,0,0.50930873560963918,"FAIL",0,1,null,null,1.6955511276713424,null,-302.27486546534806,"NO",0,null,6.8320000000000007,5.3630000000000004,5.5847964346769574,15.4,15.58,17.390432125820322,null,-43443.320004144138,null,-4478.0165717151622,null,0,null,0,null,-302.27486546534806,null,-302.27486546534806,-0.28991705144188273,null,"IprEgsld302",null,"Primary Resources Industries","Outdoor Lighting Controls"]
[3846,"ItrNgsld302",0.98533076643943773,8329.1060426051008,0,6698.87744140625,0,0,65115.653189292614,16265.5703125,14587.653900558365,0,0,null,88080.100805651804,14587.653900558365,21286.531177678742,null,33145.602319293925,7319.7601768823924,0,4394.6034241054613,94718.164543205799,0,null,44859.96484375,94718.1640625,null,-43220.136099448864,23573.433501785385,80130.510161941638,null,0.55123237171239936,3.0752007930509588,0,1,0.50930873560963918,2.1074342326178965,0,1,6.4930361460573529,"PASS",1,null,"ItrNgsld302",null,80130.510161941638,0,0.50930873560963918,"FAIL",0,1,null,null,1.6955511276713424,null,-302.27486546534806,"NO",0,null,6.8320000000000007,5.3630000000000004,5.5847964346769574,15.4,15.58,17.390432125820322,null,-43443.320004144138,null,-4478.0165717151622,null,0,null,0,null,-302.27486546534806,null,-302.27486546534806,-0.28991705144188273,null,"ItrNgsld302",null,"Transportation Equipment","Outdoor Lighting Controls"]
[3858,"IluNgsld303",0.98533076643943773,8329.1060426051008,0,6698.87744140625,0,0,65115.653189292614,16265.5703125,19450.863888097236,0,0,null,88080.100805651804,19450.863888097236,26149.741165217609,null,33145.602319293925,7319.7601768823924,0,4394.6034241054613,94718.164543205799,0,null,44859.96484375,94718.1640625,null,-43220.136099448864,18710.223514246514,75267.300174402772,null,0.55123237171239936,2.3063224904474096,0,1,0.50930873560963918,1.7155031967041554,0,1,4.8696121985852692,"PASS",1,null,"IluNgsld303",null,75267.300174402772,0,0.50930873560963918,"FAIL",0,1,null,null,2.2608113934714105,null,45.313991874869004,"YES",1,null,6.8320000000000007,5.3630000000000004,5.5847964346769574,15.4,15.58,17.390432125820322,null,-43443.320004144138,null,-4478.0165717151622,null,0,null,0,null,45.313991874869004,null,0,0,null,"IluNgsld303",null,"Lumber/Furniture/Pulp/Paper","Outdoor motion sensor"]
[3865,"IstEgsld303",0.98533076643943773,8329.1060426051008,0,6698.87744140625,0,0,65115.653189292614,16265.5703125,19450.863888097236,0,0,null,88080.100805651804,19450.863888097236,26149.741165217609,null,33145.602319293925,7319.7601768823924,0,4394.6034241054613,94718.164543205799,0,null,44859.96484375,94718.1640625,null,-43220.136099448864,18710.223514246514,75267.300174402772,null,0.55123237171239936,2.3063224904474096,0,1,0.50930873560963918,1.7155031967041554,0,1,4.8696121985852692,"PASS",1,null,"IstEgsld303",null,75267.300174402772,0,0.50930873560963918,"FAIL",0,1,null,null,2.2608113934714105,null,45.313991874869004,"YES",1,null,6.8320000000000007,5.3630000000000004,5.5847964346769574,15.4,15.58,17.390432125820322,null,-43443.320004144138,null,-4478.0165717151622,null,0,null,0,null,45.313991874869004,null,0,0,null,"IstEgsld303",null,"Stone/Clay/Glass/Concrete","Outdoor motion sensor"]
[3878,"IcoNgsld304",0.98533076643943773,8329.1060426051008,0,5552.87646484375,0,0,65115.653189292614,16265.5703125,44625.607042668526,0,0,null,86934.100022572689,44625.607042668526,50178.483536709784,null,33145.602319293925,7319.7601768823924,0,4394.6034241054613,94718.164543205799,0,null,44859.96484375,94718.1640625,null,-42074.135122886364,-5318.5186637622755,50092.557019831474,null,0.55123237171239936,1.0052516439912491,0,1,0.51602265234201994,0.89400798326306463,0,0,2.122507016474549,"PASS",1,null,"IcoNgsld304",null,50092.557019831474,0,0.51602265234201994,"FAIL",0,1,null,null,6.2573954793504312,null,2502.8865115151084,"YES",1,null,6.8320000000000007,5.3630000000000004,5.5847964346769574,15.4,15.58,17.390432125820322,null,-42297.319027581631,null,-5126.235398815621,null,0,null,0,null,2502.8865115151084,null,0,0,null,"IcoNgsld304",null,"Construction","LED Canopy Lighting (Exterior)"]
[3881,"IluTgsld304",0.98533076643943773,8329.1060426051008,0,5552.87646484375,0,0,65115.653189292614,16265.5703125,44625.607042668526,0,0,null,86934.100022572689,44625.607042668526,50178.483536709784,null,33145.602319293925,7319.7601768823924,0,4394.6034241054613,94718.164543205799,0,null,44859.96484375,94718.1640625,null,-42074.135122886364,-5318.5186637622755,50092.557019831474,null,0.55123237171239936,1.0052516439912491,0,1,0.51602265234201994,0.89400798326306463,0,0,2.122507016474549,"PASS",1,null,"IluTgsld304",null,50092.557019831474,0,0.51602265234201994,"FAIL",0,1,null,null,6.2573954793504312,null,2502.8865115151084,"YES",1,null,6.8320000000000007,5.3630000000000004,5.5847964346769574,15.4,15.58,17.390432125820322,null,-42297.319027581631,null,-5126.235398815621,null,0,null,0,null,2502.8865115151084,null,0,0,null,"IluTgsld304",null,"Lumber/Furniture/Pulp/Paper","LED Canopy Lighting (Exterior)"]
[3897,"IagTgsld305",0.98533076643943773,8329.1060426051008,0,6222.8125,0,0,65115.653189292614,16265.5703125,62465.594083199285,0,0,null,87604.035796427037,62465.594083199285,68688.406351094891,null,33145.602319293925,7319.7601768823924,0,4394.6034241054613,94718.164543205799,0,null,44859.96484375,94718.1640625,null,-42744.071158042614,-23828.441739449278,32252.569979300715,null,0.55123237171239936,0.71815477787660253,0,0,0.51207646235422355,0.65309368895336184,0,0,1.5163253540235735,"PASS",1,null,"IagTgsld305",null,32252.569979300715,0,0.51207646235422355,"FAIL",0,1,null,null,7.8159479602868966,null,3461.2688863786516,"YES",1,null,6.8320000000000007,5.3630000000000004,5.5847964346769574,15.4,15.58,17.390432125820322,null,-42967.255062737888,null,-4714.7006353604402,null,0,null,0,null,3461.2688863786516,null,0,0,null,"IagTgsld305",null,"Agriculture and Assembly","LED Display Lighting (Exterior)"]
[3900,"IchNgsld305",0.98533076643943773,8329.1060426051008,0,6222.8125,0,0,65115.653189292614,16265.5703125,62465.594083199285,0,0,null,87604.035796427037,62465.594083199285,68688.406351094891,null,33145.602319293925,7319.7601768823924,0,4394.6034241054613,94718.164543205799,0,null,44859.96484375,94718.1640625,null,-42744.071158042614,-23828.441739449278,32252.569979300715,null,0.55123237171239936,0.71815477787660253,0,0,0.51207646235422355,0.65309368895336184,0,0,1.5163253540235735,"PASS",1,null,"IchNgsld305",null,32252.569979300715,0,0.51207646235422355,"FAIL",0,1,null,null,7.8159479602868966,null,3461.2688863786516,"YES",1,null,6.8320000000000007,5.3630000000000004,5.5847964346769574,15.4,15.58,17.390432125820322,null,-42967.255062737888,null,-4714.7006353604402,null,0,null,0,null,3461.2688863786516,null,0,0,null,"IchNgsld305",null,"Chemicals and Plastics","LED Display Lighting (Exterior)"]
[3912,"IprNgsld305",0.98533076643943773,8329.1060426051008,0,6222.8125,0,0,65115.653189292614,16265.5703125,62465.594083199285,0,0,null,87604.035796427037,62465.594083199285,68688.406351094891,null,33145.602319293925,7319.7601768823924,0,4394.6034241054613,94718.164543205799,0,null,44859.96484375,94718.1640625,null,-42744.071158042614,-23828.441739449278,32252.569979300715,null,0.55123237171239936,0.71815477787660253,0,0,0.51207646235422355,0.65309368895336184,0,0,1.5163253540235735,"PASS",1,null,"IprNgsld305",null,32252.569979300715,0,0.51207646235422355,"FAIL",0,1,null,null,7.8159479602868966,null,3461.2688863786516,"YES",1,null,6.8320000000000007,5.3630000000000004,5.5847964346769574,15.4,15.58,17.390432125820322,null,-42967.255062737888,null,-4714.7006353604402,null,0,null,0,null,3461.2688863786516,null,0,0,null,"IprNgsld305",null,"Primary Resources Industries","LED Display Lighting (Exterior)"]
[3919,"IwaTgsld305",0.98603092133998871,8348.9641729365176,0,6237.64892578125,0,0,65270.900957904749,16265.5703125,62614.526065141494,0,0,null,87774.120123641609,62614.526065141494,68852.174891639545,null,33216.431977603293,7324.9614414051894,0,4406.1622744788092,94905.210047557819,0,null,44947.5546875,94905.2109375,null,-42826.565508686006,-23904.620303422736,32290.684872358506,null,0.55125705082867116,0.71784548270378146,0,0,0.51208208737423588,0.65281241577954141,0,0,1.5157059695503348,"PASS",1,null,"IwaTgsld305",null,32290.684872358506,0,0.51208208737423588,"FAIL",0,1,null,null,7.821604292817419,null,3470.4075792887256,"YES",1,null,6.8320000000000007,5.3630000000000004,5.5847964346769574,15.4,15.58,17.390432125820322,null,-43050.185183748195,null,-4723.8003717445054,null,0,null,0,null,3470.4075792887256,null,0,0,null,"IwaTgsld305",null,"Water and Wastewater","LED Display Lighting (Exterior)"]
[3931,"ImeTgsld306",0.98533076643943773,8329.1060426051008,0,5026.65576171875,0,0,65115.653189292614,16265.5703125,25169.618184608014,0,0,null,86407.879284259296,25169.618184608014,30196.273940335908,null,33145.602319293925,7319.7601768823924,0,4394.6034241054613,94718.164543205799,0,null,44859.96484375,94718.1640625,null,-41547.914419761364,14663.690897423236,69548.545877891986,null,0.55123237171239936,1.7823061325254124,0,1,0.51916521069732624,1.4856125932453665,0,1,3.7631943149786449,"PASS",1,null,"ImeTgsld306",null,69548.545877891986,0,0.51916521069732624,"FAIL",0,1,null,null,3.898746178537432,null,1052.5099948224088,"YES",1,null,6.8320000000000007,5.3630000000000004,5.5847964346769574,15.4,15.58,17.390432125820322,null,-41771.098324456631,null,-5483.9987393900374,null,0,null,0,null,1052.5099948224088,null,0,0,null,"ImeTgsld306",null,"Metal Products and Machinery","LED Exterior Wall Packs"]
[3943,"IwaTgsld306",0.98603092133998871,8348.9641729365176,0,5038.640625,0,0,65270.900957904749,16265.5703125,25229.62925923731,0,0,null,86575.111710207013,25229.62925923731,30268.269672300794,null,33216.431977603293,7324.9614414051894,0,4406.1622744788092,94905.210047557819,0,null,44947.5546875,94905.2109375,null,-41627.557207904756,14679.28480326269,69675.581678262693,null,0.55125705082867116,1.7815384532867591,0,1,0.51917408714184676,1.4849727077036261,0,1,3.7616569772919832,"PASS",1,null,"IwaTgsld306",null,69675.581678262693,0,0.51917408714184676,"FAIL",0,1,null,null,3.9015676667241452,null,1055.9057339335779,"YES",1,null,6.8320000000000007,5.3630000000000004,5.5847964346769574,15.4,15.58,17.390432125820322,null,-41851.176882966945,null,-5494.512006494283,null,0,null,0,null,1055.9057339335779,null,0,0,null,"IwaTgsld306",null,"Water and Wastewater","LED Exterior Wall Packs"]
[3950,"IcoNgsld307",0.98533076643943773,8329.1060426051008,0,5026.65576171875,0,0,65115.653189292614,16265.5703125,34979.348888760032,0,0,null,86407.879284259296,34979.348888760032,40006.004644487955,null,33145.602319293925,7319.7601768823924,0,4394.6034241054613,94718.164543205799,0,null,44859.96484375,94718.1640625,null,-41547.914419761364,4853.9601932712176,59738.815173739968,null,0.55123237171239936,1.2824699792558152,0,1,0.51916521069732624,1.1213307911069577,0,1,2.7078309651708792,"PASS",1,null,"IcoNgsld307",null,59738.815173739968,0,0.51916521069732624,"FAIL",0,1,null,null,5.4182624957004757,null,1986.888319902363,"YES",1,null,6.8320000000000007,5.3630000000000004,5.5847964346769574,15.4,15.58,17.390432125820322,null,-41771.098324456631,null,-5483.9987393900374,null,0,null,0,null,1986.888319902363,null,0,0,null,"IcoNgsld307",null,"Construction","LED Parking Lighting"]
[3953,"IluTgsld307",0.98533076643943773,8329.1060426051008,0,5026.65576171875,0,0,65115.653189292614,16265.5703125,34979.348888760032,0,0,null,86407.879284259296,34979.348888760032,40006.004644487955,null,33145.602319293925,7319.7601768823924,0,4394.6034241054613,94718.164543205799,0,null,44859.96484375,94718.1640625,null,-41547.914419761364,4853.9601932712176,59738.815173739968,null,0.55123237171239936,1.2824699792558152,0,1,0.51916521069732624,1.1213307911069577,0,1,2.7078309651708792,"PASS",1,null,"IluTgsld307",null,59738.815173739968,0,0.51916521069732624,"FAIL",0,1,null,null,5.4182624957004757,null,1986.888319902363,"YES",1,null,6.8320000000000007,5.3630000000000004,5.5847964346769574,15.4,15.58,17.390432125820322,null,-41771.098324456631,null,-5483.9987393900374,null,0,null,0,null,1986.888319902363,null,0,0,null,"IluTgsld307",null,"Lumber/Furniture/Pulp/Paper","LED Parking Lighting"]
[3969,"IagEgsld401",0.98533076643943773,8329.1060426051008,0,6698.87744140625,0,0,65115.653189292614,17974.69921875,55294.561334712947,0,0,null,89789.2302184898,55294.561334712947,61993.438611833299,null,33163.714967274122,7334.2778267456633,0,4394.6034241054613,96427.29395604381,0,null,44892.59765625,96427.296875,null,-44896.632193198864,-17100.841119869197,41132.735540287053,null,0.54028652370843333,0.81188088977689787,0,0,0.49997753329126648,0.72415078986622217,0,0,1.7438839290414019,"PASS",1,null,"IagEgsld401",null,41132.735540287053,0,0.49997753329126648,"FAIL",0,1,null,null,6.2281642240753827,null,2568.1407252243766,"YES",1,null,6.8320000000000007,5.3630000000000004,5.5847964346769574,15.4,15.58,17.390432125820322,null,-45119.978450195129,null,-4650.8418600634359,null,0,null,0,null,2568.1407252243766,null,0,0,null,"IagEgsld401",null,"Agriculture and Assembly","Auto Off Time Switch"]
[3972,"IchNgsld401",0.98533076643943773,8329.1060426051008,0,6698.87744140625,0,0,65115.653189292614,17974.69921875,55294.561334712947,0,0,null,89789.2302184898,55294.561334712947,61993.438611833299,null,33163.714967274122,7334.2778267456633,0,4394.6034241054613,96427.29395604381,0,null,44892.59765625,96427.296875,null,-44896.632193198864,-17100.841119869197,41132.735540287053,null,0.54028652370843333,0.81188088977689787,0,0,0.49997753329126648,0.72415078986622217,0,0,1.7438839290414019,"PASS",1,null,"IchNgsld401",null,41132.735540287053,0,0.49997753329126648,"FAIL",0,1,null,null,6.2281642240753827,null,2568.1407252243766,"YES",1,null,6.8320000000000007,5.3630000000000004,5.5847964346769574,15.4,15.58,17.390432125820322,null,-45119.978450195129,null,-4650.8418600634359,null,0,null,0,null,2568.1407252243766,null,0,0,null,"IchNgsld401",null,"Chemicals and Plastics","Auto Off Time Switch"]
[3984,"IprNgsld401",0.98533076643943773,8329.1060426051008,0,6698.87744140625,0,0,65115.653189292614,17974.69921875,55294.561334712947,0,0,null,89789.2302184898,55294.561334712947,61993.438611833299,null,33163.714967274122,7334.2778267456633,0,4394.6034241054613,96427.29395604381,0,null,44892.59765625,96427.296875,null,-44896.632193198864,-17100.841119869197,41132.735540287053,null,0.54028652370843333,0.81188088977689787,0,0,0.49997753329126648,0.72415078986622217,0,0,1.7438839290414019,"PASS",1,null,"IprNgsld401",null,41132.735540287053,0,0.49997753329126648,"FAIL",0,1,null,null,6.2281642240753827,null,2568.1407252243766,"YES",1,null,6.8320000000000007,5.3630000000000004,5.5847964346769574,15.4,15.58,17.390432125820322,null,-45119.978450195129,null,-4650.8418600634359,null,0,null,0,null,2568.1407252243766,null,0,0,null,"IprNgsld401",null,"Primary Resources Industries","Auto Off Time Switch"]
[3991,"IwaEgsld401",0.98983502686023694,8619.9972766249703,0,6932.8330078125,0,0,67389.795529821524,17974.69921875,57225.705128352085,0,0,null,92297.328400784012,57225.705128352085,64158.538247237819,null,34241.037452372584,7367.80514412512,0,4567.6945045052225,99167.224486801526,0,null,46176.53515625,99167.2265625,null,-46120.792600134024,-17982.002979914585,41941.521434147915,null,0.54093373705609271,0.80691946132739134,0,0,0.50030197275192578,0.71972548779476364,0,0,1.7329140172248969,"PASS",1,null,"IwaEgsld401",null,41941.521434147915,0,0.50030197275192578,"FAIL",0,1,null,null,6.2973515818003669,null,2672.1789311179023,"YES",1,null,6.8320000000000007,5.3630000000000004,5.5847964346769574,15.4,15.58,17.390432125820322,null,-46350.526605886502,null,-4777.6833407088807,null,0,null,0,null,2672.1789311179023,null,0,0,null,"IwaEgsld401",null,"Water and Wastewater","Auto Off Time Switch"]
[4003,"ImeEgsld402",0.98533076643943773,8329.1060426051008,0,6650.1953125,0,0,65115.653189292614,17974.69921875,119221.38083225986,0,0,null,89740.548416725331,119221.38083225986,125871.57630761575,null,33163.714967274122,7334.2778267456633,0,4394.6034241054613,96427.29395604381,0,null,44892.59765625,96427.296875,null,-44847.950064292614,-80978.978488509863,-22794.083957259863,null,0.54028652370843333,0.37654821092377927,0,0,0.50024875930162815,0.35665397249511532,0,0,0.80880875730394108,"FAIL",0,null,"ImeEgsld402",null,-22794.083957259863,22794.083957259863,0.39892250933723089,"FAIL",0,1,null,null,11.336293228834544,null,5809.4991677143007,"YES",1,null,6.8320000000000007,5.3630000000000004,5.5847964346769574,15.4,15.58,17.390432125820322,null,-45071.296321288879,null,-3987.8393079335419,null,2016.7856576639692,null,2016.7856576639692,null,5809.4991677143007,null,2016.7856576639692,0.28036478933620551,null,"ImeEgsld402",null,"Metal Products and Machinery","Bi-Level Lighting Control (Interior)"]
[4015,"IwaEgsld402",0.98983502686023694,8619.9972766249703,0,6882.451171875,0,0,67389.795529821524,17974.69921875,123385.14350557106,0,0,null,92246.946275136885,123385.14350557106,130267.59449880963,null,34241.037452372584,7367.80514412512,0,4567.6945045052225,99167.224486801526,0,null,46176.53515625,99167.2265625,null,-46070.410764196524,-84091.059521196061,-24217.916943071061,null,0.54093373705609271,0.37424712444545682,0,0,0.50057521900044799,0.35447445905934727,0,0,0.80372096465586573,"FAIL",0,null,"IwaEgsld402",null,-24217.916943071061,24217.916943071061,0.39648469092659466,"FAIL",0,1,null,null,11.462225710169383,null,6026.7406014585149,"YES",1,null,6.8320000000000007,5.3630000000000004,5.5847964346769574,15.4,15.58,17.390432125820322,null,-46300.144769949002,null,-4096.5659376742824,null,2142.7642207892623,null,2142.7642207892623,null,6026.7406014585149,null,2142.7642207892623,0.28782558194531926,null,"IwaEgsld402",null,"Water and Wastewater","Bi-Level Lighting Control (Interior)"]
[4022,"IcoNgsld403",0.98533076643943773,8329.1060426051008,0,5614.0166015625,0,0,65115.653189292614,17974.69921875,8455.9504130591995,0,0,null,88704.36958664337,8455.9504130591995,14069.967058333177,null,33163.714967274122,7334.2778267456633,0,4394.6034241054613,96427.29395604381,0,null,44892.59765625,96427.296875,null,-43811.771353355114,30822.630641628301,87971.346461940804,null,0.54028652370843333,5.3089949045726161,0,1,0.50609229463532879,3.1906682943603926,0,1,11.403484193341487,"PASS",1,null,"IcoNgsld403",null,87971.346461940804,0,0.50609229463532879,"FAIL",0,1,null,null,0.95244532682003857,null,-779.561725494857,"NO",0,null,6.8320000000000007,5.3630000000000004,5.5847964346769574,15.4,15.58,17.390432125820322,null,-44035.117610351379,null,-4539.017422650234,null,0,null,0,null,-779.561725494857,null,-779.561725494857,-1.2898679446712751,null,"IcoNgsld403",null,"Construction","High Bay Occupancy Sensors, Ceiling Mounted"]
[4030,"ImiNgsld403",0.98533076643943773,8329.1060426051008,0,5614.0166015625,0,0,65115.653189292614,17974.69921875,8588.1125860842149,0,0,null,88704.36958664337,8588.1125860842149,14202.129231358194,null,33163.714967274122,7334.2778267456633,0,4394.6034241054613,96427.29395604381,0,null,44892.59765625,96427.296875,null,-43811.771353355114,30690.468468603285,87839.184288915785,null,0.54028652370843333,5.2272949622239366,0,1,0.50609229463532879,3.1609765735195849,0,1,11.227996362232883,"PASS",1,null,"ImiNgsld403",null,87839.184288915785,0,0.50609229463532879,"FAIL",0,1,null,null,0.96733159856650686,null,-770.11565579738874,"NO",0,null,6.8320000000000007,5.3630000000000004,5.5847964346769574,15.4,15.58,17.390432125820322,null,-44035.117610351379,null,-4539.017422650234,null,0,null,0,null,-770.11565579738874,null,-770.11565579738874,-1.2546291531974743,null,"ImiNgsld403",null,"Miscellaneous Manufacturing","High Bay Occupancy Sensors, Ceiling Mounted"]
[4042,"IagNgsld404",0.98533076643943773,8329.1060426051008,0,6698.87744140625,0,0,65115.653189292614,17974.69921875,8571.4970979826667,0,0,null,89789.2302184898,8571.4970979826667,15270.37437510304,null,33163.714967274122,7334.2778267456633,0,4394.6034241054613,96427.29395604381,0,null,44892.59765625,96427.296875,null,-44896.632193198864,29622.223116861082,87855.799777017339,null,0.54028652370843333,5.2374278545594608,0,1,0.49997753329126648,2.9398491530415658,0,1,11.249761362888931,"PASS",1,null,"IagNgsld404",null,87855.799777017339,0,0.49997753329126648,"FAIL",0,1,null,null,0.96546010768341806,null,-771.30320857224842,"NO",0,null,6.8320000000000007,5.3630000000000004,5.5847964346769574,15.4,15.58,17.390432125820322,null,-45119.978450195129,null,-4650.8418600634359,null,0,null,0,null,-771.30320857224842,null,-771.30320857224842,-1.2589996267896768,null,"IagNgsld404",null,"Agriculture and Assembly","Indoor daylight sensor"]
[4045,"IcoEgsld404",0.98533076643943773,8329.1060426051008,0,6698.87744140625,0,0,65115.653189292614,17974.69921875,8571.4970979826667,0,0,null,89789.2302184898,8571.4970979826667,15270.37437510304,null,33163.714967274122,7334.2778267456633,0,4394.6034241054613,96427.29395604381,0,null,44892.59765625,96427.296875,null,-44896.632193198864,29622.223116861082,87855.799777017339,null,0.54028652370843333,5.2374278545594608,0,1,0.49997753329126648,2.9398491530415658,0,1,11.249761362888931,"PASS",1,null,"IcoEgsld404",null,87855.799777017339,0,0.49997753329126648,"FAIL",0,1,null,null,0.96546010768341806,null,-771.30320857224842,"NO",0,null,6.8320000000000007,5.3630000000000004,5.5847964346769574,15.4,15.58,17.390432125820322,null,-45119.978450195129,null,-4650.8418600634359,null,0,null,0,null,-771.30320857224842,null,-771.30320857224842,-1.2589996267896768,null,"IcoEgsld404",null,"Construction","Indoor daylight sensor"]
[4057,"IstEgsld404",0.98533076643943773,8329.1060426051008,0,6698.87744140625,0,0,65115.653189292614,17974.69921875,8571.4970979826667,0,0,null,89789.2302184898,8571.4970979826667,15270.37437510304,null,33163.714967274122,7334.2778267456633,0,4394.6034241054613,96427.29395604381,0,null,44892.59765625,96427.296875,null,-44896.632193198864,29622.223116861082,87855.799777017339,null,0.54028652370843333,5.2374278545594608,0,1,0.49997753329126648,2.9398491530415658,0,1,11.249761362888931,"PASS",1,null,"IstEgsld404",null,87855.799777017339,0,0.49997753329126648,"FAIL",0,1,null,null,0.96546010768341806,null,-771.30320857224842,"NO",0,null,6.8320000000000007,5.3630000000000004,5.5847964346769574,15.4,15.58,17.390432125820322,null,-45119.978450195129,null,-4650.8418600634359,null,0,null,0,null,-771.30320857224842,null,-771.30320857224842,-1.2589996267896768,null,"IstEgsld404",null,"Stone/Clay/Glass/Concrete","Indoor daylight sensor"]
[4064,"IwaNgsld404",0.98983502686023694,8619.9972766249703,0,6932.8330078125,0,0,67389.795529821524,17974.69921875,8870.8534206164277,0,0,null,92297.328400784012,8870.8534206164277,15803.68653950216,null,34241.037452372584,7367.80514412512,0,4567.6945045052225,99167.224486801526,0,null,46176.53515625,99167.2265625,null,-46120.792600134024,30372.848727821074,90296.373141883567,null,0.54093373705609271,5.2054219551111958,0,1,0.50030197275192578,2.9218837873917809,0,1,11.178995059486503,"PASS",1,null,"IwaNgsld404",null,90296.373141883567,0,0.50030197275192578,"FAIL",0,1,null,null,0.9761851996103913,null,-783.89382952385904,"NO",0,null,6.8320000000000007,5.3630000000000004,5.5847964346769574,15.4,15.58,17.390432125820322,null,-46350.526605886502,null,-4777.6833407088807,null,0,null,0,null,-783.89382952385904,null,-783.89382952385904,-1.2363715089938832,null,"IwaNgsld404",null,"Water and Wastewater","Indoor daylight sensor"]
[4076,"ImeNgsld405",0.98533076643943773,8329.1060426051008,0,4212.60595703125,0,0,65115.653189292614,17974.69921875,2585162.3273424166,0,0,null,87302.958713250235,2585162.3273424166,2589374.9331142968,null,33163.714967274122,7334.2778267456633,0,4394.6034241054613,96427.29395604381,0,null,44892.59765625,96427.296875,null,-42410.360708823864,-2544482.3356431979,-2488735.0304674166,null,0.54028652370843333,1.7365485014784438E-2,0,0,0.51421622470710671,1.7337233429940833E-2,0,0,3.7300287047788067E-2,"FAIL",0,null,"ImeNgsld405",null,-2488735.0304674166,2488735.0304674166,1.7426993643287141E-2,"FAIL",0,1,null,null,388.05058282017222,null,244853.19634839028,"YES",1,null,6.8320000000000007,5.3630000000000004,5.5847964346769574,15.4,15.58,17.390432125820322,null,-42633.706965820129,null,-5597.2479689190268,null,326738.35061138956,null,326738.35061138956,null,244853.19634839028,null,244853.19634839028,0.99437966564284774,null,"ImeNgsld405",null,"Metal Products and Machinery","Networked Lighting Controls"]
[4083,"IteEgsld405",0.98533076643943773,8329.1060426051008,0,4212.60595703125,0,0,65115.653189292614,17974.69921875,2728499.0290018125,0,0,null,87302.958713250235,2728499.0290018125,2732711.6347736926,null,33163.714967274122,7334.2778267456633,0,4394.6034241054613,96427.29395604381,0,null,44892.59765625,96427.296875,null,-42410.360708823864,-2687819.0373025937,-2632071.7321268125,null,0.54028652370843333,1.6453221049037133E-2,0,0,0.51421622470710671,1.6427857620230066E-2,0,0,3.534078475016967E-2,"FAIL",0,null,"IteEgsld405",null,-2632071.7321268125,2632071.7321268125,1.6508426666326636E-2,"FAIL",0,1,null,null,409.56638396880464,null,258506.02767568803,"YES",1,null,6.8320000000000007,5.3630000000000004,5.5847964346769574,15.4,15.58,17.390432125820322,null,-42633.706965820129,null,-5597.2479689190268,null,345556.58433612314,null,345556.58433612314,null,258506.02767568803,null,258506.02767568803,0.99467491935787555,null,"IteEgsld405",null,"Textiles and Leather","Networked Lighting Controls"]
[4095,"IelEgsld406",0.98533076643943773,8329.1060426051008,0,6698.87744140625,0,0,65115.653189292614,17974.69921875,25294.320210834489,0,0,null,89789.2302184898,25294.320210834489,31993.197487954872,null,33163.714967274122,7334.2778267456633,0,4394.6034241054613,96427.29395604381,0,null,44892.59765625,96427.296875,null,-44896.632193198864,12899.400004009261,71132.976664165515,null,0.54028652370843333,1.7748094150014297,0,1,0.49997753329126648,1.4031919579975405,0,1,3.8122114400092335,"PASS",1,null,"IelEgsld406",null,71132.976664165515,0,0.49997753329126648,"FAIL",0,1,null,null,2.8490538471834195,null,423.92942240891762,"YES",1,null,6.8320000000000007,5.3630000000000004,5.5847964346769574,15.4,15.58,17.390432125820322,null,-45119.978450195129,null,-4650.8418600634359,null,0,null,0,null,423.92942240891762,null,0,0,null,"IelEgsld406",null,"Electrical and Electronic Equip.","Occupancy Sensors, Ceiling Mounted"]
[4098,"IluNgsld406",0.98533076643943773,8329.1060426051008,0,6698.87744140625,0,0,65115.653189292614,17974.69921875,26303.211760242611,0,0,null,89789.2302184898,26303.211760242611,33002.089037362995,null,33163.714967274122,7334.2778267456633,0,4394.6034241054613,96427.29395604381,0,null,44892.59765625,96427.296875,null,-44896.632193198864,11890.508454601135,70124.085114757385,null,0.54028652370843333,1.7067344499771433,0,1,0.49997753329126648,1.3602956280115459,0,1,3.6659894523128225,"PASS",1,null,"IluNgsld406",null,70124.085114757385,0,0.49997753329126648,"FAIL",0,1,null,null,2.9626913225696536,null,496.03797524367042,"YES",1,null,6.8320000000000007,5.3630000000000004,5.5847964346769574,15.4,15.58,17.390432125820322,null,-45119.978450195129,null,-4650.8418600634359,null,0,null,0,null,496.03797524367042,null,0,0,null,"IluNgsld406",null,"Lumber/Furniture/Pulp/Paper","Occupancy Sensors, Ceiling Mounted"]
[4114,"IagNgsld407",0.98533076643943773,8329.1060426051008,0,6698.87744140625,0,0,65115.653189292614,17974.69921875,11096.16744143574,0,0,null,89789.2302184898,11096.16744143574,17795.04471855611,null,33163.714967274122,7334.2778267456633,0,4394.6034241054613,96427.29395604381,0,null,44892.59765625,96427.296875,null,-44896.632193198864,27097.55277340801,85331.12943356426,null,0.54028652370843333,4.0457750744288798,0,1,0.49997753329126648,2.5227583269281615,0,1,8.6901443569531427,"PASS",1,null,"IagNgsld407",null,85331.12943356426,0,0.49997753329126648,"FAIL",0,1,null,null,1.2498291256752694,null,-590.85711639413705,"NO",0,null,6.8320000000000007,5.3630000000000004,5.5847964346769574,15.4,15.58,17.390432125820322,null,-45119.978450195129,null,-4650.8418600634359,null,0,null,0,null,-590.85711639413705,null,-590.85711639413705,-0.74501776133501896,null,"IagNgsld407",null,"Agriculture and Assembly","Occupancy sensors, switch mounted"]
[4117,"IcoEgsld407",0.98533076643943773,8329.1060426051008,0,6698.87744140625,0,0,65115.653189292614,17974.69921875,11096.16744143574,0,0,null,89789.2302184898,11096.16744143574,17795.04471855611,null,33163.714967274122,7334.2778267456633,0,4394.6034241054613,96427.29395604381,0,null,44892.59765625,96427.296875,null,-44896.632193198864,27097.55277340801,85331.12943356426,null,0.54028652370843333,4.0457750744288798,0,1,0.49997753329126648,2.5227583269281615,0,1,8.6901443569531427,"PASS",1,null,"IcoEgsld407",null,85331.12943356426,0,0.49997753329126648,"FAIL",0,1,null,null,1.2498291256752694,null,-590.85711639413705,"NO",0,null,6.8320000000000007,5.3630000000000004,5.5847964346769574,15.4,15.58,17.390432125820322,null,-45119.978450195129,null,-4650.8418600634359,null,0,null,0,null,-590.85711639413705,null,-590.85711639413705,-0.74501776133501896,null,"IcoEgsld407",null,"Construction","Occupancy sensors, switch mounted"]
[4129,"IstEgsld407",0.98533076643943773,8329.1060426051008,0,6698.87744140625,0,0,65115.653189292614,17974.69921875,11096.16744143574,0,0,null,89789.2302184898,11096.16744143574,17795.04471855611,null,33163.714967274122,7334.2778267456633,0,4394.6034241054613,96427.29395604381,0,null,44892.59765625,96427.296875,null,-44896.632193198864,27097.55277340801,85331.12943356426,null,0.54028652370843333,4.0457750744288798,0,1,0.49997753329126648,2.5227583269281615,0,1,8.6901443569531427,"PASS",1,null,"IstEgsld407",null,85331.12943356426,0,0.49997753329126648,"FAIL",0,1,null,null,1.2498291256752694,null,-590.85711639413705,"NO",0,null,6.8320000000000007,5.3630000000000004,5.5847964346769574,15.4,15.58,17.390432125820322,null,-45119.978450195129,null,-4650.8418600634359,null,0,null,0,null,-590.85711639413705,null,-590.85711639413705,-0.74501776133501896,null,"IstEgsld407",null,"Stone/Clay/Glass/Concrete","Occupancy sensors, switch mounted"]
[4136,"IwaNgsld407",0.98983502686023694,8619.9972766249703,0,6932.8330078125,0,0,67389.795529821524,17974.69921875,11483.696780334141,0,0,null,92297.328400784012,11483.696780334141,18416.529899219848,null,34241.037452372584,7367.80514412512,0,4567.6945045052225,99167.224486801526,0,null,46176.53515625,99167.2265625,null,-46120.792600134024,27760.005368103361,87683.529782165861,null,0.54093373705609271,4.0210514122357734,0,1,0.50030197275192578,2.507341811266226,0,1,8.6354793634332214,"PASS",1,null,"IwaNgsld407",null,87683.529782165861,0,0.50030197275192578,"FAIL",0,1,null,null,1.2637132128158965,null,-597.14572525728704,"NO",0,null,6.8320000000000007,5.3630000000000004,5.5847964346769574,15.4,15.58,17.390432125820322,null,-46350.526605886502,null,-4777.6833407088807,null,0,null,0,null,-597.14572525728704,null,-597.14572525728704,-0.72753813584461713,null,"IwaNgsld407",null,"Water and Wastewater","Occupancy sensors, switch mounted"]
[4148,"ImeNgsld408",0.98533076643943773,8329.1060426051008,0,7935.28857421875,0,0,65115.653189292614,17974.69921875,6034.3872645821302,0,0,null,91025.641732465738,6034.3872645821302,13969.676055678425,null,33163.714967274122,7334.2778267456633,0,4394.6034241054613,96427.29395604381,0,null,44892.59765625,96427.296875,null,-46133.043326011364,30922.921817449118,90392.909610417875,null,0.54028652370843333,7.4394624819225497,0,1,0.49318628434595096,3.2135747582317173,0,1,15.979633498327921,"PASS",1,null,"ImeNgsld408",null,90392.909610417875,0,0.49318628434595096,"FAIL",0,1,null,null,0.57378619340949799,null,-1019.8395214868248,"NO",0,null,6.8320000000000007,5.3630000000000004,5.5847964346769574,15.4,15.58,17.390432125820322,null,-46356.389583007622,null,-4101.542392639848,null,0,null,0,null,-1019.8395214868248,null,-1019.8395214868248,-2.8010221367955634,null,"ImeNgsld408",null,"Metal Products and Machinery","Time Clock Control"]
[4155,"IteEgsld408",0.98533076643943773,8329.1060426051008,0,7935.28857421875,0,0,65115.653189292614,17974.69921875,6034.3872645821302,0,0,null,91025.641732465738,6034.3872645821302,13969.676055678425,null,33163.714967274122,7334.2778267456633,0,4394.6034241054613,96427.29395604381,0,null,44892.59765625,96427.296875,null,-46133.043326011364,30922.921817449118,90392.909610417875,null,0.54028652370843333,7.4394624819225497,0,1,0.49318628434595096,3.2135747582317173,0,1,15.979633498327921,"PASS",1,null,"IteEgsld408",null,90392.909610417875,0,0.49318628434595096,"FAIL",0,1,null,null,0.57378619340949799,null,-1019.8395214868248,"NO",0,null,6.8320000000000007,5.3630000000000004,5.5847964346769574,15.4,15.58,17.390432125820322,null,-46356.389583007622,null,-4101.542392639848,null,0,null,0,null,-1019.8395214868248,null,-1019.8395214868248,-2.8010221367955634,null,"IteEgsld408",null,"Textiles and Leather","Time Clock Control"]
[4167,"ImiNgsld409",0.98533076643943773,8329.1060426051008,0,5026.65576171875,0,0,65115.653189292614,17974.69921875,85521.125518395798,0,0,null,88117.008697097321,85521.125518395798,90547.781274123699,null,33163.714967274122,7334.2778267456633,0,4394.6034241054613,96427.29395604381,0,null,44892.59765625,96427.296875,null,-43224.410513511364,-45655.183623864548,10906.171356604202,null,0.54028652370843333,0.52492992093039625,0,0,0.50946575001459882,0.49578904111821664,0,0,1.1275260503237678,"PASS",1,null,"ImiNgsld409",null,10906.171356604202,0,0.50946575001459882,"FAIL",0,1,null,null,12.837306423082209,null,6761.9656745175753,"YES",1,null,6.8320000000000007,5.3630000000000004,5.5847964346769574,15.4,15.58,17.390432125820322,null,-43447.756770507636,null,-5704.1220584636922,null,0,null,0,null,6761.9656745175753,null,0,0,null,"ImiNgsld409",null,"Miscellaneous Manufacturing","Efficient New Construction Lighting"]
[4170,"IteNgsld409",0.98533076643943773,8329.1060426051008,0,5026.65576171875,0,0,65115.653189292614,17974.69921875,84205.403276442084,0,0,null,88117.008697097321,84205.403276442084,89232.059032169956,null,33163.714967274122,7334.2778267456633,0,4394.6034241054613,96427.29395604381,0,null,44892.59765625,96427.296875,null,-43224.410513511364,-44339.461381910834,12221.893598557916,null,0.54028652370843333,0.53313203083737837,0,0,0.50946575001459882,0.50309942570137611,0,0,1.1451438164654832,"PASS",1,null,"IteNgsld409",null,12221.893598557916,0,0.50946575001459882,"FAIL",0,1,null,null,12.639808077589743,null,6636.6432856461561,"YES",1,null,6.8320000000000007,5.3630000000000004,5.5847964346769574,15.4,15.58,17.390432125820322,null,-43447.756770507636,null,-5704.1220584636922,null,0,null,0,null,6636.6432856461561,null,0,0,null,"IteNgsld409",null,"Textiles and Leather","Efficient New Construction Lighting"]
[4186,"ImiNgsld410",0.98533076643943773,8329.1060426051008,0,11745.408203125,0,0,65115.653189292614,17974.69921875,1712.3055292777731,0,0,null,94835.761052370945,1712.3055292777731,13457.713640279333,null,33163.714967274122,7334.2778267456633,0,4394.6034241054613,96427.29395604381,0,null,44892.59765625,96427.296875,null,-49943.162954917614,31434.883923847228,94714.991345722228,null,0.54028652370843333,26.217632828170029,0,1,0.47337204201179323,3.3358264671777027,0,1,56.314305610910282,"PASS",1,null,"ImiNgsld410",null,94714.991345722228,0,0.47337204201179323,"FAIL",0,1,null,null,0.11000002564687328,null,-1314.1345968435419,"NO",0,null,6.8320000000000007,5.3630000000000004,5.5847964346769574,15.4,15.58,17.390432125820322,null,-50166.509211913872,null,-4438.6559452603597,null,0,null,0,null,-1314.1345968435419,null,-1314.1345968435419,-18.827031949416238,null,"ImiNgsld410",null,"Miscellaneous Manufacturing","Energy Star LED Directional Lamp"]
[4195,"IwaTgsld410",0.98533076643943773,8329.1060426051008,0,11745.408203125,0,0,65115.653189292614,17974.69921875,1685.9342932700545,0,0,null,94835.761052370945,1685.9342932700545,13431.342404271616,null,33163.714967274122,7334.2778267456633,0,4394.6034241054613,96427.29395604381,0,null,44892.59765625,96427.296875,null,-49943.162954917614,31461.255159854947,94741.362581729947,null,0.54028652370843333,26.627726736120827,0,1,0.47337204201179323,3.3423760631745547,0,1,57.195169028781471,"PASS",1,null,"IwaTgsld410",null,94741.362581729947,0,0.47337204201179323,"FAIL",0,1,null,null,0.10830591714103968,null,-1315.2095917982037,"NO",0,null,6.8320000000000007,5.3630000000000004,5.5847964346769574,15.4,15.58,17.390432125820322,null,-50166.509211913872,null,-4438.6559452603597,null,0,null,0,null,-1315.2095917982037,null,-1315.2095917982037,-19.137164067379839,null,"IwaTgsld410",null,"Water and Wastewater","Energy Star LED Directional Lamp"]
[4202,"IchNgsld412",0.98533076643943773,8329.1060426051008,0,6698.87744140625,0,0,65115.653189292614,17974.69921875,2274.2619063422831,0,0,null,89789.2302184898,2274.2619063422831,8973.1391834626556,null,33163.714967274122,7334.2778267456633,0,4394.6034241054613,96427.29395604381,0,null,44892.59765625,96427.296875,null,-44896.632193198864,35919.458308501467,94153.03496865771,null,0.54028652370843333,19.739414150611697,0,1,0.49997753329126648,5.0029979382315162,0,1,42.399380918306342,"PASS",1,null,"IchNgsld412",null,94153.03496865771,0,0.49997753329126648,"FAIL",0,1,null,null,0.25616399708690329,null,-1221.3863866136139,"NO",0,null,6.8320000000000007,5.3630000000000004,5.5847964346769574,15.4,15.58,17.390432125820322,null,-45119.978450195129,null,-4650.8418600634359,null,0,null,0,null,-1221.3863866136139,null,-1221.3863866136139,-7.5139756083571356,null,"IchNgsld412",null,"Chemicals and Plastics","LED - 14W_CFL Baseline"]
[4209,"ImeTgsld412",0.98533076643943773,8329.1060426051008,0,6698.87744140625,0,0,65115.653189292614,17974.69921875,2274.2619063422831,0,0,null,89789.2302184898,2274.2619063422831,8973.1391834626556,null,33163.714967274122,7334.2778267456633,0,4394.6034241054613,96427.29395604381,0,null,44892.59765625,96427.296875,null,-44896.632193198864,35919.458308501467,94153.03496865771,null,0.54028652370843333,19.739414150611697,0,1,0.49997753329126648,5.0029979382315162,0,1,42.399380918306342,"PASS",1,null,"ImeTgsld412",null,94153.03496865771,0,0.49997753329126648,"FAIL",0,1,null,null,0.25616399708690329,null,-1221.3863866136139,"NO",0,null,6.8320000000000007,5.3630000000000004,5.5847964346769574,15.4,15.58,17.390432125820322,null,-45119.978450195129,null,-4650.8418600634359,null,0,null,0,null,-1221.3863866136139,null,-1221.3863866136139,-7.5139756083571356,null,"ImeTgsld412",null,"Metal Products and Machinery","LED - 14W_CFL Baseline"]
[4221,"IwaTgsld412",0.98533076643943773,8329.1060426051008,0,6698.87744140625,0,0,65115.653189292614,17974.69921875,2274.2619063422831,0,0,null,89789.2302184898,2274.2619063422831,8973.1391834626556,null,33163.714967274122,7334.2778267456633,0,4394.6034241054613,96427.29395604381,0,null,44892.59765625,96427.296875,null,-44896.632193198864,35919.458308501467,94153.03496865771,null,0.54028652370843333,19.739414150611697,0,1,0.49997753329126648,5.0029979382315162,0,1,42.399380918306342,"PASS",1,null,"IwaTgsld412",null,94153.03496865771,0,0.49997753329126648,"FAIL",0,1,null,null,0.25616399708690329,null,-1221.3863866136139,"NO",0,null,6.8320000000000007,5.3630000000000004,5.5847964346769574,15.4,15.58,17.390432125820322,null,-45119.978450195129,null,-4650.8418600634359,null,0,null,0,null,-1221.3863866136139,null,-1221.3863866136139,-7.5139756083571356,null,"IwaTgsld412",null,"Water and Wastewater","LED - 14W_CFL Baseline"]
[4228,"IcoNgsld413",0.98533076643943773,8329.1060426051008,0,6222.8125,0,0,65115.653189292614,17974.69921875,79779.647755328013,0,0,null,89313.165209265033,79779.647755328013,86002.460023223583,null,33163.714967274122,7334.2778267456633,0,4394.6034241054613,96427.29395604381,0,null,44892.59765625,96427.296875,null,-44420.567251792614,-41109.862599078013,16647.649119671987,null,0.54028652370843333,0.56270739366923173,0,0,0.50264255781856682,0.52199201654197813,0,0,1.2086703763186293,"PASS",1,null,"IcoNgsld413",null,16647.649119671987,0,0.50264255781856682,"FAIL",0,1,null,null,9.6735316671809137,null,4754.3953869185707,"YES",1,null,6.8320000000000007,5.3630000000000004,5.5847964346769574,15.4,15.58,17.390432125820322,null,-44643.913508788879,null,-4898.6766103054715,null,0,null,0,null,4754.3953869185707,null,0,0,null,"IcoNgsld413",null,"Construction","LED Display Lighting (Interior)"]
[4240,"IstNgsld413",0.98533076643943773,8329.1060426051008,0,6222.8125,0,0,65115.653189292614,17974.69921875,79779.647755328013,0,0,null,89313.165209265033,79779.647755328013,86002.460023223583,null,33163.714967274122,7334.2778267456633,0,4394.6034241054613,96427.29395604381,0,null,44892.59765625,96427.296875,null,-44420.567251792614,-41109.862599078013,16647.649119671987,null,0.54028652370843333,0.56270739366923173,0,0,0.50264255781856682,0.52199201654197813,0,0,1.2086703763186293,"PASS",1,null,"IstNgsld413",null,16647.649119671987,0,0.50264255781856682,"FAIL",0,1,null,null,9.6735316671809137,null,4754.3953869185707,"YES",1,null,6.8320000000000007,5.3630000000000004,5.5847964346769574,15.4,15.58,17.390432125820322,null,-44643.913508788879,null,-4898.6766103054715,null,0,null,0,null,4754.3953869185707,null,0,0,null,"IstNgsld413",null,"Stone/Clay/Glass/Concrete","LED Display Lighting (Interior)"]
[4243,"ItrTgsld413",0.98533076643943773,8329.1060426051008,0,6222.8125,0,0,65115.653189292614,17974.69921875,82312.33548932038,0,0,null,89313.165209265033,82312.33548932038,88535.147757215993,null,33163.714967274122,7334.2778267456633,0,4394.6034241054613,96427.29395604381,0,null,44892.59765625,96427.296875,null,-44420.567251792614,-43642.55033307038,14114.96138567962,null,0.54028652370843333,0.54539331668064006,0,0,0.50264255781856682,0.5070596105138403,0,0,1.1714805114175257,"PASS",1,null,"ItrTgsld413",null,14114.96138567962,0,0.50264255781856682,"FAIL",0,1,null,null,9.9806279105834808,null,4949.2630185469907,"YES",1,null,6.8320000000000007,5.3630000000000004,5.5847964346769574,15.4,15.58,17.390432125820322,null,-44643.913508788879,null,-4898.6766103054715,null,0,null,0,null,4949.2630185469907,null,0,0,null,"ItrTgsld413",null,"Transportation Equipment","LED Display Lighting (Interior)"]
[4259,"ImiTgsld414",0.98533076643943773,8329.1060426051008,0,5026.65576171875,0,0,65115.653189292614,17974.69921875,79952.134702183394,0,0,null,88117.008697097321,79952.134702183394,84978.790457911324,null,33163.714967274122,7334.2778267456633,0,4394.6034241054613,96427.29395604381,0,null,44892.59765625,96427.296875,null,-43224.410513511364,-40086.192807652144,16475.162172816606,null,0.54028652370843333,0.56149342132604796,0,0,0.50946575001459882,0.52828002624160408,0,0,1.2060628178870463,"PASS",1,null,"ImiTgsld414",null,16475.162172816606,0,0.50946575001459882,"FAIL",0,1,null,null,12.001363260150933,null,6231.5187288581092,"YES",1,null,6.8320000000000007,5.3630000000000004,5.5847964346769574,15.4,15.58,17.390432125820322,null,-43447.756770507636,null,-5704.1220584636922,null,0,null,0,null,6231.5187288581092,null,0,0,null,"ImiTgsld414",null,"Miscellaneous Manufacturing","LED exit sign"]
[4262,"IprNgsld414",0.98533076643943773,8329.1060426051008,0,5026.65576171875,0,0,65115.653189292614,17974.69921875,79952.134702183394,0,0,null,88117.008697097321,79952.134702183394,84978.790457911324,null,33163.714967274122,7334.2778267456633,0,4394.6034241054613,96427.29395604381,0,null,44892.59765625,96427.296875,null,-43224.410513511364,-40086.192807652144,16475.162172816606,null,0.54028652370843333,0.56149342132604796,0,0,0.50946575001459882,0.52828002624160408,0,0,1.2060628178870463,"PASS",1,null,"IprNgsld414",null,16475.162172816606,0,0.50946575001459882,"FAIL",0,1,null,null,12.001363260150933,null,6231.5187288581092,"YES",1,null,6.8320000000000007,5.3630000000000004,5.5847964346769574,15.4,15.58,17.390432125820322,null,-43447.756770507636,null,-5704.1220584636922,null,0,null,0,null,6231.5187288581092,null,0,0,null,"IprNgsld414",null,"Primary Resources Industries","LED exit sign"]
[4278,"IelNgsld415",0.98533076643943773,8329.1060426051008,0,5026.65576171875,0,0,65115.653189292614,17974.69921875,12249.687238484215,0,0,null,88117.008697097321,12249.687238484215,17276.342994212115,null,33163.714967274122,7334.2778267456633,0,4394.6034241054613,96427.29395604381,0,null,44892.59765625,96427.296875,null,-43224.410513511364,27616.254656047036,84177.609636515786,null,0.54028652370843333,3.6647954174056969,0,1,0.50946575001459882,2.5985011790818575,0,1,7.8718170511373788,"PASS",1,null,"IelNgsld415",null,84177.609636515786,0,0.50946575001459882,"FAIL",0,1,null,null,1.8387619925935901,null,-217.15032111411119,"NO",0,null,6.8320000000000007,5.3630000000000004,5.5847964346769574,15.4,15.58,17.390432125820322,null,-43447.756770507636,null,-5704.1220584636922,null,0,null,0,null,-217.15032111411119,null,-217.15032111411119,-0.18611001952508247,null,"IelNgsld415",null,"Electrical and Electronic Equip.","LED High Bay_HID Baseline"]
[4281,"ImeTgsld415",0.98533076643943773,8329.1060426051008,0,5026.65576171875,0,0,65115.653189292614,17974.69921875,12249.687238484215,0,0,null,88117.008697097321,12249.687238484215,17276.342994212115,null,33163.714967274122,7334.2778267456633,0,4394.6034241054613,96427.29395604381,0,null,44892.59765625,96427.296875,null,-43224.410513511364,27616.254656047036,84177.609636515786,null,0.54028652370843333,3.6647954174056969,0,1,0.50946575001459882,2.5985011790818575,0,1,7.8718170511373788,"PASS",1,null,"ImeTgsld415",null,84177.609636515786,0,0.50946575001459882,"FAIL",0,1,null,null,1.8387619925935901,null,-217.15032111411119,"NO",0,null,6.8320000000000007,5.3630000000000004,5.5847964346769574,15.4,15.58,17.390432125820322,null,-43447.756770507636,null,-5704.1220584636922,null,0,null,0,null,-217.15032111411119,null,-217.15032111411119,-0.18611001952508247,null,"ImeTgsld415",null,"Metal Products and Machinery","LED High Bay_HID Baseline"]
[4293,"IwaTgsld415",0.98983502686023694,8619.9972766249703,0,5202.2099609375,0,0,67389.795529821524,17974.69921875,12677.502916371586,0,0,null,90566.705153628995,12677.502916371586,17879.712788102239,null,34241.037452372584,7367.80514412512,0,4567.6945045052225,99167.224486801526,0,null,46176.53515625,99167.2265625,null,-44390.169553259024,28296.822278940912,86489.723646128419,null,0.54093373705609271,3.6423998843351191,0,1,0.50986215413667035,2.5826217385656145,0,1,7.8222996450220927,"PASS",1,null,"IwaTgsld415",null,86489.723646128419,0,0.50986215413667035,"FAIL",0,1,null,null,1.8591884102626848,null,-210.38736032026952,"NO",0,null,6.8320000000000007,5.3630000000000004,5.5847964346769574,15.4,15.58,17.390432125820322,null,-44619.903559011509,null,-5858.0095971777919,null,0,null,0,null,-210.38736032026952,null,-210.38736032026952,-0.17422890324587037,null,"IwaTgsld415",null,"Water and Wastewater","LED High Bay_HID Baseline"]
[4300,"IcoNgsld416",0.98533076643943773,8329.1060426051008,0,5026.65576171875,0,0,65115.653189292614,17974.69921875,20522.203495368507,0,0,null,88117.008697097321,20522.203495368507,25548.859251096408,null,33163.714967274122,7334.2778267456633,0,4394.6034241054613,96427.29395604381,0,null,44892.59765625,96427.296875,null,-43224.410513511364,19343.738399162743,75905.093379631493,null,0.54028652370843333,2.1875135224334685,0,1,0.50946575001459882,1.7571272832385574,0,1,4.6986814499116489,"PASS",1,null,"IcoNgsld416",null,75905.093379631493,0,0.50946575001459882,"FAIL",0,1,null,null,3.0805233382412092,null,570.80816966060024,"YES",1,null,6.8320000000000007,5.3630000000000004,5.5847964346769574,15.4,15.58,17.390432125820322,null,-43447.756770507636,null,-5704.1220584636922,null,0,null,0,null,570.80816966060024,null,0,0,null,"IcoNgsld416",null,"Construction","LED High Bay_LF Baseline"]
[4312,"IstNgsld416",0.98533076643943773,8329.1060426051008,0,5026.65576171875,0,0,65115.653189292614,17974.69921875,20522.203495368507,0,0,null,88117.008697097321,20522.203495368507,25548.859251096408,null,33163.714967274122,7334.2778267456633,0,4394.6034241054613,96427.29395604381,0,null,44892.59765625,96427.296875,null,-43224.410513511364,19343.738399162743,75905.093379631493,null,0.54028652370843333,2.1875135224334685,0,1,0.50946575001459882,1.7571272832385574,0,1,4.6986814499116489,"PASS",1,null,"IstNgsld416",null,75905.093379631493,0,0.50946575001459882,"FAIL",0,1,null,null,3.0805233382412092,null,570.80816966060024,"YES",1,null,6.8320000000000007,5.3630000000000004,5.5847964346769574,15.4,15.58,17.390432125820322,null,-43447.756770507636,null,-5704.1220584636922,null,0,null,0,null,570.80816966060024,null,0,0,null,"IstNgsld416",null,"Stone/Clay/Glass/Concrete","LED High Bay_LF Baseline"]
[4315,"ItrTgsld416",0.98533076643943773,8329.1060426051008,0,5026.65576171875,0,0,65115.653189292614,17974.69921875,21173.582405277273,0,0,null,88117.008697097321,21173.582405277273,26200.23816100516,null,33163.714967274122,7334.2778267456633,0,4394.6034241054613,96427.29395604381,0,null,44892.59765625,96427.296875,null,-43224.410513511364,18692.359489253977,75253.714469722734,null,0.54028652370843333,2.1202173915105189,0,1,0.50946575001459882,1.7134423500317799,0,1,4.5541323631170982,"PASS",1,null,"ItrTgsld416",null,75253.714469722734,0,0.50946575001459882,"FAIL",0,1,null,null,3.178299779672435,null,632.85211835775522,"YES",1,null,6.8320000000000007,5.3630000000000004,5.5847964346769574,15.4,15.58,17.390432125820322,null,-43447.756770507636,null,-5704.1220584636922,null,0,null,0,null,632.85211835775522,null,0,0,null,"ItrTgsld416",null,"Transportation Equipment","LED High Bay_LF Baseline"]
[4331,"ImiTgsld417",0.98533076643943773,8329.1060426051008,0,5026.65576171875,0,0,65115.653189292614,17974.69921875,33665.354211163722,0,0,null,88117.008697097321,33665.354211163722,38692.009966891601,null,33163.714967274122,7334.2778267456633,0,4394.6034241054613,96427.29395604381,0,null,44892.59765625,96427.296875,null,-43224.410513511364,6200.5876833675284,62761.942663836278,null,0.54028652370843333,1.3334954794969371,0,1,0.50946575001459882,1.1602549903122956,0,1,2.8642887958393701,"PASS",1,null,"ImiTgsld417",null,62761.942663836278,0,0.50946575001459882,"FAIL",0,1,null,null,5.0534002008949068,null,1822.6953222359691,"YES",1,null,6.8320000000000007,5.3630000000000004,5.5847964346769574,15.4,15.58,17.390432125820322,null,-43447.756770507636,null,-5704.1220584636922,null,0,null,0,null,1822.6953222359691,null,0,0,null,"ImiTgsld417",null,"Miscellaneous Manufacturing","LED Linear - Fixture Replacement"]
[4334,"IprNgsld417",0.98533076643943773,8329.1060426051008,0,5026.65576171875,0,0,65115.653189292614,17974.69921875,33147.594971160564,0,0,null,88117.008697097321,33147.594971160564,38174.250726888458,null,33163.714967274122,7334.2778267456633,0,4394.6034241054613,96427.29395604381,0,null,44892.59765625,96427.296875,null,-43224.410513511364,6718.3469233706855,63279.701903839436,null,0.54028652370843333,1.3543244297303605,0,1,0.50946575001459882,1.1759915858043077,0,1,2.9090284516537244,"PASS",1,null,"IprNgsld417",null,63279.701903839436,0,0.50946575001459882,"FAIL",0,1,null,null,4.9756809624321603,null,1773.3786527665013,"YES",1,null,6.8320000000000007,5.3630000000000004,5.5847964346769574,15.4,15.58,17.390432125820322,null,-43447.756770507636,null,-5704.1220584636922,null,0,null,0,null,1773.3786527665013,null,0,0,null,"IprNgsld417",null,"Primary Resources Industries","LED Linear - Fixture Replacement"]
[4350,"IelNgsld418",0.98533076643943773,8329.1060426051008,0,5856.9072265625,0,0,65115.653189292614,17974.69921875,10758.449132090522,0,0,null,88947.260360936853,10758.449132090522,16615.356551657922,null,33163.714967274122,7334.2778267456633,0,4394.6034241054613,96427.29395604381,0,null,44892.59765625,96427.296875,null,-44054.661978355114,28277.241297596978,85668.847742909478,null,0.54028652370843333,4.1727759368535233,0,1,0.50471029507450327,2.7018738982911206,0,1,8.9629365432769195,"PASS",1,null,"IelNgsld418",null,85668.847742909478,0,0.50471029507450327,"FAIL",0,1,null,null,1.3859927962421892,null,-504.45458765194996,"NO",0,null,6.8320000000000007,5.3630000000000004,5.5847964346769574,15.4,15.58,17.390432125820322,null,-44278.008235351372,null,-5122.600323304493,null,0,null,0,null,-504.45458765194996,null,-504.45458765194996,-0.57358250984448689,null,"IelNgsld418",null,"Electrical and Electronic Equip.","LED Linear - Lamp Replacement"]
[4360,"IstNgsld418",0.98533076643943773,8329.1060426051008,0,5856.9072265625,0,0,65115.653189292614,17974.69921875,10758.449132090522,0,0,null,88947.260360936853,10758.449132090522,16615.356551657922,null,33163.714967274122,7334.2778267456633,0,4394.6034241054613,96427.29395604381,0,null,44892.59765625,96427.296875,null,-44054.661978355114,28277.241297596978,85668.847742909478,null,0.54028652370843333,4.1727759368535233,0,1,0.50471029507450327,2.7018738982911206,0,1,8.9629365432769195,"PASS",1,null,"IstNgsld418",null,85668.847742909478,0,0.50471029507450327,"FAIL",0,1,null,null,1.3859927962421892,null,-504.45458765194996,"NO",0,null,6.8320000000000007,5.3630000000000004,5.5847964346769574,15.4,15.58,17.390432125820322,null,-44278.008235351372,null,-5122.600323304493,null,0,null,0,null,-504.45458765194996,null,-504.45458765194996,-0.57358250984448689,null,"IstNgsld418",null,"Stone/Clay/Glass/Concrete","LED Linear - Lamp Replacement"]
[4366,"IwaNgsld418",0.98983502686023694,8619.9972766249703,0,6061.4580078125,0,0,67389.795529821524,17974.69921875,11134.183832108411,0,0,null,91425.953053532416,11134.183832108411,17195.641603742512,null,34241.037452372584,7367.80514412512,0,4567.6945045052225,99167.224486801526,0,null,46176.53515625,99167.2265625,null,-45249.417600134024,28980.893316329089,88033.042730391593,null,0.54093373705609271,4.147276158948225,0,1,0.50507031935771229,2.6853626974858176,0,1,8.90655552825746,"PASS",1,null,"IwaNgsld418",null,88033.042730391593,0,0.50507031935771229,"FAIL",0,1,null,null,1.4013894967702805,null,-507.72562060622749,"NO",0,null,6.8320000000000007,5.3630000000000004,5.5847964346769574,15.4,15.58,17.390432125820322,null,-45479.151605886502,null,-5261.5627035798952,null,0,null,0,null,-507.72562060622749,null,-507.72562060622749,-0.55782012990785768,null,"IwaNgsld418",null,"Water and Wastewater","LED Linear - Lamp Replacement"]
[4373,"IelTgsld419",0.98533076643943773,8329.1060426051008,0,6698.87744140625,0,0,65115.653189292614,17974.69921875,232889.02102587995,0,0,null,89789.2302184898,232889.02102587995,239587.8983030004,null,33163.714967274122,7334.2778267456633,0,4394.6034241054613,96427.29395604381,0,null,44892.59765625,96427.296875,null,-44896.632193198864,-194695.3008110362,-136461.72415087995,null,0.54028652370843333,0.19276390728295123,0,0,0.49997753329126648,0.18737422859602287,0,0,0.41404827265036442,"FAIL",0,null,"IelTgsld419",null,-136461.72415087995,136461.72415087995,0.19841948448175276,"FAIL",0,1,null,null,26.231711378499842,null,15261.372706705242,"YES",1,null,6.8320000000000007,5.3630000000000004,5.5847964346769574,15.4,15.58,17.390432125820322,null,-45119.978450195129,null,-4650.8418600634359,null,14066.094904675145,null,14066.094904675145,null,15261.372706705242,null,14066.094904675145,0.84504865542888996,null,"IelTgsld419",null,"Electrical and Electronic Equip.","Light Tube"]
[4385,"IteTgsld419",0.98533076643943773,8329.1060426051008,0,6698.87744140625,0,0,65115.653189292614,17974.69921875,232889.02102587995,0,0,null,89789.2302184898,232889.02102587995,239587.8983030004,null,33163.714967274122,7334.2778267456633,0,4394.6034241054613,96427.29395604381,0,null,44892.59765625,96427.296875,null,-44896.632193198864,-194695.3008110362,-136461.72415087995,null,0.54028652370843333,0.19276390728295123,0,0,0.49997753329126648,0.18737422859602287,0,0,0.41404827265036442,"FAIL",0,null,"IteTgsld419",null,-136461.72415087995,136461.72415087995,0.19841948448175276,"FAIL",0,1,null,null,26.231711378499842,null,15261.372706705242,"YES",1,null,6.8320000000000007,5.3630000000000004,5.5847964346769574,15.4,15.58,17.390432125820322,null,-45119.978450195129,null,-4650.8418600634359,null,14066.094904675145,null,14066.094904675145,null,15261.372706705242,null,14066.094904675145,0.84504865542888996,null,"IteTgsld419",null,"Textiles and Leather","Light Tube"]
[4392,"IagNgsld501",0.98983502686023694,8619.9972766249703,0,4359.7294921875,0,0,67389.795529821524,17324.076171875,22402.903360993485,0,0,null,89073.601762759587,22402.903360993485,26762.632768383854,null,34241.720802787029,7368.3527197731655,0,4567.6945045052225,98516.601560272466,0,null,46177.76953125,98516.6015625,null,-42895.831662634024,19415.136678069015,76113.698201506515,null,0.54510281024406559,2.0612404020655557,0,1,0.51842261806319179,1.7254569004693927,0,1,4.3974925916982199,"PASS",1,null,"IagNgsld501",null,76113.698201506515,0,0.51842261806319179,"FAIL",0,1,null,null,3.3237129507049139,null,730.82884689254445,"YES",1,null,6.8320000000000007,5.3630000000000004,5.5847964346769574,15.4,15.58,17.390432125820322,null,-43125.571809555666,null,-5661.8233880771259,null,0,null,0,null,730.82884689254445,null,0,0,null,"IagNgsld501",null,"Agriculture and Assembly","VFD on HVAC Fan"]
[4404,"ImiNgsld501",0.98983502686023694,8619.9972766249703,0,4359.7294921875,0,0,67389.795529821524,17324.076171875,22402.903360993485,0,0,null,89073.601762759587,22402.903360993485,26762.632768383854,null,34241.720802787029,7368.3527197731655,0,4567.6945045052225,98516.601560272466,0,null,46177.76953125,98516.6015625,null,-42895.831662634024,19415.136678069015,76113.698201506515,null,0.54510281024406559,2.0612404020655557,0,1,0.51842261806319179,1.7254569004693927,0,1,4.3974925916982199,"PASS",1,null,"ImiNgsld501",null,76113.698201506515,0,0.51842261806319179,"FAIL",0,1,null,null,3.3237129507049139,null,730.82884689254445,"YES",1,null,6.8320000000000007,5.3630000000000004,5.5847964346769574,15.4,15.58,17.390432125820322,null,-43125.571809555666,null,-5661.8233880771259,null,0,null,0,null,730.82884689254445,null,0,0,null,"ImiNgsld501",null,"Miscellaneous Manufacturing","VFD on HVAC Fan"]
[4407,"IstEgsld501",0.98983502686023694,8619.9972766249703,0,4359.7294921875,0,0,67389.795529821524,17324.076171875,22402.903360993485,0,0,null,89073.601762759587,22402.903360993485,26762.632768383854,null,34241.720802787029,7368.3527197731655,0,4567.6945045052225,98516.601560272466,0,null,46177.76953125,98516.6015625,null,-42895.831662634024,19415.136678069015,76113.698201506515,null,0.54510281024406559,2.0612404020655557,0,1,0.51842261806319179,1.7254569004693927,0,1,4.3974925916982199,"PASS",1,null,"IstEgsld501",null,76113.698201506515,0,0.51842261806319179,"FAIL",0,1,null,null,3.3237129507049139,null,730.82884689254445,"YES",1,null,6.8320000000000007,5.3630000000000004,5.5847964346769574,15.4,15.58,17.390432125820322,null,-43125.571809555666,null,-5661.8233880771259,null,0,null,0,null,730.82884689254445,null,0,0,null,"IstEgsld501",null,"Stone/Clay/Glass/Concrete","VFD on HVAC Fan"]
[4423,"IluTgsld502",0.98983502686023694,8619.9972766249703,0,6932.8330078125,0,0,67389.795529821524,17324.076171875,23430.864655304053,0,0,null,91646.705474254937,23430.864655304053,30363.697774189772,null,34241.720802787029,7368.3527197731655,0,4567.6945045052225,98516.601560272466,0,null,46177.76953125,98516.6015625,null,-45468.935178259024,15814.071868133447,75085.73690719594,null,0.54510281024406559,1.97080945200188,0,1,0.50386721134839363,1.5208216747376966,0,1,4.2045653462557455,"PASS",1,null,"IluTgsld502",null,75085.73690719594,0,0.50386721134839363,"FAIL",0,1,null,null,2.6084629786050586,null,271.62624953922807,"YES",1,null,6.8320000000000007,5.3630000000000004,5.5847964346769574,15.4,15.58,17.390432125820322,null,-45698.675325180659,null,-4710.4923240688986,null,0,null,0,null,271.62624953922807,null,0,0,null,"IluTgsld502",null,"Lumber/Furniture/Pulp/Paper","High Volume Low Speed Fan (HVLS)"]
[4426,"ImeNgsld502",0.98983502686023694,8619.9972766249703,0,6932.8330078125,0,0,67389.795529821524,17324.076171875,22529.686421216924,0,0,null,91646.705474254937,22529.686421216924,29462.519540102632,null,34241.720802787029,7368.3527197731655,0,4567.6945045052225,98516.601560272466,0,null,46177.76953125,98516.6015625,null,-45468.935178259024,16715.250102220576,75986.915141283069,null,0.54510281024406559,2.0496410233106008,0,1,0.50386721134839363,1.5673394681159221,0,1,4.3727462389234049,"PASS",1,null,"ImeNgsld502",null,75986.915141283069,0,0.50386721134839363,"FAIL",0,1,null,null,2.508138349904554,null,207.21613856428198,"YES",1,null,6.8320000000000007,5.3630000000000004,5.5847964346769574,15.4,15.58,17.390432125820322,null,-45698.675325180659,null,-4710.4923240688986,null,0,null,0,null,207.21613856428198,null,0,0,null,"ImeNgsld502",null,"Metal Products and Machinery","High Volume Low Speed Fan (HVLS)"]
[4438,"IwaNgsld502",0.98533076643943773,8329.1060426051008,0,6698.87744140625,0,0,65115.653189292614,17324.076171875,21769.397825252097,0,0,null,89138.607291960754,21769.397825252097,28468.27510237247,null,33164.395208091366,7334.8229106418003,0,4394.6034241054613,95776.67102951475,0,null,44893.8203125,95776.671875,null,-44244.786490073864,16425.545045841653,74007.27404974791,null,0.5445653528994574,2.0622444714765606,0,1,0.50364058765167619,1.5769771751883763,0,1,4.3996013414712296,"PASS",1,null,"IwaNgsld502",null,74007.27404974791,0,0.50364058765167619,"FAIL",0,1,null,null,2.4812628626389137,null,186.86252383817472,"YES",1,null,6.8320000000000007,5.3630000000000004,5.5847964346769574,15.4,15.58,17.390432125820322,null,-44468.138829937045,null,-4583.6520453499706,null,0,null,0,null,186.86252383817472,null,0,0,null,"IwaNgsld502",null,"Water and Wastewater","High Volume Low Speed Fan (HVLS)"]
[4445,"IelTgsld601",0.98983502686023694,8619.9972766249703,0,6932.8330078125,0,0,67389.795529821524,17324.076171875,35623.982231852548,0,0,null,91646.705474254937,35623.982231852548,42556.815350738289,null,34241.720802787029,7368.3527197731655,0,4567.6945045052225,98516.601560272466,0,null,46177.76953125,98516.6015625,null,-45468.935178259024,3620.9542915849524,62892.619330647452,null,0.54510281024406559,1.2962551247277732,0,1,0.50386721134839363,1.0850851801572323,0,1,2.765457295630839,"PASS",1,null,"IelTgsld601",null,62892.619330647452,0,0.50386721134839363,"FAIL",0,1,null,null,3.9658730308541656,null,1143.1064955800753,"YES",1,null,6.8320000000000007,5.3630000000000004,5.5847964346769574,15.4,15.58,17.390432125820322,null,-45698.675325180659,null,-4710.4923240688986,null,0,null,0,null,1143.1064955800753,null,0,0,null,"IelTgsld601",null,"Electrical and Electronic Equip.","Low Energy Livestock Waterer"]
[4457,"IteTgsld601",0.98983502686023694,8619.9972766249703,0,6932.8330078125,0,0,67389.795529821524,17324.076171875,35623.982231852548,0,0,null,91646.705474254937,35623.982231852548,42556.815350738289,null,34241.720802787029,7368.3527197731655,0,4567.6945045052225,98516.601560272466,0,null,46177.76953125,98516.6015625,null,-45468.935178259024,3620.9542915849524,62892.619330647452,null,0.54510281024406559,1.2962551247277732,0,1,0.50386721134839363,1.0850851801572323,0,1,2.765457295630839,"PASS",1,null,"IteTgsld601",null,62892.619330647452,0,0.50386721134839363,"FAIL",0,1,null,null,3.9658730308541656,null,1143.1064955800753,"YES",1,null,6.8320000000000007,5.3630000000000004,5.5847964346769574,15.4,15.58,17.390432125820322,null,-45698.675325180659,null,-4710.4923240688986,null,0,null,0,null,1143.1064955800753,null,0,0,null,"IteTgsld601",null,"Textiles and Leather","Low Energy Livestock Waterer"]
[4464,"IagNgsld602",0.98983502686023694,8619.9972766249703,0,4359.7294921875,0,0,67389.795529821524,17324.076171875,22024.723118983467,0,0,null,89073.601762759587,22024.723118983467,26384.452526373836,null,34241.720802787029,7368.3527197731655,0,4567.6945045052225,98516.601560272466,0,null,46177.76953125,98516.6015625,null,-42895.831662634024,19793.316920079033,76491.878443516529,null,0.54510281024406559,2.0966333734043006,0,1,0.51842261806319179,1.7501886513157638,0,1,4.4730006833814375,"PASS",1,null,"IagNgsld602",null,76491.878443516529,0,0.51842261806319179,"FAIL",0,1,null,null,3.2676059816358274,null,694.80722238201645,"YES",1,null,6.8320000000000007,5.3630000000000004,5.5847964346769574,15.4,15.58,17.390432125820322,null,-43125.571809555666,null,-5661.8233880771259,null,0,null,0,null,694.80722238201645,null,0,0,null,"IagNgsld602",null,"Agriculture and Assembly","VFD on process pump"]
[4476,"ImiNgsld602",0.98983502686023694,8619.9972766249703,0,4359.7294921875,0,0,67389.795529821524,17324.076171875,22368.862141066445,0,0,null,89073.601762759587,22368.862141066445,26728.591548456821,null,34241.720802787029,7368.3527197731655,0,4567.6945045052225,98516.601560272466,0,null,46177.76953125,98516.6015625,null,-42895.831662634024,19449.177897996055,76147.739421433551,null,0.54510281024406559,2.0643772240195162,0,1,0.51842261806319179,1.7276544220833048,0,1,4.4041847520547677,"PASS",1,null,"ImiNgsld602",null,76147.739421433551,0,0.51842261806319179,"FAIL",0,1,null,null,3.3186626294229322,null,727.58645508462007,"YES",1,null,6.8320000000000007,5.3630000000000004,5.5847964346769574,15.4,15.58,17.390432125820322,null,-43125.571809555666,null,-5661.8233880771259,null,0,null,0,null,727.58645508462007,null,0,0,null,"ImiNgsld602",null,"Miscellaneous Manufacturing","VFD on process pump"]
[4479,"IstEgsld602",0.98983502686023694,8619.9972766249703,0,4359.7294921875,0,0,67389.795529821524,17324.076171875,22024.723118983467,0,0,null,89073.601762759587,22024.723118983467,26384.452526373836,null,34241.720802787029,7368.3527197731655,0,4567.6945045052225,98516.601560272466,0,null,46177.76953125,98516.6015625,null,-42895.831662634024,19793.316920079033,76491.878443516529,null,0.54510281024406559,2.0966333734043006,0,1,0.51842261806319179,1.7501886513157638,0,1,4.4730006833814375,"PASS",1,null,"IstEgsld602",null,76491.878443516529,0,0.51842261806319179,"FAIL",0,1,null,null,3.2676059816358274,null,694.80722238201645,"YES",1,null,6.8320000000000007,5.3630000000000004,5.5847964346769574,15.4,15.58,17.390432125820322,null,-43125.571809555666,null,-5661.8233880771259,null,0,null,0,null,694.80722238201645,null,0,0,null,"IstEgsld602",null,"Stone/Clay/Glass/Concrete","VFD on process pump"]
[4495,"IluTgsld603",0.98983502686023694,8619.9972766249703,0,5202.2099609375,0,0,67389.795529821524,17324.076171875,2458413.8524320279,0,0,null,89916.082227099861,2458413.8524320279,2463616.0623037592,null,34241.720802787029,7368.3527197731655,0,4567.6945045052225,98516.601560272466,0,null,46177.76953125,98516.6015625,null,-43738.312131384024,-2417438.2928617154,-2359897.2508695279,null,0.54510281024406559,1.8783562208440963E-2,0,0,0.51356518964548992,1.8743898546592728E-2,0,0,4.0073237248090171E-2,"FAIL",0,null,"IluTgsld603",null,-2359897.2508695279,2359897.2508695279,1.8849505355381508E-2,"FAIL",0,1,null,null,364.73228836267197,null,232761.25598232727,"YES",1,null,6.8320000000000007,5.3630000000000004,5.5847964346769574,15.4,15.58,17.390432125820322,null,-43968.052278305666,null,-5772.430051868886,null,309823.63567110855,null,309823.63567110855,null,232761.25598232727,null,232761.25598232727,0.99400826204781711,null,"IluTgsld603",null,"Lumber/Furniture/Pulp/Paper","1.5HP Open Drip-Proof(ODP) Motor"]
[4498,"ImeNgsld603",0.98983502686023694,8619.9972766249703,0,5202.2099609375,0,0,67389.795529821524,17324.076171875,2458413.8524320279,0,0,null,89916.082227099861,2458413.8524320279,2463616.0623037592,null,34241.720802787029,7368.3527197731655,0,4567.6945045052225,98516.601560272466,0,null,46177.76953125,98516.6015625,null,-43738.312131384024,-2417438.2928617154,-2359897.2508695279,null,0.54510281024406559,1.8783562208440963E-2,0,0,0.51356518964548992,1.8743898546592728E-2,0,0,4.0073237248090171E-2,"FAIL",0,null,"ImeNgsld603",null,-2359897.2508695279,2359897.2508695279,1.8849505355381508E-2,"FAIL",0,1,null,null,364.73228836267197,null,232761.25598232727,"YES",1,null,6.8320000000000007,5.3630000000000004,5.5847964346769574,15.4,15.58,17.390432125820322,null,-43968.052278305666,null,-5772.430051868886,null,309823.63567110855,null,309823.63567110855,null,232761.25598232727,null,232761.25598232727,0.99400826204781711,null,"ImeNgsld603",null,"Metal Products and Machinery","1.5HP Open Drip-Proof(ODP) Motor"]
[4510,"IwaNgsld603",0.98957013189792642,8588.5282253098176,0,5183.21826171875,0,0,67143.775390186827,17324.076171875,2449438.9659220208,0,0,null,89651.070413717112,2449438.9659220208,2454622.1841200031,null,34133.420907395972,7366.3808361127276,0,4548.8234324698706,98220.191753483698,0,null,46048.625,98220.1953125,null,-43602.444823780577,-2408573.5591837396,-2351218.7706095208,null,0.54516155138817846,1.8799662143313019E-2,0,0,0.51364278296415022,1.875996448525255E-2,0,0,4.0099058061456055E-2,"FAIL",0,null,"IwaNgsld603",null,-2351218.7706095208,2351218.7706095208,1.8865661837923108E-2,"FAIL",0,1,null,null,364.3182940161135,null,231910.0747576876,"YES",1,null,6.8320000000000007,5.3630000000000004,5.5847964346769574,15.4,15.58,17.390432125820322,null,-43831.542460596487,null,-5754.5080986940711,null,308684.2647492328,null,308684.2647492328,null,231910.0747576876,null,231910.0747576876,0.99400206687851189,null,"IwaNgsld603",null,"Water and Wastewater","1.5HP Open Drip-Proof(ODP) Motor"]
[4515,"IcoTgsld604",0.98983502686023694,8619.9972766249703,0,5202.2099609375,0,0,67389.795529821524,17324.076171875,576278.72428839165,0,0,null,89916.082227099861,576278.72428839165,581480.93416012207,null,34241.720802787029,7368.3527197731655,0,4567.6945045052225,98516.601560272466,0,null,46177.76953125,98516.6015625,null,-43738.312131384024,-535303.16471807915,-477762.12272589165,null,0.54510281024406559,8.0130963689960727E-2,0,0,0.51356518964548992,7.9414073293501586E-2,0,0,0.17095304305074183,"FAIL",0,null,"IcoTgsld604",null,-477762.12272589165,477762.12272589165,8.1344975329800381E-2,"FAIL",0,1,null,null,85.497182292852258,null,53487.588060270253,"YES",1,null,6.8320000000000007,5.3630000000000004,5.5847964346769574,15.4,15.58,17.390432125820322,null,-43968.052278305666,null,-5772.430051868886,null,62723.916388453741,null,62723.916388453741,null,53487.588060270253,null,53487.588060270253,0.97443915418073601,null,"IcoTgsld604",null,"Construction","10HP Open Drip-Proof (ODP) Motor"]
[4530,"IteNgsld604",0.98983502686023694,8619.9972766249703,0,5202.2099609375,0,0,67389.795529821524,17324.076171875,576278.72428839165,0,0,null,89916.082227099861,576278.72428839165,581480.93416012207,null,34241.720802787029,7368.3527197731655,0,4567.6945045052225,98516.601560272466,0,null,46177.76953125,98516.6015625,null,-43738.312131384024,-535303.16471807915,-477762.12272589165,null,0.54510281024406559,8.0130963689960727E-2,0,0,0.51356518964548992,7.9414073293501586E-2,0,0,0.17095304305074183,"FAIL",0,null,"IteNgsld604",null,-477762.12272589165,477762.12272589165,8.1344975329800381E-2,"FAIL",0,1,null,null,85.497182292852258,null,53487.588060270253,"YES",1,null,6.8320000000000007,5.3630000000000004,5.5847964346769574,15.4,15.58,17.390432125820322,null,-43968.052278305666,null,-5772.430051868886,null,62723.916388453741,null,62723.916388453741,null,53487.588060270253,null,53487.588060270253,0.97443915418073601,null,"IteNgsld604",null,"Textiles and Leather","10HP Open Drip-Proof (ODP) Motor"]
[4537,"IchTgsld605",0.98983502686023694,8619.9972766249703,0,5202.2099609375,0,0,67389.795529821524,17324.076171875,820195.06355028215,0,0,null,89916.082227099861,820195.06355028215,825397.27342201292,null,34241.720802787029,7368.3527197731655,0,4567.6945045052225,98516.601560272466,0,null,46177.76953125,98516.6015625,null,-43738.312131384024,-779219.50397996965,-721678.46198778215,null,0.54510281024406559,5.6300960080600468E-2,0,0,0.51356518964548992,5.5946113481585548E-2,0,0,0.12011362411285767,"FAIL",0,null,"IchTgsld605",null,-721678.46198778215,721678.46198778215,5.6897584997984502E-2,"FAIL",0,1,null,null,121.68481032490926,null,76720.658221168225,"YES",1,null,6.8320000000000007,5.3630000000000004,5.5847964346769574,15.4,15.58,17.390432125820322,null,-43968.052278305666,null,-5772.430051868886,null,94746.940696762744,null,94746.940696762744,null,76720.658221168225,null,76720.658221168225,0.982040648387141,null,"IchTgsld605",null,"Chemicals and Plastics","20HP Open Drip-Proof (ODP) Motor"]
[4549,"IprTgsld605",0.98983502686023694,8619.9972766249703,0,5202.2099609375,0,0,67389.795529821524,17324.076171875,820195.06355028215,0,0,null,89916.082227099861,820195.06355028215,825397.27342201292,null,34241.720802787029,7368.3527197731655,0,4567.6945045052225,98516.601560272466,0,null,46177.76953125,98516.6015625,null,-43738.312131384024,-779219.50397996965,-721678.46198778215,null,0.54510281024406559,5.6300960080600468E-2,0,0,0.51356518964548992,5.5946113481585548E-2,0,0,0.12011362411285767,"FAIL",0,null,"IprTgsld605",null,-721678.46198778215,721678.46198778215,5.6897584997984502E-2,"FAIL",0,1,null,null,121.68481032490926,null,76720.658221168225,"YES",1,null,6.8320000000000007,5.3630000000000004,5.5847964346769574,15.4,15.58,17.390432125820322,null,-43968.052278305666,null,-5772.430051868886,null,94746.940696762744,null,94746.940696762744,null,76720.658221168225,null,76720.658221168225,0.982040648387141,null,"IprTgsld605",null,"Primary Resources Industries","20HP Open Drip-Proof (ODP) Motor"]
[4552,"IstNgsld605",0.98983502686023694,8619.9972766249703,0,5202.2099609375,0,0,67389.795529821524,17324.076171875,820195.06355028215,0,0,null,89916.082227099861,820195.06355028215,825397.27342201292,null,34241.720802787029,7368.3527197731655,0,4567.6945045052225,98516.601560272466,0,null,46177.76953125,98516.6015625,null,-43738.312131384024,-779219.50397996965,-721678.46198778215,null,0.54510281024406559,5.6300960080600468E-2,0,0,0.51356518964548992,5.5946113481585548E-2,0,0,0.12011362411285767,"FAIL",0,null,"IstNgsld605",null,-721678.46198778215,721678.46198778215,5.6897584997984502E-2,"FAIL",0,1,null,null,121.68481032490926,null,76720.658221168225,"YES",1,null,6.8320000000000007,5.3630000000000004,5.5847964346769574,15.4,15.58,17.390432125820322,null,-43968.052278305666,null,-5772.430051868886,null,94746.940696762744,null,94746.940696762744,null,76720.658221168225,null,76720.658221168225,0.982040648387141,null,"IstNgsld605",null,"Stone/Clay/Glass/Concrete","20HP Open Drip-Proof (ODP) Motor"]
[4568,"IluNgsld606",0.98983502686023694,8619.9972766249703,0,5434.7861328125,0,0,67389.795529821524,17324.076171875,4839.6432366343452,0,0,null,90148.658406698552,4839.6432366343452,10274.429287963714,null,34241.720802787029,7368.3527197731655,0,4567.6945045052225,98516.601560272466,0,null,46177.76953125,98516.6015625,null,-43970.888303259024,35903.340161803157,93676.958325865649,null,0.54510281024406559,9.5415647958719401,0,1,0.51224023341557823,4.4944364179064982,0,1,20.3561702269219,"PASS",1,null,"IluNgsld606",null,93676.958325865649,0,0.51224023341557823,"FAIL",0,1,null,null,0.68728677224437307,null,-961.80141679705741,"NO",0,null,6.8320000000000007,5.3630000000000004,5.5847964346769574,15.4,15.58,17.390432125820322,null,-44200.628450180659,null,-5595.2436788406594,null,0,null,0,null,-961.80141679705741,null,-961.80141679705741,-2.1797211627289537,null,"IluNgsld606",null,"Lumber/Furniture/Pulp/Paper","Cogged Belt on 15hp ODP Motor"]
[4571,"ImiTgsld606",0.98983502686023694,8619.9972766249703,0,5434.7861328125,0,0,67389.795529821524,17324.076171875,4839.6432366343452,0,0,null,90148.658406698552,4839.6432366343452,10274.429287963714,null,34241.720802787029,7368.3527197731655,0,4567.6945045052225,98516.601560272466,0,null,46177.76953125,98516.6015625,null,-43970.888303259024,35903.340161803157,93676.958325865649,null,0.54510281024406559,9.5415647958719401,0,1,0.51224023341557823,4.4944364179064982,0,1,20.3561702269219,"PASS",1,null,"ImiTgsld606",null,93676.958325865649,0,0.51224023341557823,"FAIL",0,1,null,null,0.68728677224437307,null,-961.80141679705741,"NO",0,null,6.8320000000000007,5.3630000000000004,5.5847964346769574,15.4,15.58,17.390432125820322,null,-44200.628450180659,null,-5595.2436788406594,null,0,null,0,null,-961.80141679705741,null,-961.80141679705741,-2.1797211627289537,null,"ImiTgsld606",null,"Miscellaneous Manufacturing","Cogged Belt on 15hp ODP Motor"]
[4578,"IteNgsld606",0.98983502686023694,8619.9972766249703,0,5434.7861328125,0,0,67389.795529821524,17324.076171875,4839.6432366343452,0,0,null,90148.658406698552,4839.6432366343452,10274.429287963714,null,34241.720802787029,7368.3527197731655,0,4567.6945045052225,98516.601560272466,0,null,46177.76953125,98516.6015625,null,-43970.888303259024,35903.340161803157,93676.958325865649,null,0.54510281024406559,9.5415647958719401,0,1,0.51224023341557823,4.4944364179064982,0,1,20.3561702269219,"PASS",1,null,"IteNgsld606",null,93676.958325865649,0,0.51224023341557823,"FAIL",0,1,null,null,0.68728677224437307,null,-961.80141679705741,"NO",0,null,6.8320000000000007,5.3630000000000004,5.5847964346769574,15.4,15.58,17.390432125820322,null,-44200.628450180659,null,-5595.2436788406594,null,0,null,0,null,-961.80141679705741,null,-961.80141679705741,-2.1797211627289537,null,"IteNgsld606",null,"Textiles and Leather","Cogged Belt on 15hp ODP Motor"]
[4590,"IelNgsld607",0.98983502686023694,8619.9972766249703,0,5434.7861328125,0,0,67389.795529821524,17324.076171875,4082.9538494602948,0,0,null,90148.658406698552,4082.9538494602948,9517.7399007896547,null,34241.720802787029,7368.3527197731655,0,4567.6945045052225,98516.601560272466,0,null,46177.76953125,98516.6015625,null,-43970.888303259024,36660.029548977203,94433.647713039711,null,0.54510281024406559,11.309892600758641,0,1,0.51224023341557823,4.8517578350803978,0,1,24.128757070208476,"PASS",1,null,"IelNgsld607",null,94433.647713039711,0,0.51224023341557823,"FAIL",0,1,null,null,0.57982789921910172,null,-1030.791833471937,"NO",0,null,6.8320000000000007,5.3630000000000004,5.5847964346769574,15.4,15.58,17.390432125820322,null,-44200.628450180659,null,-5595.2436788406594,null,0,null,0,null,-1030.791833471937,null,-1030.791833471937,-2.769015422528522,null,"IelNgsld607",null,"Electrical and Electronic Equip.","Cogged Belt on 40hp ODP Motor"]
[4602,"IteNgsld607",0.98983502686023694,8619.9972766249703,0,5434.7861328125,0,0,67389.795529821524,17324.076171875,4082.9538494602948,0,0,null,90148.658406698552,4082.9538494602948,9517.7399007896547,null,34241.720802787029,7368.3527197731655,0,4567.6945045052225,98516.601560272466,0,null,46177.76953125,98516.6015625,null,-43970.888303259024,36660.029548977203,94433.647713039711,null,0.54510281024406559,11.309892600758641,0,1,0.51224023341557823,4.8517578350803978,0,1,24.128757070208476,"PASS",1,null,"IteNgsld607",null,94433.647713039711,0,0.51224023341557823,"FAIL",0,1,null,null,0.57982789921910172,null,-1030.791833471937,"NO",0,null,6.8320000000000007,5.3630000000000004,5.5847964346769574,15.4,15.58,17.390432125820322,null,-44200.628450180659,null,-5595.2436788406594,null,0,null,0,null,-1030.791833471937,null,-1030.791833471937,-2.769015422528522,null,"IteNgsld607",null,"Textiles and Leather","Cogged Belt on 40hp ODP Motor"]
[4609,"IchEgsld608",0.98983502686023694,8619.9972766249703,0,10187.0517578125,0,0,67389.795529821524,17324.076171875,89320.795406214776,0,0,null,94900.923872669693,89320.795406214776,99507.84692351523,null,34241.720802787029,7368.3527197731655,0,4567.6945045052225,98516.601560272466,0,null,46177.76953125,98516.6015625,null,-48723.153928259024,-53330.077632777276,9195.8061562852236,null,0.54510281024406559,0.51698788978805976,0,0,0.48658925380165002,0.46406158757641736,0,0,1.1029525780022935,"PASS",1,null,"IchEgsld608",null,9195.8061562852236,0,0.48658925380165002,"FAIL",0,1,null,null,5.6713029189430122,null,2238.0213711657552,"YES",1,null,6.8320000000000007,5.3630000000000004,5.5847964346769574,15.4,15.58,17.390432125820322,null,-48952.894075180666,null,-4331.2771356413023,null,0,null,0,null,2238.0213711657552,null,0,0,null,"IchEgsld608",null,"Chemicals and Plastics","Low Pressure Sprinkler Nozzles"]
[4621,"IprEgsld608",0.98983502686023694,8619.9972766249703,0,10187.0517578125,0,0,67389.795529821524,17324.076171875,89320.795406214776,0,0,null,94900.923872669693,89320.795406214776,99507.84692351523,null,34241.720802787029,7368.3527197731655,0,4567.6945045052225,98516.601560272466,0,null,46177.76953125,98516.6015625,null,-48723.153928259024,-53330.077632777276,9195.8061562852236,null,0.54510281024406559,0.51698788978805976,0,0,0.48658925380165002,0.46406158757641736,0,0,1.1029525780022935,"PASS",1,null,"IprEgsld608",null,9195.8061562852236,0,0.48658925380165002,"FAIL",0,1,null,null,5.6713029189430122,null,2238.0213711657552,"YES",1,null,6.8320000000000007,5.3630000000000004,5.5847964346769574,15.4,15.58,17.390432125820322,null,-48952.894075180666,null,-4331.2771356413023,null,0,null,0,null,2238.0213711657552,null,0,0,null,"IprEgsld608",null,"Primary Resources Industries","Low Pressure Sprinkler Nozzles"]
[4624,"IstNgsld608",0.98983502686023694,8619.9972766249703,0,10187.0517578125,0,0,67389.795529821524,17324.076171875,89320.795406214776,0,0,null,94900.923872669693,89320.795406214776,99507.84692351523,null,34241.720802787029,7368.3527197731655,0,4567.6945045052225,98516.601560272466,0,null,46177.76953125,98516.6015625,null,-48723.153928259024,-53330.077632777276,9195.8061562852236,null,0.54510281024406559,0.51698788978805976,0,0,0.48658925380165002,0.46406158757641736,0,0,1.1029525780022935,"PASS",1,null,"IstNgsld608",null,9195.8061562852236,0,0.48658925380165002,"FAIL",0,1,null,null,5.6713029189430122,null,2238.0213711657552,"YES",1,null,6.8320000000000007,5.3630000000000004,5.5847964346769574,15.4,15.58,17.390432125820322,null,-48952.894075180666,null,-4331.2771356413023,null,0,null,0,null,2238.0213711657552,null,0,0,null,"IstNgsld608",null,"Stone/Clay/Glass/Concrete","Low Pressure Sprinkler Nozzles"]
[4640,"IluNgsld609",0.98983502686023694,8619.9972766249703,0,5434.7861328125,0,0,67389.795529821524,17324.076171875,28428.011443718457,0,0,null,90148.658406698552,28428.011443718457,33862.797495047802,null,34241.720802787029,7368.3527197731655,0,4567.6945045052225,98516.601560272466,0,null,46177.76953125,98516.6015625,null,-43970.888303259024,12314.971954719047,70088.590118781547,null,0.54510281024406559,1.624375648739004,0,1,0.51224023341557823,1.3636726093550551,0,1,3.465476357976792,"PASS",1,null,"IluNgsld609",null,70088.590118781547,0,0.51224023341557823,"FAIL",0,1,null,null,4.0371150941274756,null,1188.8451069355833,"YES",1,null,6.8320000000000007,5.3630000000000004,5.5847964346769574,15.4,15.58,17.390432125820322,null,-44200.628450180659,null,-5595.2436788406594,null,0,null,0,null,1188.8451069355833,null,0,0,null,"IluNgsld609",null,"Lumber/Furniture/Pulp/Paper","Synchronous Belt on 15hp ODP Motor"]
[4643,"ImiTgsld609",0.98983502686023694,8619.9972766249703,0,5434.7861328125,0,0,67389.795529821524,17324.076171875,28428.011443718457,0,0,null,90148.658406698552,28428.011443718457,33862.797495047802,null,34241.720802787029,7368.3527197731655,0,4567.6945045052225,98516.601560272466,0,null,46177.76953125,98516.6015625,null,-43970.888303259024,12314.971954719047,70088.590118781547,null,0.54510281024406559,1.624375648739004,0,1,0.51224023341557823,1.3636726093550551,0,1,3.465476357976792,"PASS",1,null,"ImiTgsld609",null,70088.590118781547,0,0.51224023341557823,"FAIL",0,1,null,null,4.0371150941274756,null,1188.8451069355833,"YES",1,null,6.8320000000000007,5.3630000000000004,5.5847964346769574,15.4,15.58,17.390432125820322,null,-44200.628450180659,null,-5595.2436788406594,null,0,null,0,null,1188.8451069355833,null,0,0,null,"ImiTgsld609",null,"Miscellaneous Manufacturing","Synchronous Belt on 15hp ODP Motor"]
[4650,"IteNgsld609",0.98983502686023694,8619.9972766249703,0,5434.7861328125,0,0,67389.795529821524,17324.076171875,28428.011443718457,0,0,null,90148.658406698552,28428.011443718457,33862.797495047802,null,34241.720802787029,7368.3527197731655,0,4567.6945045052225,98516.601560272466,0,null,46177.76953125,98516.6015625,null,-43970.888303259024,12314.971954719047,70088.590118781547,null,0.54510281024406559,1.624375648739004,0,1,0.51224023341557823,1.3636726093550551,0,1,3.465476357976792,"PASS",1,null,"IteNgsld609",null,70088.590118781547,0,0.51224023341557823,"FAIL",0,1,null,null,4.0371150941274756,null,1188.8451069355833,"YES",1,null,6.8320000000000007,5.3630000000000004,5.5847964346769574,15.4,15.58,17.390432125820322,null,-44200.628450180659,null,-5595.2436788406594,null,0,null,0,null,1188.8451069355833,null,0,0,null,"IteNgsld609",null,"Textiles and Leather","Synchronous Belt on 15hp ODP Motor"]
[4662,"IelNgsld610",0.98983502686023694,8619.9972766249703,0,5434.7861328125,0,0,67389.795529821524,17324.076171875,33727.391051495011,0,0,null,90148.658406698552,33727.391051495011,39162.177102824404,null,34241.720802787029,7368.3527197731655,0,4567.6945045052225,98516.601560272466,0,null,46177.76953125,98516.6015625,null,-43970.888303259024,7015.5923469424888,64789.210511004989,null,0.54510281024406559,1.3691473930119806,0,1,0.51224023341557823,1.1791420409014868,0,1,2.9209671572901907,"PASS",1,null,"IelNgsld610",null,64789.210511004989,0,0.51224023341557823,"FAIL",0,1,null,null,4.7896896716678734,null,1672.0107332047428,"YES",1,null,6.8320000000000007,5.3630000000000004,5.5847964346769574,15.4,15.58,17.390432125820322,null,-44200.628450180659,null,-5595.2436788406594,null,0,null,0,null,1672.0107332047428,null,0,0,null,"IelNgsld610",null,"Electrical and Electronic Equip.","Synchronous Belt on 5hp ODP Motor"]
[4674,"IteNgsld610",0.98983502686023694,8619.9972766249703,0,5434.7861328125,0,0,67389.795529821524,17324.076171875,33727.391051495011,0,0,null,90148.658406698552,33727.391051495011,39162.177102824404,null,34241.720802787029,7368.3527197731655,0,4567.6945045052225,98516.601560272466,0,null,46177.76953125,98516.6015625,null,-43970.888303259024,7015.5923469424888,64789.210511004989,null,0.54510281024406559,1.3691473930119806,0,1,0.51224023341557823,1.1791420409014868,0,1,2.9209671572901907,"PASS",1,null,"IteNgsld610",null,64789.210511004989,0,0.51224023341557823,"FAIL",0,1,null,null,4.7896896716678734,null,1672.0107332047428,"YES",1,null,6.8320000000000007,5.3630000000000004,5.5847964346769574,15.4,15.58,17.390432125820322,null,-44200.628450180659,null,-5595.2436788406594,null,0,null,0,null,1672.0107332047428,null,0,0,null,"IteNgsld610",null,"Textiles and Leather","Synchronous Belt on 5hp ODP Motor"]
[4680,"IagNgsld611",0.98983502686023694,8619.9972766249703,0,5434.7861328125,0,0,67389.795529821524,17324.076171875,18478.6330656955,0,0,null,90148.658406698552,18478.6330656955,23913.41911702486,null,34241.720802787029,7368.3527197731655,0,4567.6945045052225,98516.601560272466,0,null,46177.76953125,98516.6015625,null,-43970.888303259024,22264.350332742,80037.968496804504,null,0.54510281024406559,2.49898189801584,0,1,0.51224023341557823,1.931040021835569,0,1,5.3313792861329281,"PASS",1,null,"IagNgsld611",null,80037.968496804504,0,0.51224023341557823,"FAIL",0,1,null,null,2.6241851515746797,null,281.72015089582999,"YES",1,null,6.8320000000000007,5.3630000000000004,5.5847964346769574,15.4,15.58,17.390432125820322,null,-44200.628450180659,null,-5595.2436788406594,null,0,null,0,null,281.72015089582999,null,0,0,null,"IagNgsld611",null,"Agriculture and Assembly","Synchronous Belt on 75hp ODP Motor"]
[4694,"IprNgsld611",0.98983502686023694,8619.9972766249703,0,5434.7861328125,0,0,67389.795529821524,17324.076171875,18478.6330656955,0,0,null,90148.658406698552,18478.6330656955,23913.41911702486,null,34241.720802787029,7368.3527197731655,0,4567.6945045052225,98516.601560272466,0,null,46177.76953125,98516.6015625,null,-43970.888303259024,22264.350332742,80037.968496804504,null,0.54510281024406559,2.49898189801584,0,1,0.51224023341557823,1.931040021835569,0,1,5.3313792861329281,"PASS",1,null,"IprNgsld611",null,80037.968496804504,0,0.51224023341557823,"FAIL",0,1,null,null,2.6241851515746797,null,281.72015089582999,"YES",1,null,6.8320000000000007,5.3630000000000004,5.5847964346769574,15.4,15.58,17.390432125820322,null,-44200.628450180659,null,-5595.2436788406594,null,0,null,0,null,281.72015089582999,null,0,0,null,"IprNgsld611",null,"Primary Resources Industries","Synchronous Belt on 75hp ODP Motor"]
[4697,"IteTgsld611",0.98983502686023694,8619.9972766249703,0,5434.7861328125,0,0,67389.795529821524,17324.076171875,18478.6330656955,0,0,null,90148.658406698552,18478.6330656955,23913.41911702486,null,34241.720802787029,7368.3527197731655,0,4567.6945045052225,98516.601560272466,0,null,46177.76953125,98516.6015625,null,-43970.888303259024,22264.350332742,80037.968496804504,null,0.54510281024406559,2.49898189801584,0,1,0.51224023341557823,1.931040021835569,0,1,5.3313792861329281,"PASS",1,null,"IteTgsld611",null,80037.968496804504,0,0.51224023341557823,"FAIL",0,1,null,null,2.6241851515746797,null,281.72015089582999,"YES",1,null,6.8320000000000007,5.3630000000000004,5.5847964346769574,15.4,15.58,17.390432125820322,null,-44200.628450180659,null,-5595.2436788406594,null,0,null,0,null,281.72015089582999,null,0,0,null,"IteTgsld611",null,"Textiles and Leather","Synchronous Belt on 75hp ODP Motor"]
[4713,"ImeTgsld701",0.98533076643943773,8329.1060426051008,0,5026.65576171875,0,0,65115.653189292614,17486.732421875,8955.2809613873324,0,0,null,87629.041460671317,8955.2809613873324,13981.936717115232,null,33164.220385108958,7334.6828241912654,0,4394.6034241054613,95939.32671961782,0,null,44893.5078125,95939.328125,null,-42735.533560386364,30911.571089393918,86984.047163612675,null,0.54348924041765834,5.01307641893853,0,1,0.5123131225579135,3.2108218411767298,0,1,10.713156688066356,"PASS",1,null,"ImeTgsld701",null,86984.047163612675,0,0.5123131225579135,"FAIL",0,1,null,null,1.356236858336352,null,-519.79025127829027,"NO",0,null,6.8320000000000007,5.3630000000000004,5.5847964346769574,15.4,15.58,17.390432125820322,null,-42958.884345523184,null,-5639.9395047392763,null,0,null,0,null,-519.79025127829027,null,-519.79025127829027,-0.60937297983100469,null,"ImeTgsld701",null,"Metal Products and Machinery","3-phase High Frequency Battery Charger - 1 shift"]
[4716,"ImiNgsld701",0.98533076643943773,8329.1060426051008,0,5026.65576171875,0,0,65115.653189292614,17486.732421875,8955.2809613873324,0,0,null,87629.041460671317,8955.2809613873324,13981.936717115232,null,33164.220385108958,7334.6828241912654,0,4394.6034241054613,95939.32671961782,0,null,44893.5078125,95939.328125,null,-42735.533560386364,30911.571089393918,86984.047163612675,null,0.54348924041765834,5.01307641893853,0,1,0.5123131225579135,3.2108218411767298,0,1,10.713156688066356,"PASS",1,null,"ImiNgsld701",null,86984.047163612675,0,0.5123131225579135,"FAIL",0,1,null,null,1.356236858336352,null,-519.79025127829027,"NO",0,null,6.8320000000000007,5.3630000000000004,5.5847964346769574,15.4,15.58,17.390432125820322,null,-42958.884345523184,null,-5639.9395047392763,null,0,null,0,null,-519.79025127829027,null,-519.79025127829027,-0.60937297983100469,null,"ImiNgsld701",null,"Miscellaneous Manufacturing","3-phase High Frequency Battery Charger - 1 shift"]
[4723,"ItrTgsld701",0.98533076643943773,8329.1060426051008,0,5026.65576171875,0,0,65115.653189292614,17486.732421875,8955.2809613873324,0,0,null,87629.041460671317,8955.2809613873324,13981.936717115232,null,33164.220385108958,7334.6828241912654,0,4394.6034241054613,95939.32671961782,0,null,44893.5078125,95939.328125,null,-42735.533560386364,30911.571089393918,86984.047163612675,null,0.54348924041765834,5.01307641893853,0,1,0.5123131225579135,3.2108218411767298,0,1,10.713156688066356,"PASS",1,null,"ItrTgsld701",null,86984.047163612675,0,0.5123131225579135,"FAIL",0,1,null,null,1.356236858336352,null,-519.79025127829027,"NO",0,null,6.8320000000000007,5.3630000000000004,5.5847964346769574,15.4,15.58,17.390432125820322,null,-42958.884345523184,null,-5639.9395047392763,null,0,null,0,null,-519.79025127829027,null,-519.79025127829027,-0.60937297983100469,null,"ItrTgsld701",null,"Transportation Equipment","3-phase High Frequency Battery Charger - 1 shift"]
[4735,"IelTgsld703",0.98533076643943773,8329.1060426051008,0,6698.87744140625,0,0,65115.653189292614,17486.732421875,48135.659116127026,0,0,null,89301.26298206381,48135.659116127026,54834.536393247428,null,33164.220385108958,7334.6828241912654,0,4394.6034241054613,95939.32671961782,0,null,44893.5078125,95939.328125,null,-44407.755240073864,-9941.0287450332762,47803.669008872974,null,0.54348924041765834,0.93264554047540194,0,0,0.50271974077309611,0.81870862107856079,0,0,1.993103031861408,"PASS",1,null,"IelTgsld703",null,47803.669008872974,0,0.50271974077309611,"FAIL",0,1,null,null,5.4701640807287317,null,2067.6241928382283,"YES",1,null,6.8320000000000007,5.3630000000000004,5.5847964346769574,15.4,15.58,17.390432125820322,null,-44631.106025210676,null,-4600.4502504828115,null,0,null,0,null,2067.6241928382283,null,0,0,null,"IelTgsld703",null,"Electrical and Electronic Equip.","Electric Actuators"]
[4747,"IteTgsld703",0.98533076643943773,8329.1060426051008,0,6698.87744140625,0,0,65115.653189292614,17486.732421875,48135.659116127026,0,0,null,89301.26298206381,48135.659116127026,54834.536393247428,null,33164.220385108958,7334.6828241912654,0,4394.6034241054613,95939.32671961782,0,null,44893.5078125,95939.328125,null,-44407.755240073864,-9941.0287450332762,47803.669008872974,null,0.54348924041765834,0.93264554047540194,0,0,0.50271974077309611,0.81870862107856079,0,0,1.993103031861408,"PASS",1,null,"IteTgsld703",null,47803.669008872974,0,0.50271974077309611,"FAIL",0,1,null,null,5.4701640807287317,null,2067.6241928382283,"YES",1,null,6.8320000000000007,5.3630000000000004,5.5847964346769574,15.4,15.58,17.390432125820322,null,-44631.106025210676,null,-4600.4502504828115,null,0,null,0,null,2067.6241928382283,null,0,0,null,"IteTgsld703",null,"Textiles and Leather","Electric Actuators"]
[4754,"IagNgsld704",0.98533076643943773,8329.1060426051008,0,3465.36279296875,0,0,65115.653189292614,17486.732421875,24079.366435830783,0,0,null,86067.748536282335,24079.366435830783,27544.729267169721,null,33164.220385108958,7334.6828241912654,0,4394.6034241054613,95939.32671961782,0,null,44893.5078125,95939.328125,null,-41174.240591636364,17348.778583700467,71859.961689169213,null,0.54348924041765834,1.8643973848787476,0,1,0.52160662553526782,1.6298402296712855,0,1,3.9842961973550746,"PASS",1,null,"IagNgsld704",null,71859.961689169213,0,0.52160662553526782,"FAIL",0,1,null,null,5.2897091608671012,null,1954.12882918171,"YES",1,null,6.8320000000000007,5.3630000000000004,5.5847964346769574,15.4,15.58,17.390432125820322,null,-41397.591376773176,null,-7125.6920232850871,null,0,null,0,null,1954.12882918171,null,0,0,null,"IagNgsld704",null,"Agriculture and Assembly","Energy Efficient Transformers"]
[4766,"ImiNgsld704",0.98533076643943773,8329.1060426051008,0,3465.36279296875,0,0,65115.653189292614,17486.732421875,24079.366435830783,0,0,null,86067.748536282335,24079.366435830783,27544.729267169721,null,33164.220385108958,7334.6828241912654,0,4394.6034241054613,95939.32671961782,0,null,44893.5078125,95939.328125,null,-41174.240591636364,17348.778583700467,71859.961689169213,null,0.54348924041765834,1.8643973848787476,0,1,0.52160662553526782,1.6298402296712855,0,1,3.9842961973550746,"PASS",1,null,"ImiNgsld704",null,71859.961689169213,0,0.52160662553526782,"FAIL",0,1,null,null,5.2897091608671012,null,1954.12882918171,"YES",1,null,6.8320000000000007,5.3630000000000004,5.5847964346769574,15.4,15.58,17.390432125820322,null,-41397.591376773176,null,-7125.6920232850871,null,0,null,0,null,1954.12882918171,null,0,0,null,"ImiNgsld704",null,"Miscellaneous Manufacturing","Energy Efficient Transformers"]
[4773,"ItrTgsld704",0.98533076643943773,8329.1060426051008,0,3465.36279296875,0,0,65115.653189292614,17486.732421875,24079.366435830783,0,0,null,86067.748536282335,24079.366435830783,27544.729267169721,null,33164.220385108958,7334.6828241912654,0,4394.6034241054613,95939.32671961782,0,null,44893.5078125,95939.328125,null,-41174.240591636364,17348.778583700467,71859.961689169213,null,0.54348924041765834,1.8643973848787476,0,1,0.52160662553526782,1.6298402296712855,0,1,3.9842961973550746,"PASS",1,null,"ItrTgsld704",null,71859.961689169213,0,0.52160662553526782,"FAIL",0,1,null,null,5.2897091608671012,null,1954.12882918171,"YES",1,null,6.8320000000000007,5.3630000000000004,5.5847964346769574,15.4,15.58,17.390432125820322,null,-41397.591376773176,null,-7125.6920232850871,null,0,null,0,null,1954.12882918171,null,0,0,null,"ItrTgsld704",null,"Transportation Equipment","Energy Efficient Transformers"]
[4785,"IcoEgsld801",0.98957013189792642,8588.5282253098176,0,4343.8134765625,0,0,67143.775390186827,17486.732421875,1801.7493414667679,0,0,null,88974.32142171853,1801.7493414667679,6145.5628573476879,null,34133.245332241226,7366.2401469431052,0,4548.8234324698706,98382.847443586739,0,null,46048.30859375,98382.84375,null,-42926.012694874327,39902.74577572073,96581.09440853323,null,0.54411003530794178,25.55755539017597,0,1,0.51754605066751358,7.4929359535074394,0,1,54.604068105227391,"PASS",1,null,"IcoEgsld801",null,96581.09440853323,0,0.51754605066751358,"FAIL",0,1,null,null,0.26720383971509964,null,-1231.4751597656461,"NO",0,null,6.8320000000000007,5.3630000000000004,5.5847964346769574,15.4,15.58,17.390432125820322,null,-43155.108757529786,null,-5665.7012029288526,null,0,null,0,null,-1231.4751597656461,null,-1231.4751597656461,-7.175721412637639,null,"IcoEgsld801",null,"Construction","VFD on Cooling Tower Fans"]
[4788,"IelNgsld801",0.98957013189792642,8588.5282253098176,0,4343.8134765625,0,0,67143.775390186827,17486.732421875,370.88294864864872,0,0,null,88974.32142171853,370.88294864864872,4714.6964645295693,null,34133.245332241226,7366.2401469431052,0,4548.8234324698706,98382.847443586739,0,null,46048.30859375,98382.84375,null,-42926.012694874327,41333.61216853885,98011.96080135135,null,0.54411003530794178,124.15860249583295,0,1,0.51754605066751358,9.7669721315487923,0,1,265.26655945890286,"PASS",1,null,"IelNgsld801",null,98011.96080135135,0,0.51754605066751358,"FAIL",0,1,null,null,5.5002850027678823E-2,null,-1367.7654125364656,"NO",0,null,6.8320000000000007,5.3630000000000004,5.5847964346769574,15.4,15.58,17.390432125820322,null,-43155.108757529786,null,-5665.7012029288526,null,0,null,0,null,-1367.7654125364656,null,-1367.7654125364656,-38.717653772457204,null,"IelNgsld801",null,"Electrical and Electronic Equip.","VFD on Cooling Tower Fans"]
[4795,"IprEgsld801",0.98957013189792642,8588.5282253098176,0,4343.8134765625,0,0,67143.775390186827,17486.732421875,225.28358751419202,0,0,null,88974.32142171853,225.28358751419202,4569.0971033951146,null,34133.245332241226,7366.2401469431052,0,4548.8234324698706,98382.847443586739,0,null,46048.30859375,98382.84375,null,-42926.012694874327,41479.21152967331,98157.56016248581,null,0.54411003530794178,204.4015238830886,0,1,0.51754605066751358,10.078207564420673,0,1,436.7066630799381,"PASS",1,null,"IprEgsld801",null,98157.56016248581,0,0.51754605066751358,"FAIL",0,1,null,null,3.3410107292461251E-2,null,-1381.6337755904412,"NO",0,null,6.8320000000000007,5.3630000000000004,5.5847964346769574,15.4,15.58,17.390432125820322,null,-43155.108757529786,null,-5665.7012029288526,null,0,null,0,null,-1381.6337755904412,null,-1381.6337755904412,-64.386924225492422,null,"IprEgsld801",null,"Primary Resources Industries","VFD on Cooling Tower Fans"]
[4807,"IchEgsld802",0.98957013189792642,8588.5282253098176,0,6857.32568359375,0,0,67143.775390186827,17486.732421875,563770.39887198433,0,0,null,91487.833407768878,563770.39887198433,570627.72437391547,null,34133.245332241226,7366.2401469431052,0,4548.8234324698706,98382.847443586739,0,null,46048.30859375,98382.84375,null,-45439.524901905577,-524579.41596182808,-465387.55512198433,null,0.54411003530794178,8.1679188346684042E-2,0,0,0.50332712923994061,8.0697636326054437E-2,0,0,0.17450870770591814,"FAIL",0,null,"IchEgsld802",null,-465387.55512198433,465387.55512198433,8.2690507670051747E-2,"FAIL",0,1,null,null,52.96231875922998,null,32612.997209317753,"YES",1,null,6.8320000000000007,5.3630000000000004,5.5847964346769574,15.4,15.58,17.390432125820322,null,-45668.620964561043,null,-4040.6896780462157,null,41176.778509073629,null,41176.778509073629,null,32612.997209317753,null,32612.997209317753,0.95875210517445442,null,"IchEgsld802",null,"Chemicals and Plastics","Auto Closer on Refrigerator Door"]
[4819,"IprEgsld802",0.98957013189792642,8588.5282253098176,0,6857.32568359375,0,0,67143.775390186827,17486.732421875,563770.39887198433,0,0,null,91487.833407768878,563770.39887198433,570627.72437391547,null,34133.245332241226,7366.2401469431052,0,4548.8234324698706,98382.847443586739,0,null,46048.30859375,98382.84375,null,-45439.524901905577,-524579.41596182808,-465387.55512198433,null,0.54411003530794178,8.1679188346684042E-2,0,0,0.50332712923994061,8.0697636326054437E-2,0,0,0.17450870770591814,"FAIL",0,null,"IprEgsld802",null,-465387.55512198433,465387.55512198433,8.2690507670051747E-2,"FAIL",0,1,null,null,52.96231875922998,null,32612.997209317753,"YES",1,null,6.8320000000000007,5.3630000000000004,5.5847964346769574,15.4,15.58,17.390432125820322,null,-45668.620964561043,null,-4040.6896780462157,null,41176.778509073629,null,41176.778509073629,null,32612.997209317753,null,32612.997209317753,0.95875210517445442,null,"IprEgsld802",null,"Primary Resources Industries","Auto Closer on Refrigerator Door"]
[4826,"ItrNgsld802",0.98957013189792642,8588.5282253098176,0,6857.32568359375,0,0,67143.775390186827,17486.732421875,563770.39887198433,0,0,null,91487.833407768878,563770.39887198433,570627.72437391547,null,34133.245332241226,7366.2401469431052,0,4548.8234324698706,98382.847443586739,0,null,46048.30859375,98382.84375,null,-45439.524901905577,-524579.41596182808,-465387.55512198433,null,0.54411003530794178,8.1679188346684042E-2,0,0,0.50332712923994061,8.0697636326054437E-2,0,0,0.17450870770591814,"FAIL",0,null,"ItrNgsld802",null,-465387.55512198433,465387.55512198433,8.2690507670051747E-2,"FAIL",0,1,null,null,52.96231875922998,null,32612.997209317753,"YES",1,null,6.8320000000000007,5.3630000000000004,5.5847964346769574,15.4,15.58,17.390432125820322,null,-45668.620964561043,null,-4040.6896780462157,null,41176.778509073629,null,41176.778509073629,null,32612.997209317753,null,32612.997209317753,0.95875210517445442,null,"ItrNgsld802",null,"Transportation Equipment","Auto Closer on Refrigerator Door"]
[4838,"IluNgsld803",0.98957013189792642,8588.5282253098176,0,6907.5234375,0,0,67143.775390186827,17486.732421875,1451.5431138020444,0,0,null,91538.03137594118,1451.5431138020444,8359.0665839056419,null,34133.245332241226,7366.2401469431052,0,4548.8234324698706,98382.847443586739,0,null,46048.30859375,98382.84375,null,-45489.722655811827,37689.242042447957,96931.30063619795,null,0.54411003530794178,31.723693327396322,0,1,0.50305111400318026,5.508785976417105,0,1,67.778106495441691,"PASS",1,null,"IluNgsld803",null,96931.30063619795,0,0.50305111400318026,"FAIL",0,1,null,null,0.16153081497183852,null,-1299.3457350845033,"NO",0,null,6.8320000000000007,5.3630000000000004,5.5847964346769574,15.4,15.58,17.390432125820322,null,-45718.818718467301,null,-4712.5686490122853,null,0,null,0,null,-1299.3457350845033,null,-1299.3457350845033,-12.524256373488852,null,"IluNgsld803",null,"Lumber/Furniture/Pulp/Paper","Demand Defrost"]
[4845,"IstEgsld803",0.98957013189792642,8588.5282253098176,0,6907.5234375,0,0,67143.775390186827,17486.732421875,1604.0938878052402,0,0,null,91538.03137594118,1604.0938878052402,8511.617357908839,null,34133.245332241226,7366.2401469431052,0,4548.8234324698706,98382.847443586739,0,null,46048.30859375,98382.84375,null,-45489.722655811827,37536.69126844476,96778.74986219476,null,0.54411003530794178,28.706741509223253,0,1,0.50305111400318026,5.410053910300606,0,1,61.332347500313567,"PASS",1,null,"IstEgsld803",null,96778.74986219476,0,0.50305111400318026,"FAIL",0,1,null,null,0.17850699580192791,null,-1288.4424495728563,"NO",0,null,6.8320000000000007,5.3630000000000004,5.5847964346769574,15.4,15.58,17.390432125820322,null,-45718.818718467301,null,-4712.5686490122853,null,0,null,0,null,-1288.4424495728563,null,-1288.4424495728563,-11.238087051343125,null,"IstEgsld803",null,"Stone/Clay/Glass/Concrete","Demand Defrost"]
[4858,"IcoNgsld804",0.98957013189792642,8588.5282253098176,0,5788.87353515625,0,0,67143.775390186827,17486.732421875,5156.4049930809579,0,0,null,90419.381278442263,5156.4049930809579,10945.278365685599,null,34133.245332241226,7366.2401469431052,0,4548.8234324698706,98382.847443586739,0,null,46048.30859375,98382.84375,null,-44371.072753468077,35103.030065512794,93226.438756919044,null,0.54411003530794178,8.9303126219796951,0,1,0.50927475843835512,4.2071390394453774,0,1,19.079735568097053,"PASS",1,null,"IcoNgsld804",null,93226.438756919044,0,0.50927475843835512,"FAIL",0,1,null,null,0.57381573387585838,null,-1034.5476495817163,"NO",0,null,6.8320000000000007,5.3630000000000004,5.5847964346769574,15.4,15.58,17.390432125820322,null,-44600.168816123551,null,-4597.2613290338631,null,0,null,0,null,-1034.5476495817163,null,-1034.5476495817163,-2.8071179037596017,null,"IcoNgsld804",null,"Construction","Floating Head Pressure Controller"]
[4861,"IluEgsld804",0.98957013189792642,8588.5282253098176,0,5788.87353515625,0,0,67143.775390186827,17486.732421875,1914.1228883110878,0,0,null,90419.381278442263,1914.1228883110878,7702.9962609157292,null,34133.245332241226,7366.2401469431052,0,4548.8234324698706,98382.847443586739,0,null,46048.30859375,98382.84375,null,-44371.072753468077,38345.312170282661,96468.720861688911,null,0.54411003530794178,24.057132838728233,0,1,0.50927475843835512,5.9779735134580712,0,1,51.398394716865532,"PASS",1,null,"IluEgsld804",null,96468.720861688911,0,0.50927475843835512,"FAIL",0,1,null,null,0.21300766809473218,null,-1266.2837152781865,"NO",0,null,6.8320000000000007,5.3630000000000004,5.5847964346769574,15.4,15.58,17.390432125820322,null,-44600.168816123551,null,-4597.2613290338631,null,0,null,0,null,-1266.2837152781865,null,-1266.2837152781865,-9.2558944165623771,null,"IluEgsld804",null,"Lumber/Furniture/Pulp/Paper","Floating Head Pressure Controller"]
[4868,"IprNgsld804",0.98957013189792642,8588.5282253098176,0,5788.87353515625,0,0,67143.775390186827,17486.732421875,556.6154889366527,0,0,null,90419.381278442263,556.6154889366527,6345.4888615412929,null,34133.245332241226,7366.2401469431052,0,4548.8234324698706,98382.847443586739,0,null,46048.30859375,98382.84375,null,-44371.072753468077,39702.819569657098,97826.228261063341,null,0.54411003530794178,82.729118231545769,0,1,0.50927475843835512,7.2568573389554754,0,1,176.75189732493547,"PASS",1,null,"IprNgsld804",null,97826.228261063341,0,0.50927475843835512,"FAIL",0,1,null,null,6.1941357015634614E-2,null,-1363.3090201669788,"NO",0,null,6.8320000000000007,5.3630000000000004,5.5847964346769574,15.4,15.58,17.390432125820322,null,-44600.168816123551,null,-4597.2613290338631,null,0,null,0,null,-1363.3090201669788,null,-1363.3090201669788,-34.268587243678326,null,"IprNgsld804",null,"Primary Resources Industries","Floating Head Pressure Controller"]
[4880,"IchNgsld805",0.98957013189792642,8588.5282253098176,0,5013.09326171875,0,0,67143.775390186827,17486.732421875,194234.23810778733,0,0,null,89643.601060067216,194234.23810778733,199247.33126201684,null,34133.245332241226,7366.2401469431052,0,4548.8234324698706,98382.847443586739,0,null,46048.30859375,98382.84375,null,-43595.292480030577,-153199.02277575608,-95851.394357787329,null,0.54411003530794178,0.23707616660352226,0,0,0.51368204804546214,0.23111129407476466,0,0,0.50651648601419041,"FAIL",0,null,"IchNgsld805",null,-95851.394357787329,95851.394357787329,0.24824555771229939,"FAIL",0,1,null,null,29.782958129775107,null,17725.597655206919,"YES",1,null,6.8320000000000007,5.3630000000000004,5.5847964346769574,15.4,15.58,17.390432125820322,null,-43824.388542686043,null,-5933.1381190084412,null,12976.78257553716,null,12976.78257553716,null,17725.597655206919,null,12976.78257553716,0.67839369867219235,null,"IchNgsld805",null,"Chemicals and Plastics","High Efficiency Refrigeration Compressor - Discus"]
[4887,"ImeTgsld805",0.98957013189792642,8588.5282253098176,0,5013.09326171875,0,0,67143.775390186827,17486.732421875,194234.23810778733,0,0,null,89643.601060067216,194234.23810778733,199247.33126201684,null,34133.245332241226,7366.2401469431052,0,4548.8234324698706,98382.847443586739,0,null,46048.30859375,98382.84375,null,-43595.292480030577,-153199.02277575608,-95851.394357787329,null,0.54411003530794178,0.23707616660352226,0,0,0.51368204804546214,0.23111129407476466,0,0,0.50651648601419041,"FAIL",0,null,"ImeTgsld805",null,-95851.394357787329,95851.394357787329,0.24824555771229939,"FAIL",0,1,null,null,29.782958129775107,null,17725.597655206919,"YES",1,null,6.8320000000000007,5.3630000000000004,5.5847964346769574,15.4,15.58,17.390432125820322,null,-43824.388542686043,null,-5933.1381190084412,null,12976.78257553716,null,12976.78257553716,null,17725.597655206919,null,12976.78257553716,0.67839369867219235,null,"ImeTgsld805",null,"Metal Products and Machinery","High Efficiency Refrigeration Compressor - Discus"]
[4899,"IwaTgsld805",0.98957013189792642,8588.5282253098176,0,5013.09326171875,0,0,67143.775390186827,17486.732421875,194234.23810778733,0,0,null,89643.601060067216,194234.23810778733,199247.33126201684,null,34133.245332241226,7366.2401469431052,0,4548.8234324698706,98382.847443586739,0,null,46048.30859375,98382.84375,null,-43595.292480030577,-153199.02277575608,-95851.394357787329,null,0.54411003530794178,0.23707616660352226,0,0,0.51368204804546214,0.23111129407476466,0,0,0.50651648601419041,"FAIL",0,null,"IwaTgsld805",null,-95851.394357787329,95851.394357787329,0.24824555771229939,"FAIL",0,1,null,null,29.782958129775107,null,17725.597655206919,"YES",1,null,6.8320000000000007,5.3630000000000004,5.5847964346769574,15.4,15.58,17.390432125820322,null,-43824.388542686043,null,-5933.1381190084412,null,12976.78257553716,null,12976.78257553716,null,17725.597655206919,null,12976.78257553716,0.67839369867219235,null,"IwaTgsld805",null,"Water and Wastewater","High Efficiency Refrigeration Compressor - Discus"]
[4911,"ImeTgsld806",0.98957013189792642,8588.5282253098176,0,5013.09326171875,0,0,67143.775390186827,17486.732421875,193947.98032062565,0,0,null,89643.601060067216,193947.98032062565,198961.07347485513,null,34133.245332241226,7366.2401469431052,0,4548.8234324698706,98382.847443586739,0,null,46048.30859375,98382.84375,null,-43595.292480030577,-152912.7649885944,-95565.136570625647,null,0.54411003530794178,0.23742607949629127,0,0,0.51368204804546214,0.23144380840251094,0,0,0.50726407971538623,"FAIL",0,null,"ImeTgsld806",null,-95565.136570625647,95565.136570625647,0.24862924492342806,"FAIL",0,1,null,null,29.739062834079046,null,17697.405039542507,"YES",1,null,6.8320000000000007,5.3630000000000004,5.5847964346769574,15.4,15.58,17.390432125820322,null,-43824.388542686043,null,-5933.1381190084412,null,12938.027739580517,null,12938.027739580517,null,17697.405039542507,null,12938.027739580517,0.6773660215900168,null,"ImeTgsld806",null,"Metal Products and Machinery","High Efficiency Refrigeration Compressor - Scroll"]
[4918,"IstNgsld806",0.98957013189792642,8588.5282253098176,0,5013.09326171875,0,0,67143.775390186827,17486.732421875,193947.98032062565,0,0,null,89643.601060067216,193947.98032062565,198961.07347485513,null,34133.245332241226,7366.2401469431052,0,4548.8234324698706,98382.847443586739,0,null,46048.30859375,98382.84375,null,-43595.292480030577,-152912.7649885944,-95565.136570625647,null,0.54411003530794178,0.23742607949629127,0,0,0.51368204804546214,0.23144380840251094,0,0,0.50726407971538623,"FAIL",0,null,"IstNgsld806",null,-95565.136570625647,95565.136570625647,0.24862924492342806,"FAIL",0,1,null,null,29.739062834079046,null,17697.405039542507,"YES",1,null,6.8320000000000007,5.3630000000000004,5.5847964346769574,15.4,15.58,17.390432125820322,null,-43824.388542686043,null,-5933.1381190084412,null,12938.027739580517,null,12938.027739580517,null,17697.405039542507,null,12938.027739580517,0.6773660215900168,null,"IstNgsld806",null,"Stone/Clay/Glass/Concrete","High Efficiency Refrigeration Compressor - Scroll"]
[4930,"IcoNgsld807",0.98957013189792642,8588.5282253098176,0,4343.8134765625,0,0,67143.775390186827,17486.732421875,109813.79205001108,0,0,null,88974.32142171853,109813.79205001108,114157.60556589198,null,34133.245332241226,7366.2401469431052,0,4548.8234324698706,98382.847443586739,0,null,46048.30859375,98382.84375,null,-42926.012694874327,-68109.296932823578,-11430.948300011078,null,0.54411003530794178,0.41933083025471712,0,0,0.51754605066751358,0.40337486391154981,0,0,0.89590607803794597,"FAIL",0,null,"IcoNgsld807",null,-11430.948300011078,11430.948300011078,0.45862442063461262,"FAIL",0,1,null,null,16.285654627360621,null,9056.6894244853866,"YES",1,null,6.8320000000000007,5.3630000000000004,5.5847964346769574,15.4,15.58,17.390432125820322,null,-43155.108757529786,null,-5665.7012029288526,null,1500.7339663508569,null,1500.7339663508569,null,9056.6894244853866,null,1500.7339663508569,0.14347660768034842,null,"IcoNgsld807",null,"Construction","Process Cooling Ventilation Reduction"]
[4933,"IluEgsld807",0.98957013189792642,8588.5282253098176,0,4343.8134765625,0,0,67143.775390186827,17486.732421875,109813.92533390806,0,0,null,88974.32142171853,109813.92533390806,114157.73884978901,null,34133.245332241226,7366.2401469431052,0,4548.8234324698706,98382.847443586739,0,null,46048.30859375,98382.84375,null,-42926.012694874327,-68109.430216720561,-11431.081583908061,null,0.54411003530794178,0.41933032130244163,0,0,0.51754605066751358,0.40337439295465832,0,0,0.89590499065441931,"FAIL",0,null,"IluEgsld807",null,-11431.081583908061,11431.081583908061,0.45862381183022272,"FAIL",0,1,null,null,16.285674522163848,null,9056.7022023134468,"YES",1,null,6.8320000000000007,5.3630000000000004,5.5847964346769574,15.4,15.58,17.390432125820322,null,-43155.108757529786,null,-5665.7012029288526,null,1500.7514647828436,null,1500.7514647828436,null,9056.7022023134468,null,1500.7514647828436,0.14347810533050778,null,"IluEgsld807",null,"Lumber/Furniture/Pulp/Paper","Process Cooling Ventilation Reduction"]
[4940,"IprNgsld807",0.98957013189792642,8588.5282253098176,0,4343.8134765625,0,0,67143.775390186827,17486.732421875,109813.93558651549,0,0,null,88974.32142171853,109813.93558651549,114157.74910239648,null,34133.245332241226,7366.2401469431052,0,4548.8234324698706,98382.847443586739,0,null,46048.30859375,98382.84375,null,-42926.012694874327,-68109.440469327994,-11431.091836515494,null,0.54411003530794178,0.41933028215231782,0,0,0.51754605066751358,0.40337435672725075,0,0,0.8959049070096422,"FAIL",0,null,"IprNgsld807",null,-11431.091836515494,11431.091836515494,0.45862376499918289,"FAIL",0,1,null,null,16.285675271348467,null,9056.7026834919816,"YES",1,null,6.8320000000000007,5.3630000000000004,5.5847964346769574,15.4,15.58,17.390432125820322,null,-43155.108757529786,null,-5665.7012029288526,null,1500.7528108160698,null,1500.7528108160698,null,9056.7026834919816,null,1500.7528108160698,0.14347822741652108,null,"IprNgsld807",null,"Primary Resources Industries","Process Cooling Ventilation Reduction"]
[4952,"IchNgsld808",0.98957013189792642,8588.5282253098176,0,10149.8623046875,0,0,67143.775390186827,17486.732421875,40441.556930405983,0,0,null,94780.3699575543,40441.556930405983,50591.418982122705,null,34133.245332241226,7366.2401469431052,0,4548.8234324698706,98382.847443586739,0,null,46048.30859375,98382.84375,null,-48732.061522999327,-4543.1106413434827,57941.286819594017,null,0.54411003530794178,1.138638373220705,0,1,0.48584225338040193,0.91019997639852557,0,0,2.4327165227417558,"PASS",1,null,"IchNgsld808",null,57941.286819594017,0,0.48584225338040193,"FAIL",0,1,null,null,2.5667716458254732,null,245.46742198236186,"YES",1,null,6.8320000000000007,5.3630000000000004,5.5847964346769574,15.4,15.58,17.390432125820322,null,-48961.157585654786,null,-4332.0082783991074,null,0,null,0,null,245.46742198236186,null,0,0,null,"IchNgsld808",null,"Chemicals and Plastics","Refrigeration Commissioning"]
[4959,"ImeEgsld808",0.98957013189792642,8588.5282253098176,0,10149.8623046875,0,0,67143.775390186827,17486.732421875,488257.72966796375,0,0,null,94780.3699575543,488257.72966796375,498407.5917196807,null,34133.245332241226,7366.2401469431052,0,4548.8234324698706,98382.847443586739,0,null,46048.30859375,98382.84375,null,-48732.061522999327,-452359.28337890125,-389874.88591796375,null,0.54411003530794178,9.4311478949989855E-2,0,0,0.48584225338040193,9.2390865097971411E-2,0,0,0.20149777007504738,"FAIL",0,null,"ImeEgsld808",null,-389874.88591796375,389874.88591796375,9.5012502227876022E-2,"FAIL",0,1,null,null,30.989065191892148,null,18500.243601046946,"YES",1,null,6.8320000000000007,5.3630000000000004,5.5847964346769574,15.4,15.58,17.390432125820322,null,-48961.157585654786,null,-4332.0082783991074,null,34495.533125045484,null,34495.533125045484,null,18500.243601046946,null,18500.243601046946,0.92950467720241847,null,"ImeEgsld808",null,"Metal Products and Machinery","Refrigeration Commissioning"]
[4971,"IwaEgsld808",0.98957013189792642,8588.5282253098176,0,10149.8623046875,0,0,67143.775390186827,17486.732421875,14443.414900609001,0,0,null,94780.3699575543,14443.414900609001,24593.276952325712,null,34133.245332241226,7366.2401469431052,0,4548.8234324698706,98382.847443586739,0,null,46048.30859375,98382.84375,null,-48732.061522999327,21455.031388453499,83939.428849390999,null,0.54411003530794178,3.1881870672986339,0,1,0.48584225338040193,1.8723941591579696,0,1,6.811605456674358,"PASS",1,null,"IwaEgsld808",null,83939.428849390999,0,0.48584225338040193,"FAIL",0,1,null,null,0.91670420283553344,null,-814.32079684388623,"NO",0,null,6.8320000000000007,5.3630000000000004,5.5847964346769574,15.4,15.58,17.390432125820322,null,-48961.157585654786,null,-4332.0082783991074,null,0,null,0,null,-814.32079684388623,null,-814.32079684388623,-1.3830851294675186,null,"IwaEgsld808",null,"Water and Wastewater","Refrigeration Commissioning"]
[4983,"ImeEgsld809",0.98957013189792642,8588.5282253098176,0,4798.55029296875,0,0,67143.775390186827,17486.732421875,39068.783114205391,0,0,null,89429.058102824594,39068.783114205391,43867.333311192408,null,34133.245332241226,7366.2401469431052,0,4548.8234324698706,98382.847443586739,0,null,46048.30859375,98382.84375,null,-43380.749511280577,2180.975186575859,59314.060635794609,null,0.54411003530794178,1.1786471172941873,0,1,0.51491438654836608,1.0497175236600813,0,1,2.5181957539452529,"PASS",1,null,"ImeEgsld809",null,59314.060635794609,0,0.51491438654836608,"FAIL",0,1,null,null,5.2449256821103116,null,1965.5644446311144,"YES",1,null,6.8320000000000007,5.3630000000000004,5.5847964346769574,15.4,15.58,17.390432125820322,null,-43609.845573936051,null,-5285.30742036431,null,0,null,0,null,1965.5644446311144,null,0,0,null,"ImeEgsld809",null,"Metal Products and Machinery","VSD Controlled Compressor"]
[4990,"IstNgsld809",0.98957013189792642,8588.5282253098176,0,4798.55029296875,0,0,67143.775390186827,17486.732421875,39068.783114205391,0,0,null,89429.058102824594,39068.783114205391,43867.333311192408,null,34133.245332241226,7366.2401469431052,0,4548.8234324698706,98382.847443586739,0,null,46048.30859375,98382.84375,null,-43380.749511280577,2180.975186575859,59314.060635794609,null,0.54411003530794178,1.1786471172941873,0,1,0.51491438654836608,1.0497175236600813,0,1,2.5181957539452529,"PASS",1,null,"IstNgsld809",null,59314.060635794609,0,0.51491438654836608,"FAIL",0,1,null,null,5.2449256821103054,null,1965.5644446311103,"YES",1,null,6.8320000000000007,5.3630000000000004,5.5847964346769574,15.4,15.58,17.390432125820322,null,-43609.845573936051,null,-5285.30742036431,null,0,null,0,null,1965.5644446311103,null,0,0,null,"IstNgsld809",null,"Stone/Clay/Glass/Concrete","VSD Controlled Compressor"]
[5000,"IchNgsld901",0.98957013189792642,8588.5282253098176,0,10149.8623046875,0,0,67143.775390186827,17486.732421875,83662.67829536178,0,0,null,94780.3699575543,83662.67829536178,93812.54034707848,null,34133.245332241226,7366.2401469431052,0,4548.8234324698706,98382.847443586739,0,null,46048.30859375,98382.84375,null,-48732.061522999327,-47764.23200629928,14720.16545463822,null,0.54411003530794178,0.55040442801964296,0,0,0.48584225338040193,0.49085450942073527,0,0,1.1759466198616104,"PASS",1,null,"IchNgsld901",null,14720.16545463822,0,0.48584225338040193,"FAIL",0,1,null,null,5.3099583246856801,null,2007.3329364181095,"YES",1,null,6.8320000000000007,5.3630000000000004,5.5847964346769574,15.4,15.58,17.390432125820322,null,-48961.157585654786,null,-4332.0082783991074,null,0,null,0,null,2007.3329364181095,null,0,0,null,"IchNgsld901",null,"Chemicals and Plastics","Insulated Pellet Dryer Tanks and Ducts"]
[5004,"IelNgsld901",0.98957013189792642,8588.5282253098176,0,10149.8623046875,0,0,67143.775390186827,17486.732421875,83662.67829536178,0,0,null,94780.3699575543,83662.67829536178,93812.54034707848,null,34133.245332241226,7366.2401469431052,0,4548.8234324698706,98382.847443586739,0,null,46048.30859375,98382.84375,null,-48732.061522999327,-47764.23200629928,14720.16545463822,null,0.54411003530794178,0.55040442801964296,0,0,0.48584225338040193,0.49085450942073527,0,0,1.1759466198616104,"PASS",1,null,"IelNgsld901",null,14720.16545463822,0,0.48584225338040193,"FAIL",0,1,null,null,5.3099583246856801,null,2007.3329364181095,"YES",1,null,6.8320000000000007,5.3630000000000004,5.5847964346769574,15.4,15.58,17.390432125820322,null,-48961.157585654786,null,-4332.0082783991074,null,0,null,0,null,2007.3329364181095,null,0,0,null,"IelNgsld901",null,"Electrical and Electronic Equip.","Insulated Pellet Dryer Tanks and Ducts"]
[5005,"IluEgsld901",0.98957013189792642,8588.5282253098176,0,10149.8623046875,0,0,67143.775390186827,17486.732421875,87009.185187611278,0,0,null,94780.3699575543,87009.185187611278,97159.047239327992,null,34133.245332241226,7366.2401469431052,0,4548.8234324698706,98382.847443586739,0,null,46048.30859375,98382.84375,null,-48732.061522999327,-51110.738898548778,11373.658562388722,null,0.54411003530794178,0.52923502839912295,0,0,0.48584225338040193,0.4739477154446165,0,0,1.130717906826326,"PASS",1,null,"IluEgsld901",null,11373.658562388722,0,0.48584225338040193,"FAIL",0,1,null,null,5.5223566576731082,null,2143.7499367987316,"YES",1,null,6.8320000000000007,5.3630000000000004,5.5847964346769574,15.4,15.58,17.390432125820322,null,-48961.157585654786,null,-4332.0082783991074,null,0,null,0,null,2143.7499367987316,null,0,0,null,"IluEgsld901",null,"Lumber/Furniture/Pulp/Paper","Insulated Pellet Dryer Tanks and Ducts"]
[5006,"IluNgsld901",0.98957013189792642,8588.5282253098176,0,10149.8623046875,0,0,67143.775390186827,17486.732421875,87009.185187611278,0,0,null,94780.3699575543,87009.185187611278,97159.047239327992,null,34133.245332241226,7366.2401469431052,0,4548.8234324698706,98382.847443586739,0,null,46048.30859375,98382.84375,null,-48732.061522999327,-51110.738898548778,11373.658562388722,null,0.54411003530794178,0.52923502839912295,0,0,0.48584225338040193,0.4739477154446165,0,0,1.130717906826326,"PASS",1,null,"IluNgsld901",null,11373.658562388722,0,0.48584225338040193,"FAIL",0,1,null,null,5.5223566576731082,null,2143.7499367987316,"YES",1,null,6.8320000000000007,5.3630000000000004,5.5847964346769574,15.4,15.58,17.390432125820322,null,-48961.157585654786,null,-4332.0082783991074,null,0,null,0,null,2143.7499367987316,null,0,0,null,"IluNgsld901",null,"Lumber/Furniture/Pulp/Paper","Insulated Pellet Dryer Tanks and Ducts"]
[5007,"ImeEgsld901",0.98957013189792642,8588.5282253098176,0,10149.8623046875,0,0,67143.775390186827,17486.732421875,83662.67829536178,0,0,null,94780.3699575543,83662.67829536178,93812.54034707848,null,34133.245332241226,7366.2401469431052,0,4548.8234324698706,98382.847443586739,0,null,46048.30859375,98382.84375,null,-48732.061522999327,-47764.23200629928,14720.16545463822,null,0.54411003530794178,0.55040442801964296,0,0,0.48584225338040193,0.49085450942073527,0,0,1.1759466198616104,"PASS",1,null,"ImeEgsld901",null,14720.16545463822,0,0.48584225338040193,"FAIL",0,1,null,null,5.3099583246856801,null,2007.3329364181095,"YES",1,null,6.8320000000000007,5.3630000000000004,5.5847964346769574,15.4,15.58,17.390432125820322,null,-48961.157585654786,null,-4332.0082783991074,null,0,null,0,null,2007.3329364181095,null,0,0,null,"ImeEgsld901",null,"Metal Products and Machinery","Insulated Pellet Dryer Tanks and Ducts"]
[5008,"ImeNgsld901",0.98957013189792642,8588.5282253098176,0,10149.8623046875,0,0,67143.775390186827,17486.732421875,83662.67829536178,0,0,null,94780.3699575543,83662.67829536178,93812.54034707848,null,34133.245332241226,7366.2401469431052,0,4548.8234324698706,98382.847443586739,0,null,46048.30859375,98382.84375,null,-48732.061522999327,-47764.23200629928,14720.16545463822,null,0.54411003530794178,0.55040442801964296,0,0,0.48584225338040193,0.49085450942073527,0,0,1.1759466198616104,"PASS",1,null,"ImeNgsld901",null,14720.16545463822,0,0.48584225338040193,"FAIL",0,1,null,null,5.3099583246856801,null,2007.3329364181095,"YES",1,null,6.8320000000000007,5.3630000000000004,5.5847964346769574,15.4,15.58,17.390432125820322,null,-48961.157585654786,null,-4332.0082783991074,null,0,null,0,null,2007.3329364181095,null,0,0,null,"ImeNgsld901",null,"Metal Products and Machinery","Insulated Pellet Dryer Tanks and Ducts"]
[5009,"ImiEgsld901",0.98957013189792642,8588.5282253098176,0,10149.8623046875,0,0,67143.775390186827,17486.732421875,84969.906427185968,0,0,null,94780.3699575543,84969.906427185968,95119.768478902668,null,34133.245332241226,7366.2401469431052,0,4548.8234324698706,98382.847443586739,0,null,46048.30859375,98382.84375,null,-48732.061522999327,-49071.460138123468,13412.937322814032,null,0.54411003530794178,0.541936675347649,0,0,0.48584225338040193,0.4841087106041268,0,0,1.1578551499795766,"PASS",1,null,"ImiEgsld901",null,13412.937322814032,0,0.48584225338040193,"FAIL",0,1,null,null,5.3929264235088947,null,2060.6208271917903,"YES",1,null,6.8320000000000007,5.3630000000000004,5.5847964346769574,15.4,15.58,17.390432125820322,null,-48961.157585654786,null,-4332.0082783991074,null,0,null,0,null,2060.6208271917903,null,0,0,null,"ImiEgsld901",null,"Miscellaneous Manufacturing","Insulated Pellet Dryer Tanks and Ducts"]
[5010,"ImiNgsld901",0.98957013189792642,8588.5282253098176,0,10149.8623046875,0,0,67143.775390186827,17486.732421875,84969.906427185968,0,0,null,94780.3699575543,84969.906427185968,95119.768478902668,null,34133.245332241226,7366.2401469431052,0,4548.8234324698706,98382.847443586739,0,null,46048.30859375,98382.84375,null,-48732.061522999327,-49071.460138123468,13412.937322814032,null,0.54411003530794178,0.541936675347649,0,0,0.48584225338040193,0.4841087106041268,0,0,1.1578551499795766,"PASS",1,null,"ImiNgsld901",null,13412.937322814032,0,0.48584225338040193,"FAIL",0,1,null,null,5.3929264235088947,null,2060.6208271917903,"YES",1,null,6.8320000000000007,5.3630000000000004,5.5847964346769574,15.4,15.58,17.390432125820322,null,-48961.157585654786,null,-4332.0082783991074,null,0,null,0,null,2060.6208271917903,null,0,0,null,"ImiNgsld901",null,"Miscellaneous Manufacturing","Insulated Pellet Dryer Tanks and Ducts"]
[5011,"IprEgsld901",0.98957013189792642,8588.5282253098176,0,10149.8623046875,0,0,67143.775390186827,17486.732421875,83662.67829536178,0,0,null,94780.3699575543,83662.67829536178,93812.54034707848,null,34133.245332241226,7366.2401469431052,0,4548.8234324698706,98382.847443586739,0,null,46048.30859375,98382.84375,null,-48732.061522999327,-47764.23200629928,14720.16545463822,null,0.54411003530794178,0.55040442801964296,0,0,0.48584225338040193,0.49085450942073527,0,0,1.1759466198616104,"PASS",1,null,"IprEgsld901",null,14720.16545463822,0,0.48584225338040193,"FAIL",0,1,null,null,5.3099583246856801,null,2007.3329364181095,"YES",1,null,6.8320000000000007,5.3630000000000004,5.5847964346769574,15.4,15.58,17.390432125820322,null,-48961.157585654786,null,-4332.0082783991074,null,0,null,0,null,2007.3329364181095,null,0,0,null,"IprEgsld901",null,"Primary Resources Industries","Insulated Pellet Dryer Tanks and Ducts"]
[5012,"IprNgsld901",0.98957013189792642,8588.5282253098176,0,10149.8623046875,0,0,67143.775390186827,17486.732421875,83662.67829536178,0,0,null,94780.3699575543,83662.67829536178,93812.54034707848,null,34133.245332241226,7366.2401469431052,0,4548.8234324698706,98382.847443586739,0,null,46048.30859375,98382.84375,null,-48732.061522999327,-47764.23200629928,14720.16545463822,null,0.54411003530794178,0.55040442801964296,0,0,0.48584225338040193,0.49085450942073527,0,0,1.1759466198616104,"PASS",1,null,"IprNgsld901",null,14720.16545463822,0,0.48584225338040193,"FAIL",0,1,null,null,5.3099583246856801,null,2007.3329364181095,"YES",1,null,6.8320000000000007,5.3630000000000004,5.5847964346769574,15.4,15.58,17.390432125820322,null,-48961.157585654786,null,-4332.0082783991074,null,0,null,0,null,2007.3329364181095,null,0,0,null,"IprNgsld901",null,"Primary Resources Industries","Insulated Pellet Dryer Tanks and Ducts"]
[5013,"IstEgsld901",0.98957013189792642,8588.5282253098176,0,10149.8623046875,0,0,67143.775390186827,17486.732421875,83662.67829536178,0,0,null,94780.3699575543,83662.67829536178,93812.54034707848,null,34133.245332241226,7366.2401469431052,0,4548.8234324698706,98382.847443586739,0,null,46048.30859375,98382.84375,null,-48732.061522999327,-47764.23200629928,14720.16545463822,null,0.54411003530794178,0.55040442801964296,0,0,0.48584225338040193,0.49085450942073527,0,0,1.1759466198616104,"PASS",1,null,"IstEgsld901",null,14720.16545463822,0,0.48584225338040193,"FAIL",0,1,null,null,5.3099583246856801,null,2007.3329364181095,"YES",1,null,6.8320000000000007,5.3630000000000004,5.5847964346769574,15.4,15.58,17.390432125820322,null,-48961.157585654786,null,-4332.0082783991074,null,0,null,0,null,2007.3329364181095,null,0,0,null,"IstEgsld901",null,"Stone/Clay/Glass/Concrete","Insulated Pellet Dryer Tanks and Ducts"]
[5014,"IstNgsld901",0.98957013189792642,8588.5282253098176,0,10149.8623046875,0,0,67143.775390186827,17486.732421875,83662.67829536178,0,0,null,94780.3699575543,83662.67829536178,93812.54034707848,null,34133.245332241226,7366.2401469431052,0,4548.8234324698706,98382.847443586739,0,null,46048.30859375,98382.84375,null,-48732.061522999327,-47764.23200629928,14720.16545463822,null,0.54411003530794178,0.55040442801964296,0,0,0.48584225338040193,0.49085450942073527,0,0,1.1759466198616104,"PASS",1,null,"IstNgsld901",null,14720.16545463822,0,0.48584225338040193,"FAIL",0,1,null,null,5.3099583246856801,null,2007.3329364181095,"YES",1,null,6.8320000000000007,5.3630000000000004,5.5847964346769574,15.4,15.58,17.390432125820322,null,-48961.157585654786,null,-4332.0082783991074,null,0,null,0,null,2007.3329364181095,null,0,0,null,"IstNgsld901",null,"Stone/Clay/Glass/Concrete","Insulated Pellet Dryer Tanks and Ducts"]
[5015,"IteEgsld901",0.98957013189792642,8588.5282253098176,0,10149.8623046875,0,0,67143.775390186827,17486.732421875,83662.67829536178,0,0,null,94780.3699575543,83662.67829536178,93812.54034707848,null,34133.245332241226,7366.2401469431052,0,4548.8234324698706,98382.847443586739,0,null,46048.30859375,98382.84375,null,-48732.061522999327,-47764.23200629928,14720.16545463822,null,0.54411003530794178,0.55040442801964296,0,0,0.48584225338040193,0.49085450942073527,0,0,1.1759466198616104,"PASS",1,null,"IteEgsld901",null,14720.16545463822,0,0.48584225338040193,"FAIL",0,1,null,null,5.3099583246856801,null,2007.3329364181095,"YES",1,null,6.8320000000000007,5.3630000000000004,5.5847964346769574,15.4,15.58,17.390432125820322,null,-48961.157585654786,null,-4332.0082783991074,null,0,null,0,null,2007.3329364181095,null,0,0,null,"IteEgsld901",null,"Textiles and Leather","Insulated Pellet Dryer Tanks and Ducts"]
[5016,"IteNgsld901",0.98957013189792642,8588.5282253098176,0,10149.8623046875,0,0,67143.775390186827,17486.732421875,83662.67829536178,0,0,null,94780.3699575543,83662.67829536178,93812.54034707848,null,34133.245332241226,7366.2401469431052,0,4548.8234324698706,98382.847443586739,0,null,46048.30859375,98382.84375,null,-48732.061522999327,-47764.23200629928,14720.16545463822,null,0.54411003530794178,0.55040442801964296,0,0,0.48584225338040193,0.49085450942073527,0,0,1.1759466198616104,"PASS",1,null,"IteNgsld901",null,14720.16545463822,0,0.48584225338040193,"FAIL",0,1,null,null,5.3099583246856801,null,2007.3329364181095,"YES",1,null,6.8320000000000007,5.3630000000000004,5.5847964346769574,15.4,15.58,17.390432125820322,null,-48961.157585654786,null,-4332.0082783991074,null,0,null,0,null,2007.3329364181095,null,0,0,null,"IteNgsld901",null,"Textiles and Leather","Insulated Pellet Dryer Tanks and Ducts"]
[5017,"ItrEgsld901",0.98957013189792642,8588.5282253098176,0,10149.8623046875,0,0,67143.775390186827,17486.732421875,86318.633199324177,0,0,null,94780.3699575543,86318.633199324177,96468.495251040862,null,34133.245332241226,7366.2401469431052,0,4548.8234324698706,98382.847443586739,0,null,46048.30859375,98382.84375,null,-48732.061522999327,-50420.186910261677,12064.210550675823,null,0.54411003530794178,0.53346892654586808,0,0,0.48584225338040193,0.47734038302520293,0,0,1.139763688366306,"PASS",1,null,"ItrEgsld901",null,12064.210550675823,0,0.48584225338040193,"FAIL",0,1,null,null,5.4785284302312567,null,2115.6003970376505,"YES",1,null,6.8320000000000007,5.3630000000000004,5.5847964346769574,15.4,15.58,17.390432125820322,null,-48961.157585654786,null,-4332.0082783991074,null,0,null,0,null,2115.6003970376505,null,0,0,null,"ItrEgsld901",null,"Transportation Equipment","Insulated Pellet Dryer Tanks and Ducts"]
[5018,"ItrNgsld901",0.98957013189792642,8588.5282253098176,0,10149.8623046875,0,0,67143.775390186827,17486.732421875,86318.633199324177,0,0,null,94780.3699575543,86318.633199324177,96468.495251040862,null,34133.245332241226,7366.2401469431052,0,4548.8234324698706,98382.847443586739,0,null,46048.30859375,98382.84375,null,-48732.061522999327,-50420.186910261677,12064.210550675823,null,0.54411003530794178,0.53346892654586808,0,0,0.48584225338040193,0.47734038302520293,0,0,1.139763688366306,"PASS",1,null,"ItrNgsld901",null,12064.210550675823,0,0.48584225338040193,"FAIL",0,1,null,null,5.4785284302312567,null,2115.6003970376505,"YES",1,null,6.8320000000000007,5.3630000000000004,5.5847964346769574,15.4,15.58,17.390432125820322,null,-48961.157585654786,null,-4332.0082783991074,null,0,null,0,null,2115.6003970376505,null,0,0,null,"ItrNgsld901",null,"Transportation Equipment","Insulated Pellet Dryer Tanks and Ducts"]
[5019,"IwaEgsld901",0.98957013189792642,8588.5282253098176,0,10149.8623046875,0,0,67143.775390186827,17486.732421875,83662.67829536178,0,0,null,94780.3699575543,83662.67829536178,93812.54034707848,null,34133.245332241226,7366.2401469431052,0,4548.8234324698706,98382.847443586739,0,null,46048.30859375,98382.84375,null,-48732.061522999327,-47764.23200629928,14720.16545463822,null,0.54411003530794178,0.55040442801964296,0,0,0.48584225338040193,0.49085450942073527,0,0,1.1759466198616104,"PASS",1,null,"IwaEgsld901",null,14720.16545463822,0,0.48584225338040193,"FAIL",0,1,null,null,5.3099583246856801,null,2007.3329364181095,"YES",1,null,6.8320000000000007,5.3630000000000004,5.5847964346769574,15.4,15.58,17.390432125820322,null,-48961.157585654786,null,-4332.0082783991074,null,0,null,0,null,2007.3329364181095,null,0,0,null,"IwaEgsld901",null,"Water and Wastewater","Insulated Pellet Dryer Tanks and Ducts"]
[5020,"IwaNgsld901",0.98957013189792642,8588.5282253098176,0,10149.8623046875,0,0,67143.775390186827,17486.732421875,83662.67829536178,0,0,null,94780.3699575543,83662.67829536178,93812.54034707848,null,34133.245332241226,7366.2401469431052,0,4548.8234324698706,98382.847443586739,0,null,46048.30859375,98382.84375,null,-48732.061522999327,-47764.23200629928,14720.16545463822,null,0.54411003530794178,0.55040442801964296,0,0,0.48584225338040193,0.49085450942073527,0,0,1.1759466198616104,"PASS",1,null,"IwaNgsld901",null,14720.16545463822,0,0.48584225338040193,"FAIL",0,1,null,null,5.3099583246856801,null,2007.3329364181095,"YES",1,null,6.8320000000000007,5.3630000000000004,5.5847964346769574,15.4,15.58,17.390432125820322,null,-48961.157585654786,null,-4332.0082783991074,null,0,null,0,null,2007.3329364181095,null,0,0,null,"IwaNgsld901",null,"Water and Wastewater","Insulated Pellet Dryer Tanks and Ducts"]
[5021,"IagEgsld1001",0.98533076643943773,8329.1060426051008,0,9843.2783203125,0,0,65115.653189292614,17486.732421875,7617.4927218456487,0,0,null,92445.664498228565,7617.4927218456487,17460.7715151308,null,33164.220385108958,7334.6828241912654,0,4394.6034241054613,95939.32671961782,0,null,44893.5078125,95939.328125,null,-47552.156118980114,27432.736770341849,88321.835403154357,null,0.54348924041765834,5.8934756424188235,0,1,0.48562048129996299,2.5711068373846087,0,1,12.594607127075111,"PASS",1,null,"IagEgsld1001",null,88321.835403154357,0,0.48562048129996299,"FAIL",0,1,null,null,0.4937185201092486,null,-1062.2627565032085,"NO",0,null,6.8320000000000007,5.3630000000000004,5.5847964346769574,15.4,15.58,17.390432125820322,null,-47775.506904116919,null,-4227.1037209705783,null,0,null,0,null,-1062.2627565032085,null,-1062.2627565032085,-3.4209217705149797,null,"IagEgsld1001",null,"Agriculture and Assembly","Drip Irrigation Nozzles"]
[5022,"IagNgsld1001",0.98533076643943773,8329.1060426051008,0,9843.2783203125,0,0,65115.653189292614,17486.732421875,7617.4927218456487,0,0,null,92445.664498228565,7617.4927218456487,17460.7715151308,null,33164.220385108958,7334.6828241912654,0,4394.6034241054613,95939.32671961782,0,null,44893.5078125,95939.328125,null,-47552.156118980114,27432.736770341849,88321.835403154357,null,0.54348924041765834,5.8934756424188235,0,1,0.48562048129996299,2.5711068373846087,0,1,12.594607127075111,"PASS",1,null,"IagNgsld1001",null,88321.835403154357,0,0.48562048129996299,"FAIL",0,1,null,null,0.4937185201092486,null,-1062.2627565032085,"NO",0,null,6.8320000000000007,5.3630000000000004,5.5847964346769574,15.4,15.58,17.390432125820322,null,-47775.506904116919,null,-4227.1037209705783,null,0,null,0,null,-1062.2627565032085,null,-1062.2627565032085,-3.4209217705149797,null,"IagNgsld1001",null,"Agriculture and Assembly","Drip Irrigation Nozzles"]
[5023,"IchEgsld1001",0.98533076643943773,8329.1060426051008,0,9843.2783203125,0,0,65115.653189292614,17486.732421875,7617.4927218456487,0,0,null,92445.664498228565,7617.4927218456487,17460.7715151308,null,33164.220385108958,7334.6828241912654,0,4394.6034241054613,95939.32671961782,0,null,44893.5078125,95939.328125,null,-47552.156118980114,27432.736770341849,88321.835403154357,null,0.54348924041765834,5.8934756424188235,0,1,0.48562048129996299,2.5711068373846087,0,1,12.594607127075111,"PASS",1,null,"IchEgsld1001",null,88321.835403154357,0,0.48562048129996299,"FAIL",0,1,null,null,0.4937185201092486,null,-1062.2627565032085,"NO",0,null,6.8320000000000007,5.3630000000000004,5.5847964346769574,15.4,15.58,17.390432125820322,null,-47775.506904116919,null,-4227.1037209705783,null,0,null,0,null,-1062.2627565032085,null,-1062.2627565032085,-3.4209217705149797,null,"IchEgsld1001",null,"Chemicals and Plastics","Drip Irrigation Nozzles"]
[5024,"IchNgsld1001",0.98533076643943773,8329.1060426051008,0,9843.2783203125,0,0,65115.653189292614,17486.732421875,7617.4927218456487,0,0,null,92445.664498228565,7617.4927218456487,17460.7715151308,null,33164.220385108958,7334.6828241912654,0,4394.6034241054613,95939.32671961782,0,null,44893.5078125,95939.328125,null,-47552.156118980114,27432.736770341849,88321.835403154357,null,0.54348924041765834,5.8934756424188235,0,1,0.48562048129996299,2.5711068373846087,0,1,12.594607127075111,"PASS",1,null,"IchNgsld1001",null,88321.835403154357,0,0.48562048129996299,"FAIL",0,1,null,null,0.4937185201092486,null,-1062.2627565032085,"NO",0,null,6.8320000000000007,5.3630000000000004,5.5847964346769574,15.4,15.58,17.390432125820322,null,-47775.506904116919,null,-4227.1037209705783,null,0,null,0,null,-1062.2627565032085,null,-1062.2627565032085,-3.4209217705149797,null,"IchNgsld1001",null,"Chemicals and Plastics","Drip Irrigation Nozzles"]
[5025,"IcoEgsld1001",0.98533076643943773,8329.1060426051008,0,9843.2783203125,0,0,65115.653189292614,17486.732421875,7617.4927218456487,0,0,null,92445.664498228565,7617.4927218456487,17460.7715151308,null,33164.220385108958,7334.6828241912654,0,4394.6034241054613,95939.32671961782,0,null,44893.5078125,95939.328125,null,-47552.156118980114,27432.736770341849,88321.835403154357,null,0.54348924041765834,5.8934756424188235,0,1,0.48562048129996299,2.5711068373846087,0,1,12.594607127075111,"PASS",1,null,"IcoEgsld1001",null,88321.835403154357,0,0.48562048129996299,"FAIL",0,1,null,null,0.4937185201092486,null,-1062.2627565032085,"NO",0,null,6.8320000000000007,5.3630000000000004,5.5847964346769574,15.4,15.58,17.390432125820322,null,-47775.506904116919,null,-4227.1037209705783,null,0,null,0,null,-1062.2627565032085,null,-1062.2627565032085,-3.4209217705149797,null,"IcoEgsld1001",null,"Construction","Drip Irrigation Nozzles"]
[5026,"IcoNgsld1001",0.98533076643943773,8329.1060426051008,0,9843.2783203125,0,0,65115.653189292614,17486.732421875,7617.4927218456487,0,0,null,92445.664498228565,7617.4927218456487,17460.7715151308,null,33164.220385108958,7334.6828241912654,0,4394.6034241054613,95939.32671961782,0,null,44893.5078125,95939.328125,null,-47552.156118980114,27432.736770341849,88321.835403154357,null,0.54348924041765834,5.8934756424188235,0,1,0.48562048129996299,2.5711068373846087,0,1,12.594607127075111,"PASS",1,null,"IcoNgsld1001",null,88321.835403154357,0,0.48562048129996299,"FAIL",0,1,null,null,0.4937185201092486,null,-1062.2627565032085,"NO",0,null,6.8320000000000007,5.3630000000000004,5.5847964346769574,15.4,15.58,17.390432125820322,null,-47775.506904116919,null,-4227.1037209705783,null,0,null,0,null,-1062.2627565032085,null,-1062.2627565032085,-3.4209217705149797,null,"IcoNgsld1001",null,"Construction","Drip Irrigation Nozzles"]
[5027,"IelEgsld1001",0.98533076643943773,8329.1060426051008,0,9843.2783203125,0,0,65115.653189292614,17486.732421875,7617.4927218456487,0,0,null,92445.664498228565,7617.4927218456487,17460.7715151308,null,33164.220385108958,7334.6828241912654,0,4394.6034241054613,95939.32671961782,0,null,44893.5078125,95939.328125,null,-47552.156118980114,27432.736770341849,88321.835403154357,null,0.54348924041765834,5.8934756424188235,0,1,0.48562048129996299,2.5711068373846087,0,1,12.594607127075111,"PASS",1,null,"IelEgsld1001",null,88321.835403154357,0,0.48562048129996299,"FAIL",0,1,null,null,0.4937185201092486,null,-1062.2627565032085,"NO",0,null,6.8320000000000007,5.3630000000000004,5.5847964346769574,15.4,15.58,17.390432125820322,null,-47775.506904116919,null,-4227.1037209705783,null,0,null,0,null,-1062.2627565032085,null,-1062.2627565032085,-3.4209217705149797,null,"IelEgsld1001",null,"Electrical and Electronic Equip.","Drip Irrigation Nozzles"]
[5028,"IelNgsld1001",0.98533076643943773,8329.1060426051008,0,9843.2783203125,0,0,65115.653189292614,17486.732421875,7617.4927218456487,0,0,null,92445.664498228565,7617.4927218456487,17460.7715151308,null,33164.220385108958,7334.6828241912654,0,4394.6034241054613,95939.32671961782,0,null,44893.5078125,95939.328125,null,-47552.156118980114,27432.736770341849,88321.835403154357,null,0.54348924041765834,5.8934756424188235,0,1,0.48562048129996299,2.5711068373846087,0,1,12.594607127075111,"PASS",1,null,"IelNgsld1001",null,88321.835403154357,0,0.48562048129996299,"FAIL",0,1,null,null,0.4937185201092486,null,-1062.2627565032085,"NO",0,null,6.8320000000000007,5.3630000000000004,5.5847964346769574,15.4,15.58,17.390432125820322,null,-47775.506904116919,null,-4227.1037209705783,null,0,null,0,null,-1062.2627565032085,null,-1062.2627565032085,-3.4209217705149797,null,"IelNgsld1001",null,"Electrical and Electronic Equip.","Drip Irrigation Nozzles"]
[5029,"IluEgsld1001",0.98533076643943773,8329.1060426051008,0,9843.2783203125,0,0,65115.653189292614,17486.732421875,7617.4927218456487,0,0,null,92445.664498228565,7617.4927218456487,17460.7715151308,null,33164.220385108958,7334.6828241912654,0,4394.6034241054613,95939.32671961782,0,null,44893.5078125,95939.328125,null,-47552.156118980114,27432.736770341849,88321.835403154357,null,0.54348924041765834,5.8934756424188235,0,1,0.48562048129996299,2.5711068373846087,0,1,12.594607127075111,"PASS",1,null,"IluEgsld1001",null,88321.835403154357,0,0.48562048129996299,"FAIL",0,1,null,null,0.4937185201092486,null,-1062.2627565032085,"NO",0,null,6.8320000000000007,5.3630000000000004,5.5847964346769574,15.4,15.58,17.390432125820322,null,-47775.506904116919,null,-4227.1037209705783,null,0,null,0,null,-1062.2627565032085,null,-1062.2627565032085,-3.4209217705149797,null,"IluEgsld1001",null,"Lumber/Furniture/Pulp/Paper","Drip Irrigation Nozzles"]
[5030,"IluNgsld1001",0.98533076643943773,8329.1060426051008,0,9843.2783203125,0,0,65115.653189292614,17486.732421875,7617.4927218456487,0,0,null,92445.664498228565,7617.4927218456487,17460.7715151308,null,33164.220385108958,7334.6828241912654,0,4394.6034241054613,95939.32671961782,0,null,44893.5078125,95939.328125,null,-47552.156118980114,27432.736770341849,88321.835403154357,null,0.54348924041765834,5.8934756424188235,0,1,0.48562048129996299,2.5711068373846087,0,1,12.594607127075111,"PASS",1,null,"IluNgsld1001",null,88321.835403154357,0,0.48562048129996299,"FAIL",0,1,null,null,0.4937185201092486,null,-1062.2627565032085,"NO",0,null,6.8320000000000007,5.3630000000000004,5.5847964346769574,15.4,15.58,17.390432125820322,null,-47775.506904116919,null,-4227.1037209705783,null,0,null,0,null,-1062.2627565032085,null,-1062.2627565032085,-3.4209217705149797,null,"IluNgsld1001",null,"Lumber/Furniture/Pulp/Paper","Drip Irrigation Nozzles"]
[5031,"ImeEgsld1001",0.98533076643943773,8329.1060426051008,0,9843.2783203125,0,0,65115.653189292614,17486.732421875,7617.4927218456487,0,0,null,92445.664498228565,7617.4927218456487,17460.7715151308,null,33164.220385108958,7334.6828241912654,0,4394.6034241054613,95939.32671961782,0,null,44893.5078125,95939.328125,null,-47552.156118980114,27432.736770341849,88321.835403154357,null,0.54348924041765834,5.8934756424188235,0,1,0.48562048129996299,2.5711068373846087,0,1,12.594607127075111,"PASS",1,null,"ImeEgsld1001",null,88321.835403154357,0,0.48562048129996299,"FAIL",0,1,null,null,0.4937185201092486,null,-1062.2627565032085,"NO",0,null,6.8320000000000007,5.3630000000000004,5.5847964346769574,15.4,15.58,17.390432125820322,null,-47775.506904116919,null,-4227.1037209705783,null,0,null,0,null,-1062.2627565032085,null,-1062.2627565032085,-3.4209217705149797,null,"ImeEgsld1001",null,"Metal Products and Machinery","Drip Irrigation Nozzles"]
[5032,"ImeNgsld1001",0.98533076643943773,8329.1060426051008,0,9843.2783203125,0,0,65115.653189292614,17486.732421875,7617.4927218456487,0,0,null,92445.664498228565,7617.4927218456487,17460.7715151308,null,33164.220385108958,7334.6828241912654,0,4394.6034241054613,95939.32671961782,0,null,44893.5078125,95939.328125,null,-47552.156118980114,27432.736770341849,88321.835403154357,null,0.54348924041765834,5.8934756424188235,0,1,0.48562048129996299,2.5711068373846087,0,1,12.594607127075111,"PASS",1,null,"ImeNgsld1001",null,88321.835403154357,0,0.48562048129996299,"FAIL",0,1,null,null,0.4937185201092486,null,-1062.2627565032085,"NO",0,null,6.8320000000000007,5.3630000000000004,5.5847964346769574,15.4,15.58,17.390432125820322,null,-47775.506904116919,null,-4227.1037209705783,null,0,null,0,null,-1062.2627565032085,null,-1062.2627565032085,-3.4209217705149797,null,"ImeNgsld1001",null,"Metal Products and Machinery","Drip Irrigation Nozzles"]
[5033,"ImiEgsld1001",0.98533076643943773,8329.1060426051008,0,9843.2783203125,0,0,65115.653189292614,17486.732421875,7617.4927218456487,0,0,null,92445.664498228565,7617.4927218456487,17460.7715151308,null,33164.220385108958,7334.6828241912654,0,4394.6034241054613,95939.32671961782,0,null,44893.5078125,95939.328125,null,-47552.156118980114,27432.736770341849,88321.835403154357,null,0.54348924041765834,5.8934756424188235,0,1,0.48562048129996299,2.5711068373846087,0,1,12.594607127075111,"PASS",1,null,"ImiEgsld1001",null,88321.835403154357,0,0.48562048129996299,"FAIL",0,1,null,null,0.4937185201092486,null,-1062.2627565032085,"NO",0,null,6.8320000000000007,5.3630000000000004,5.5847964346769574,15.4,15.58,17.390432125820322,null,-47775.506904116919,null,-4227.1037209705783,null,0,null,0,null,-1062.2627565032085,null,-1062.2627565032085,-3.4209217705149797,null,"ImiEgsld1001",null,"Miscellaneous Manufacturing","Drip Irrigation Nozzles"]
[5034,"ImiNgsld1001",0.98533076643943773,8329.1060426051008,0,9843.2783203125,0,0,65115.653189292614,17486.732421875,7617.4927218456487,0,0,null,92445.664498228565,7617.4927218456487,17460.7715151308,null,33164.220385108958,7334.6828241912654,0,4394.6034241054613,95939.32671961782,0,null,44893.5078125,95939.328125,null,-47552.156118980114,27432.736770341849,88321.835403154357,null,0.54348924041765834,5.8934756424188235,0,1,0.48562048129996299,2.5711068373846087,0,1,12.594607127075111,"PASS",1,null,"ImiNgsld1001",null,88321.835403154357,0,0.48562048129996299,"FAIL",0,1,null,null,0.4937185201092486,null,-1062.2627565032085,"NO",0,null,6.8320000000000007,5.3630000000000004,5.5847964346769574,15.4,15.58,17.390432125820322,null,-47775.506904116919,null,-4227.1037209705783,null,0,null,0,null,-1062.2627565032085,null,-1062.2627565032085,-3.4209217705149797,null,"ImiNgsld1001",null,"Miscellaneous Manufacturing","Drip Irrigation Nozzles"]
[5035,"IprEgsld1001",0.98533076643943773,8329.1060426051008,0,9843.2783203125,0,0,65115.653189292614,17486.732421875,7617.4927218456487,0,0,null,92445.664498228565,7617.4927218456487,17460.7715151308,null,33164.220385108958,7334.6828241912654,0,4394.6034241054613,95939.32671961782,0,null,44893.5078125,95939.328125,null,-47552.156118980114,27432.736770341849,88321.835403154357,null,0.54348924041765834,5.8934756424188235,0,1,0.48562048129996299,2.5711068373846087,0,1,12.594607127075111,"PASS",1,null,"IprEgsld1001",null,88321.835403154357,0,0.48562048129996299,"FAIL",0,1,null,null,0.4937185201092486,null,-1062.2627565032085,"NO",0,null,6.8320000000000007,5.3630000000000004,5.5847964346769574,15.4,15.58,17.390432125820322,null,-47775.506904116919,null,-4227.1037209705783,null,0,null,0,null,-1062.2627565032085,null,-1062.2627565032085,-3.4209217705149797,null,"IprEgsld1001",null,"Primary Resources Industries","Drip Irrigation Nozzles"]
[5036,"IprNgsld1001",0.98533076643943773,8329.1060426051008,0,9843.2783203125,0,0,65115.653189292614,17486.732421875,7617.4927218456487,0,0,null,92445.664498228565,7617.4927218456487,17460.7715151308,null,33164.220385108958,7334.6828241912654,0,4394.6034241054613,95939.32671961782,0,null,44893.5078125,95939.328125,null,-47552.156118980114,27432.736770341849,88321.835403154357,null,0.54348924041765834,5.8934756424188235,0,1,0.48562048129996299,2.5711068373846087,0,1,12.594607127075111,"PASS",1,null,"IprNgsld1001",null,88321.835403154357,0,0.48562048129996299,"FAIL",0,1,null,null,0.4937185201092486,null,-1062.2627565032085,"NO",0,null,6.8320000000000007,5.3630000000000004,5.5847964346769574,15.4,15.58,17.390432125820322,null,-47775.506904116919,null,-4227.1037209705783,null,0,null,0,null,-1062.2627565032085,null,-1062.2627565032085,-3.4209217705149797,null,"IprNgsld1001",null,"Primary Resources Industries","Drip Irrigation Nozzles"]
[5037,"IstEgsld1001",0.98533076643943773,8329.1060426051008,0,9843.2783203125,0,0,65115.653189292614,17486.732421875,7617.4927218456487,0,0,null,92445.664498228565,7617.4927218456487,17460.7715151308,null,33164.220385108958,7334.6828241912654,0,4394.6034241054613,95939.32671961782,0,null,44893.5078125,95939.328125,null,-47552.156118980114,27432.736770341849,88321.835403154357,null,0.54348924041765834,5.8934756424188235,0,1,0.48562048129996299,2.5711068373846087,0,1,12.594607127075111,"PASS",1,null,"IstEgsld1001",null,88321.835403154357,0,0.48562048129996299,"FAIL",0,1,null,null,0.4937185201092486,null,-1062.2627565032085,"NO",0,null,6.8320000000000007,5.3630000000000004,5.5847964346769574,15.4,15.58,17.390432125820322,null,-47775.506904116919,null,-4227.1037209705783,null,0,null,0,null,-1062.2627565032085,null,-1062.2627565032085,-3.4209217705149797,null,"IstEgsld1001",null,"Stone/Clay/Glass/Concrete","Drip Irrigation Nozzles"]
[5038,"IstNgsld1001",0.98533076643943773,8329.1060426051008,0,9843.2783203125,0,0,65115.653189292614,17486.732421875,7617.4927218456487,0,0,null,92445.664498228565,7617.4927218456487,17460.7715151308,null,33164.220385108958,7334.6828241912654,0,4394.6034241054613,95939.32671961782,0,null,44893.5078125,95939.328125,null,-47552.156118980114,27432.736770341849,88321.835403154357,null,0.54348924041765834,5.8934756424188235,0,1,0.48562048129996299,2.5711068373846087,0,1,12.594607127075111,"PASS",1,null,"IstNgsld1001",null,88321.835403154357,0,0.48562048129996299,"FAIL",0,1,null,null,0.4937185201092486,null,-1062.2627565032085,"NO",0,null,6.8320000000000007,5.3630000000000004,5.5847964346769574,15.4,15.58,17.390432125820322,null,-47775.506904116919,null,-4227.1037209705783,null,0,null,0,null,-1062.2627565032085,null,-1062.2627565032085,-3.4209217705149797,null,"IstNgsld1001",null,"Stone/Clay/Glass/Concrete","Drip Irrigation Nozzles"]
[5039,"IteEgsld1001",0.98533076643943773,8329.1060426051008,0,9843.2783203125,0,0,65115.653189292614,17486.732421875,7617.4927218456487,0,0,null,92445.664498228565,7617.4927218456487,17460.7715151308,null,33164.220385108958,7334.6828241912654,0,4394.6034241054613,95939.32671961782,0,null,44893.5078125,95939.328125,null,-47552.156118980114,27432.736770341849,88321.835403154357,null,0.54348924041765834,5.8934756424188235,0,1,0.48562048129996299,2.5711068373846087,0,1,12.594607127075111,"PASS",1,null,"IteEgsld1001",null,88321.835403154357,0,0.48562048129996299,"FAIL",0,1,null,null,0.4937185201092486,null,-1062.2627565032085,"NO",0,null,6.8320000000000007,5.3630000000000004,5.5847964346769574,15.4,15.58,17.390432125820322,null,-47775.506904116919,null,-4227.1037209705783,null,0,null,0,null,-1062.2627565032085,null,-1062.2627565032085,-3.4209217705149797,null,"IteEgsld1001",null,"Textiles and Leather","Drip Irrigation Nozzles"]
[5040,"IteNgsld1001",0.98533076643943773,8329.1060426051008,0,9843.2783203125,0,0,65115.653189292614,17486.732421875,7617.4927218456487,0,0,null,92445.664498228565,7617.4927218456487,17460.7715151308,null,33164.220385108958,7334.6828241912654,0,4394.6034241054613,95939.32671961782,0,null,44893.5078125,95939.328125,null,-47552.156118980114,27432.736770341849,88321.835403154357,null,0.54348924041765834,5.8934756424188235,0,1,0.48562048129996299,2.5711068373846087,0,1,12.594607127075111,"PASS",1,null,"IteNgsld1001",null,88321.835403154357,0,0.48562048129996299,"FAIL",0,1,null,null,0.4937185201092486,null,-1062.2627565032085,"NO",0,null,6.8320000000000007,5.3630000000000004,5.5847964346769574,15.4,15.58,17.390432125820322,null,-47775.506904116919,null,-4227.1037209705783,null,0,null,0,null,-1062.2627565032085,null,-1062.2627565032085,-3.4209217705149797,null,"IteNgsld1001",null,"Textiles and Leather","Drip Irrigation Nozzles"]
[5041,"ItrEgsld1001",0.98533076643943773,8329.1060426051008,0,9843.2783203125,0,0,65115.653189292614,17486.732421875,7617.4927218456487,0,0,null,92445.664498228565,7617.4927218456487,17460.7715151308,null,33164.220385108958,7334.6828241912654,0,4394.6034241054613,95939.32671961782,0,null,44893.5078125,95939.328125,null,-47552.156118980114,27432.736770341849,88321.835403154357,null,0.54348924041765834,5.8934756424188235,0,1,0.48562048129996299,2.5711068373846087,0,1,12.594607127075111,"PASS",1,null,"ItrEgsld1001",null,88321.835403154357,0,0.48562048129996299,"FAIL",0,1,null,null,0.4937185201092486,null,-1062.2627565032085,"NO",0,null,6.8320000000000007,5.3630000000000004,5.5847964346769574,15.4,15.58,17.390432125820322,null,-47775.506904116919,null,-4227.1037209705783,null,0,null,0,null,-1062.2627565032085,null,-1062.2627565032085,-3.4209217705149797,null,"ItrEgsld1001",null,"Transportation Equipment","Drip Irrigation Nozzles"]
[5042,"ItrNgsld1001",0.98533076643943773,8329.1060426051008,0,9843.2783203125,0,0,65115.653189292614,17486.732421875,7617.4927218456487,0,0,null,92445.664498228565,7617.4927218456487,17460.7715151308,null,33164.220385108958,7334.6828241912654,0,4394.6034241054613,95939.32671961782,0,null,44893.5078125,95939.328125,null,-47552.156118980114,27432.736770341849,88321.835403154357,null,0.54348924041765834,5.8934756424188235,0,1,0.48562048129996299,2.5711068373846087,0,1,12.594607127075111,"PASS",1,null,"ItrNgsld1001",null,88321.835403154357,0,0.48562048129996299,"FAIL",0,1,null,null,0.4937185201092486,null,-1062.2627565032085,"NO",0,null,6.8320000000000007,5.3630000000000004,5.5847964346769574,15.4,15.58,17.390432125820322,null,-47775.506904116919,null,-4227.1037209705783,null,0,null,0,null,-1062.2627565032085,null,-1062.2627565032085,-3.4209217705149797,null,"ItrNgsld1001",null,"Transportation Equipment","Drip Irrigation Nozzles"]
[5043,"IwaEgsld1001",0.98533076643943773,8329.1060426051008,0,9843.2783203125,0,0,65115.653189292614,17486.732421875,7617.4927218456487,0,0,null,92445.664498228565,7617.4927218456487,17460.7715151308,null,33164.220385108958,7334.6828241912654,0,4394.6034241054613,95939.32671961782,0,null,44893.5078125,95939.328125,null,-47552.156118980114,27432.736770341849,88321.835403154357,null,0.54348924041765834,5.8934756424188235,0,1,0.48562048129996299,2.5711068373846087,0,1,12.594607127075111,"PASS",1,null,"IwaEgsld1001",null,88321.835403154357,0,0.48562048129996299,"FAIL",0,1,null,null,0.4937185201092486,null,-1062.2627565032085,"NO",0,null,6.8320000000000007,5.3630000000000004,5.5847964346769574,15.4,15.58,17.390432125820322,null,-47775.506904116919,null,-4227.1037209705783,null,0,null,0,null,-1062.2627565032085,null,-1062.2627565032085,-3.4209217705149797,null,"IwaEgsld1001",null,"Water and Wastewater","Drip Irrigation Nozzles"]
[5044,"IwaNgsld1001",0.98533076643943773,8329.1060426051008,0,9843.2783203125,0,0,65115.653189292614,17486.732421875,7617.4927218456487,0,0,null,92445.664498228565,7617.4927218456487,17460.7715151308,null,33164.220385108958,7334.6828241912654,0,4394.6034241054613,95939.32671961782,0,null,44893.5078125,95939.328125,null,-47552.156118980114,27432.736770341849,88321.835403154357,null,0.54348924041765834,5.8934756424188235,0,1,0.48562048129996299,2.5711068373846087,0,1,12.594607127075111,"PASS",1,null,"IwaNgsld1001",null,88321.835403154357,0,0.48562048129996299,"FAIL",0,1,null,null,0.4937185201092486,null,-1062.2627565032085,"NO",0,null,6.8320000000000007,5.3630000000000004,5.5847964346769574,15.4,15.58,17.390432125820322,null,-47775.506904116919,null,-4227.1037209705783,null,0,null,0,null,-1062.2627565032085,null,-1062.2627565032085,-3.4209217705149797,null,"IwaNgsld1001",null,"Water and Wastewater","Drip Irrigation Nozzles"]
[5045,"IagEgsld1002",0.98533076643943773,8329.1060426051008,0,4212.60595703125,0,0,65115.653189292614,17486.732421875,29440.221354933743,0,0,null,86814.991476824216,29440.221354933743,33652.827126814584,null,33164.220385108958,7334.6828241912654,0,4394.6034241054613,95939.32671961782,0,null,44893.5078125,95939.328125,null,-41921.483755698864,11240.680500535003,66499.106770066253,null,0.54348924041765834,1.5249038813689666,0,1,0.5171169979004514,1.3340189041572286,0,1,3.258784197589669,"PASS",1,null,"IagEgsld1002",null,66499.106770066253,0,0.5171169979004514,"FAIL",0,1,null,null,4.4585885316192266,null,1431.4036071082373,"YES",1,null,6.8320000000000007,5.3630000000000004,5.5847964346769574,15.4,15.58,17.390432125820322,null,-42144.834540835676,null,-5533.065415194611,null,0,null,0,null,1431.4036071082373,null,0,0,null,"IagEgsld1002",null,"Agriculture and Assembly","Grain Bin Aeration Control System"]
[5046,"IagNgsld1002",0.98533076643943773,8329.1060426051008,0,4212.60595703125,0,0,65115.653189292614,17486.732421875,29440.221354933743,0,0,null,86814.991476824216,29440.221354933743,33652.827126814584,null,33164.220385108958,7334.6828241912654,0,4394.6034241054613,95939.32671961782,0,null,44893.5078125,95939.328125,null,-41921.483755698864,11240.680500535003,66499.106770066253,null,0.54348924041765834,1.5249038813689666,0,1,0.5171169979004514,1.3340189041572286,0,1,3.258784197589669,"PASS",1,null,"IagNgsld1002",null,66499.106770066253,0,0.5171169979004514,"FAIL",0,1,null,null,4.4585885316192266,null,1431.4036071082373,"YES",1,null,6.8320000000000007,5.3630000000000004,5.5847964346769574,15.4,15.58,17.390432125820322,null,-42144.834540835676,null,-5533.065415194611,null,0,null,0,null,1431.4036071082373,null,0,0,null,"IagNgsld1002",null,"Agriculture and Assembly","Grain Bin Aeration Control System"]
[5047,"IchEgsld1002",0.98533076643943773,8329.1060426051008,0,4212.60595703125,0,0,65115.653189292614,17486.732421875,2027.2932490923106,0,0,null,86814.991476824216,2027.2932490923106,6239.8990209731464,null,33164.220385108958,7334.6828241912654,0,4394.6034241054613,95939.32671961782,0,null,44893.5078125,95939.328125,null,-41921.483755698864,38653.608606376438,93912.034875907688,null,0.54348924041765834,22.144555471982347,0,1,0.5171169979004514,7.1945886190667157,0,1,47.323853205724113,"PASS",1,null,"IchEgsld1002",null,93912.034875907688,0,0.5171169979004514,"FAIL",0,1,null,null,0.30702439259861508,null,-1179.6822090213384,"NO",0,null,6.8320000000000007,5.3630000000000004,5.5847964346769574,15.4,15.58,17.390432125820322,null,-42144.834540835676,null,-5533.065415194611,null,0,null,0,null,-1179.6822090213384,null,-1179.6822090213384,-6.1091776636488015,null,"IchEgsld1002",null,"Chemicals and Plastics","Grain Bin Aeration Control System"]
[5048,"IchNgsld1002",0.98533076643943773,8329.1060426051008,0,4212.60595703125,0,0,65115.653189292614,17486.732421875,2027.2932490923106,0,0,null,86814.991476824216,2027.2932490923106,6239.8990209731464,null,33164.220385108958,7334.6828241912654,0,4394.6034241054613,95939.32671961782,0,null,44893.5078125,95939.328125,null,-41921.483755698864,38653.608606376438,93912.034875907688,null,0.54348924041765834,22.144555471982347,0,1,0.5171169979004514,7.1945886190667157,0,1,47.323853205724113,"PASS",1,null,"IchNgsld1002",null,93912.034875907688,0,0.5171169979004514,"FAIL",0,1,null,null,0.30702439259861508,null,-1179.6822090213384,"NO",0,null,6.8320000000000007,5.3630000000000004,5.5847964346769574,15.4,15.58,17.390432125820322,null,-42144.834540835676,null,-5533.065415194611,null,0,null,0,null,-1179.6822090213384,null,-1179.6822090213384,-6.1091776636488015,null,"IchNgsld1002",null,"Chemicals and Plastics","Grain Bin Aeration Control System"]
[5049,"IcoEgsld1002",0.98533076643943773,8329.1060426051008,0,4212.60595703125,0,0,65115.653189292614,17486.732421875,108822.21111928487,0,0,null,86814.991476824216,108822.21111928487,113034.81689116571,null,33164.220385108958,7334.6828241912654,0,4394.6034241054613,95939.32671961782,0,null,44893.5078125,95939.328125,null,-41921.483755698864,-68141.309263816118,-12882.882994284868,null,0.54348924041765834,0.41253993418025875,0,0,0.5171169979004514,0.39716530688230234,0,0,0.88161531674665783,"FAIL",0,null,"IcoEgsld1002",null,-12882.882994284868,12882.882994284868,0.45029553548169027,"FAIL",0,1,null,null,16.480632461982673,null,8992.5510051257825,"YES",1,null,6.8320000000000007,5.3630000000000004,5.5847964346769574,15.4,15.58,17.390432125820322,null,-42144.834540835676,null,-5533.065415194611,null,1691.3539967658151,null,1691.3539967658151,null,8992.5510051257825,null,1691.3539967658151,0.16317410755299125,null,"IcoEgsld1002",null,"Construction","Grain Bin Aeration Control System"]
[5050,"IcoNgsld1002",0.98533076643943773,8329.1060426051008,0,4212.60595703125,0,0,65115.653189292614,17486.732421875,108822.21111928487,0,0,null,86814.991476824216,108822.21111928487,113034.81689116571,null,33164.220385108958,7334.6828241912654,0,4394.6034241054613,95939.32671961782,0,null,44893.5078125,95939.328125,null,-41921.483755698864,-68141.309263816118,-12882.882994284868,null,0.54348924041765834,0.41253993418025875,0,0,0.5171169979004514,0.39716530688230234,0,0,0.88161531674665783,"FAIL",0,null,"IcoNgsld1002",null,-12882.882994284868,12882.882994284868,0.45029553548169027,"FAIL",0,1,null,null,16.480632461982673,null,8992.5510051257825,"YES",1,null,6.8320000000000007,5.3630000000000004,5.5847964346769574,15.4,15.58,17.390432125820322,null,-42144.834540835676,null,-5533.065415194611,null,1691.3539967658151,null,1691.3539967658151,null,8992.5510051257825,null,1691.3539967658151,0.16317410755299125,null,"IcoNgsld1002",null,"Construction","Grain Bin Aeration Control System"]
[5051,"IelEgsld1002",0.98533076643943773,8329.1060426051008,0,4212.60595703125,0,0,65115.653189292614,17486.732421875,5282.4531856110871,0,0,null,86814.991476824216,5282.4531856110871,9495.0589574919231,null,33164.220385108958,7334.6828241912654,0,4394.6034241054613,95939.32671961782,0,null,44893.5078125,95939.328125,null,-41921.483755698864,35398.448669857666,90656.874939388916,null,0.54348924041765834,8.4986096866481944,0,1,0.5171169979004514,4.7280914355639059,0,1,18.161888947038818,"PASS",1,null,"IelEgsld1002",null,90656.874939388916,0,0.5171169979004514,"FAIL",0,1,null,null,0.80000368897077512,null,-869.62768371499226,"NO",0,null,6.8320000000000007,5.3630000000000004,5.5847964346769574,15.4,15.58,17.390432125820322,null,-42144.834540835676,null,-5533.065415194611,null,0,null,0,null,-869.62768371499226,null,-869.62768371499226,-1.7283511115623753,null,"IelEgsld1002",null,"Electrical and Electronic Equip.","Grain Bin Aeration Control System"]
[5052,"IelNgsld1002",0.98533076643943773,8329.1060426051008,0,4212.60595703125,0,0,65115.653189292614,17486.732421875,5282.4531856110871,0,0,null,86814.991476824216,5282.4531856110871,9495.0589574919231,null,33164.220385108958,7334.6828241912654,0,4394.6034241054613,95939.32671961782,0,null,44893.5078125,95939.328125,null,-41921.483755698864,35398.448669857666,90656.874939388916,null,0.54348924041765834,8.4986096866481944,0,1,0.5171169979004514,4.7280914355639059,0,1,18.161888947038818,"PASS",1,null,"IelNgsld1002",null,90656.874939388916,0,0.5171169979004514,"FAIL",0,1,null,null,0.80000368897077512,null,-869.62768371499226,"NO",0,null,6.8320000000000007,5.3630000000000004,5.5847964346769574,15.4,15.58,17.390432125820322,null,-42144.834540835676,null,-5533.065415194611,null,0,null,0,null,-869.62768371499226,null,-869.62768371499226,-1.7283511115623753,null,"IelNgsld1002",null,"Electrical and Electronic Equip.","Grain Bin Aeration Control System"]
[5053,"IluEgsld1002",0.98533076643943773,8329.1060426051008,0,4212.60595703125,0,0,65115.653189292614,17486.732421875,4531.8348025579708,0,0,null,86814.991476824216,4531.8348025579708,8744.4405744388077,null,33164.220385108958,7334.6828241912654,0,4394.6034241054613,95939.32671961782,0,null,44893.5078125,95939.328125,null,-41921.483755698864,36149.067052910781,91407.493322442024,null,0.54348924041765834,9.9062542586857081,0,1,0.5171169979004514,5.1339484189734419,0,1,21.170085032854143,"PASS",1,null,"IluEgsld1002",null,91407.493322442024,0,0.5171169979004514,"FAIL",0,1,null,null,0.68632592663960468,null,-941.12420475929684,"NO",0,null,6.8320000000000007,5.3630000000000004,5.5847964346769574,15.4,15.58,17.390432125820322,null,-42144.834540835676,null,-5533.065415194611,null,0,null,0,null,-941.12420475929684,null,-941.12420475929684,-2.1802542630792434,null,"IluEgsld1002",null,"Lumber/Furniture/Pulp/Paper","Grain Bin Aeration Control System"]
[5054,"IluNgsld1002",0.98533076643943773,8329.1060426051008,0,4212.60595703125,0,0,65115.653189292614,17486.732421875,4531.8348025579708,0,0,null,86814.991476824216,4531.8348025579708,8744.4405744388077,null,33164.220385108958,7334.6828241912654,0,4394.6034241054613,95939.32671961782,0,null,44893.5078125,95939.328125,null,-41921.483755698864,36149.067052910781,91407.493322442024,null,0.54348924041765834,9.9062542586857081,0,1,0.5171169979004514,5.1339484189734419,0,1,21.170085032854143,"PASS",1,null,"IluNgsld1002",null,91407.493322442024,0,0.5171169979004514,"FAIL",0,1,null,null,0.68632592663960468,null,-941.12420475929684,"NO",0,null,6.8320000000000007,5.3630000000000004,5.5847964346769574,15.4,15.58,17.390432125820322,null,-42144.834540835676,null,-5533.065415194611,null,0,null,0,null,-941.12420475929684,null,-941.12420475929684,-2.1802542630792434,null,"IluNgsld1002",null,"Lumber/Furniture/Pulp/Paper","Grain Bin Aeration Control System"]
[5055,"ImeEgsld1002",0.98533076643943773,8329.1060426051008,0,4212.60595703125,0,0,65115.653189292614,17486.732421875,27793.360397159358,0,0,null,86814.991476824216,27793.360397159358,32005.966169040184,null,33164.220385108958,7334.6828241912654,0,4394.6034241054613,95939.32671961782,0,null,44893.5078125,95939.328125,null,-41921.483755698864,12887.541458309392,68145.967727840645,null,0.54348924041765834,1.6152601618150635,0,1,0.5171169979004514,1.4026605950806419,0,1,3.451879396879463,"PASS",1,null,"ImeEgsld1002",null,68145.967727840645,0,0.5171169979004514,"FAIL",0,1,null,null,4.2091789080892852,null,1274.5398544121567,"YES",1,null,6.8320000000000007,5.3630000000000004,5.5847964346769574,15.4,15.58,17.390432125820322,null,-42144.834540835676,null,-5533.065415194611,null,0,null,0,null,1274.5398544121567,null,0,0,null,"ImeEgsld1002",null,"Metal Products and Machinery","Grain Bin Aeration Control System"]
[5056,"ImeNgsld1002",0.98533076643943773,8329.1060426051008,0,4212.60595703125,0,0,65115.653189292614,17486.732421875,27793.360397159358,0,0,null,86814.991476824216,27793.360397159358,32005.966169040184,null,33164.220385108958,7334.6828241912654,0,4394.6034241054613,95939.32671961782,0,null,44893.5078125,95939.328125,null,-41921.483755698864,12887.541458309392,68145.967727840645,null,0.54348924041765834,1.6152601618150635,0,1,0.5171169979004514,1.4026605950806419,0,1,3.451879396879463,"PASS",1,null,"ImeNgsld1002",null,68145.967727840645,0,0.5171169979004514,"FAIL",0,1,null,null,4.2091789080892852,null,1274.5398544121567,"YES",1,null,6.8320000000000007,5.3630000000000004,5.5847964346769574,15.4,15.58,17.390432125820322,null,-42144.834540835676,null,-5533.065415194611,null,0,null,0,null,1274.5398544121567,null,0,0,null,"ImeNgsld1002",null,"Metal Products and Machinery","Grain Bin Aeration Control System"]
[5057,"ImiEgsld1002",0.98533076643943773,8329.1060426051008,0,4212.60595703125,0,0,65115.653189292614,17486.732421875,108822.21111928487,0,0,null,86814.991476824216,108822.21111928487,113034.81689116571,null,33164.220385108958,7334.6828241912654,0,4394.6034241054613,95939.32671961782,0,null,44893.5078125,95939.328125,null,-41921.483755698864,-68141.309263816118,-12882.882994284868,null,0.54348924041765834,0.41253993418025875,0,0,0.5171169979004514,0.39716530688230234,0,0,0.88161531674665783,"FAIL",0,null,"ImiEgsld1002",null,-12882.882994284868,12882.882994284868,0.45029553548169027,"FAIL",0,1,null,null,16.480632461982673,null,8992.5510051257825,"YES",1,null,6.8320000000000007,5.3630000000000004,5.5847964346769574,15.4,15.58,17.390432125820322,null,-42144.834540835676,null,-5533.065415194611,null,1691.3539967658151,null,1691.3539967658151,null,8992.5510051257825,null,1691.3539967658151,0.16317410755299125,null,"ImiEgsld1002",null,"Miscellaneous Manufacturing","Grain Bin Aeration Control System"]
[5058,"ImiNgsld1002",0.98533076643943773,8329.1060426051008,0,4212.60595703125,0,0,65115.653189292614,17486.732421875,108822.21111928487,0,0,null,86814.991476824216,108822.21111928487,113034.81689116571,null,33164.220385108958,7334.6828241912654,0,4394.6034241054613,95939.32671961782,0,null,44893.5078125,95939.328125,null,-41921.483755698864,-68141.309263816118,-12882.882994284868,null,0.54348924041765834,0.41253993418025875,0,0,0.5171169979004514,0.39716530688230234,0,0,0.88161531674665783,"FAIL",0,null,"ImiNgsld1002",null,-12882.882994284868,12882.882994284868,0.45029553548169027,"FAIL",0,1,null,null,16.480632461982673,null,8992.5510051257825,"YES",1,null,6.8320000000000007,5.3630000000000004,5.5847964346769574,15.4,15.58,17.390432125820322,null,-42144.834540835676,null,-5533.065415194611,null,1691.3539967658151,null,1691.3539967658151,null,8992.5510051257825,null,1691.3539967658151,0.16317410755299125,null,"ImiNgsld1002",null,"Miscellaneous Manufacturing","Grain Bin Aeration Control System"]
[5059,"IprEgsld1002",0.98533076643943773,8329.1060426051008,0,4212.60595703125,0,0,65115.653189292614,17486.732421875,251.2954739021265,0,0,null,86814.991476824216,251.2954739021265,4463.9012457829622,null,33164.220385108958,7334.6828241912654,0,4394.6034241054613,95939.32671961782,0,null,44893.5078125,95939.328125,null,-41921.483755698864,40429.606381566628,95688.032651097878,null,0.54348924041765834,178.64829443758677,0,1,0.5171169979004514,10.057011452224881,0,1,381.77897371269825,"PASS",1,null,"IprEgsld1002",null,95688.032651097878,0,0.5171169979004514,"FAIL",0,1,null,null,3.80575644917669E-2,null,-1348.8462749882515,"NO",0,null,6.8320000000000007,5.3630000000000004,5.5847964346769574,15.4,15.58,17.390432125820322,null,-42144.834540835676,null,-5533.065415194611,null,0,null,0,null,-1348.8462749882515,null,-1348.8462749882515,-56.352355128494963,null,"IprEgsld1002",null,"Primary Resources Industries","Grain Bin Aeration Control System"]
[5060,"IprNgsld1002",0.98533076643943773,8329.1060426051008,0,4212.60595703125,0,0,65115.653189292614,17486.732421875,251.2954739021265,0,0,null,86814.991476824216,251.2954739021265,4463.9012457829622,null,33164.220385108958,7334.6828241912654,0,4394.6034241054613,95939.32671961782,0,null,44893.5078125,95939.328125,null,-41921.483755698864,40429.606381566628,95688.032651097878,null,0.54348924041765834,178.64829443758677,0,1,0.5171169979004514,10.057011452224881,0,1,381.77897371269825,"PASS",1,null,"IprNgsld1002",null,95688.032651097878,0,0.5171169979004514,"FAIL",0,1,null,null,3.80575644917669E-2,null,-1348.8462749882515,"NO",0,null,6.8320000000000007,5.3630000000000004,5.5847964346769574,15.4,15.58,17.390432125820322,null,-42144.834540835676,null,-5533.065415194611,null,0,null,0,null,-1348.8462749882515,null,-1348.8462749882515,-56.352355128494963,null,"IprNgsld1002",null,"Primary Resources Industries","Grain Bin Aeration Control System"]
[5061,"IstEgsld1002",0.98533076643943773,8329.1060426051008,0,4212.60595703125,0,0,65115.653189292614,17486.732421875,18206.139469611971,0,0,null,86814.991476824216,18206.139469611971,22418.745241492801,null,33164.220385108958,7334.6828241912654,0,4394.6034241054613,95939.32671961782,0,null,44893.5078125,95939.328125,null,-41921.483755698864,22474.762385856779,77733.188655388032,null,0.54348924041765834,2.4658444415100824,0,1,0.5171169979004514,2.0024986661005117,0,1,5.269614037898215,"PASS",1,null,"IstEgsld1002",null,77733.188655388032,0,0.5171169979004514,"FAIL",0,1,null,null,2.7572374913360922,null,361.35544675665892,"YES",1,null,6.8320000000000007,5.3630000000000004,5.5847964346769574,15.4,15.58,17.390432125820322,null,-42144.834540835676,null,-5533.065415194611,null,0,null,0,null,361.35544675665892,null,0,0,null,"IstEgsld1002",null,"Stone/Clay/Glass/Concrete","Grain Bin Aeration Control System"]
[5062,"IstNgsld1002",0.98533076643943773,8329.1060426051008,0,4212.60595703125,0,0,65115.653189292614,17486.732421875,18206.139469611971,0,0,null,86814.991476824216,18206.139469611971,22418.745241492801,null,33164.220385108958,7334.6828241912654,0,4394.6034241054613,95939.32671961782,0,null,44893.5078125,95939.328125,null,-41921.483755698864,22474.762385856779,77733.188655388032,null,0.54348924041765834,2.4658444415100824,0,1,0.5171169979004514,2.0024986661005117,0,1,5.269614037898215,"PASS",1,null,"IstNgsld1002",null,77733.188655388032,0,0.5171169979004514,"FAIL",0,1,null,null,2.7572374913360922,null,361.35544675665892,"YES",1,null,6.8320000000000007,5.3630000000000004,5.5847964346769574,15.4,15.58,17.390432125820322,null,-42144.834540835676,null,-5533.065415194611,null,0,null,0,null,361.35544675665892,null,0,0,null,"IstNgsld1002",null,"Stone/Clay/Glass/Concrete","Grain Bin Aeration Control System"]
[5063,"IteEgsld1002",0.98533076643943773,8329.1060426051008,0,4212.60595703125,0,0,65115.653189292614,17486.732421875,68466.584550479412,0,0,null,86814.991476824216,68466.584550479412,72679.190322360286,null,33164.220385108958,7334.6828241912654,0,4394.6034241054613,95939.32671961782,0,null,44893.5078125,95939.328125,null,-41921.483755698864,-27785.682695010662,27472.743574520588,null,0.54348924041765834,0.65569953733270681,0,0,0.5171169979004514,0.61769410885032772,0,0,1.4012576902279292,"PASS",1,null,"IteEgsld1002",null,27472.743574520588,0,0.5171169979004514,"FAIL",0,1,null,null,10.368955017438561,null,5148.6710230685076,"YES",1,null,6.8320000000000007,5.3630000000000004,5.5847964346769574,15.4,15.58,17.390432125820322,null,-42144.834540835676,null,-5533.065415194611,null,0,null,0,null,5148.6710230685076,null,0,0,null,"IteEgsld1002",null,"Textiles and Leather","Grain Bin Aeration Control System"]
[5064,"IteNgsld1002",0.98533076643943773,8329.1060426051008,0,4212.60595703125,0,0,65115.653189292614,17486.732421875,68466.584550479412,0,0,null,86814.991476824216,68466.584550479412,72679.190322360286,null,33164.220385108958,7334.6828241912654,0,4394.6034241054613,95939.32671961782,0,null,44893.5078125,95939.328125,null,-41921.483755698864,-27785.682695010662,27472.743574520588,null,0.54348924041765834,0.65569953733270681,0,0,0.5171169979004514,0.61769410885032772,0,0,1.4012576902279292,"PASS",1,null,"IteNgsld1002",null,27472.743574520588,0,0.5171169979004514,"FAIL",0,1,null,null,10.368955017438561,null,5148.6710230685076,"YES",1,null,6.8320000000000007,5.3630000000000004,5.5847964346769574,15.4,15.58,17.390432125820322,null,-42144.834540835676,null,-5533.065415194611,null,0,null,0,null,5148.6710230685076,null,0,0,null,"IteNgsld1002",null,"Textiles and Leather","Grain Bin Aeration Control System"]
[5065,"ItrEgsld1002",0.98533076643943773,8329.1060426051008,0,4212.60595703125,0,0,65115.653189292614,17486.732421875,6217.3144490973773,0,0,null,86814.991476824216,6217.3144490973773,10429.920220978211,null,33164.220385108958,7334.6828241912654,0,4394.6034241054613,95939.32671961782,0,null,44893.5078125,95939.328125,null,-41921.483755698864,34463.587406371371,89722.013675902621,null,0.54348924041765834,7.2207233814621663,0,1,0.5171169979004514,4.3043001350346399,0,1,15.430991774740999,"PASS",1,null,"ItrEgsld1002",null,89722.013675902621,0,0.5171169979004514,"FAIL",0,1,null,null,0.94158417720083865,null,-780.58201507564661,"NO",0,null,6.8320000000000007,5.3630000000000004,5.5847964346769574,15.4,15.58,17.390432125820322,null,-42144.834540835676,null,-5533.065415194611,null,0,null,0,null,-780.58201507564661,null,-780.58201507564661,-1.3181049627938362,null,"ItrEgsld1002",null,"Transportation Equipment","Grain Bin Aeration Control System"]
[5066,"ItrNgsld1002",0.98533076643943773,8329.1060426051008,0,4212.60595703125,0,0,65115.653189292614,17486.732421875,6217.3144490973773,0,0,null,86814.991476824216,6217.3144490973773,10429.920220978211,null,33164.220385108958,7334.6828241912654,0,4394.6034241054613,95939.32671961782,0,null,44893.5078125,95939.328125,null,-41921.483755698864,34463.587406371371,89722.013675902621,null,0.54348924041765834,7.2207233814621663,0,1,0.5171169979004514,4.3043001350346399,0,1,15.430991774740999,"PASS",1,null,"ItrNgsld1002",null,89722.013675902621,0,0.5171169979004514,"FAIL",0,1,null,null,0.94158417720083865,null,-780.58201507564661,"NO",0,null,6.8320000000000007,5.3630000000000004,5.5847964346769574,15.4,15.58,17.390432125820322,null,-42144.834540835676,null,-5533.065415194611,null,0,null,0,null,-780.58201507564661,null,-780.58201507564661,-1.3181049627938362,null,"ItrNgsld1002",null,"Transportation Equipment","Grain Bin Aeration Control System"]
[5067,"IwaEgsld1002",0.98533076643943773,8329.1060426051008,0,4212.60595703125,0,0,65115.653189292614,17486.732421875,8517.4991082585457,0,0,null,86814.991476824216,8517.4991082585457,12730.104880139384,null,33164.220385108958,7334.6828241912654,0,4394.6034241054613,95939.32671961782,0,null,44893.5078125,95939.328125,null,-41921.483755698864,32163.402747210203,87421.829016741453,null,0.54348924041765834,5.27073818757097,0,1,0.5171169979004514,3.5265622382730912,0,1,11.263790803567854,"PASS",1,null,"IwaEgsld1002",null,87421.829016741453,0,0.5171169979004514,"FAIL",0,1,null,null,1.2899367135242485,null,-561.48908138887577,"NO",0,null,6.8320000000000007,5.3630000000000004,5.5847964346769574,15.4,15.58,17.390432125820322,null,-42144.834540835676,null,-5533.065415194611,null,0,null,0,null,-561.48908138887577,null,-561.48908138887577,-0.69209150431424171,null,"IwaEgsld1002",null,"Water and Wastewater","Grain Bin Aeration Control System"]
[5068,"IwaNgsld1002",0.98533076643943773,8329.1060426051008,0,4212.60595703125,0,0,65115.653189292614,17486.732421875,8517.4991082585457,0,0,null,86814.991476824216,8517.4991082585457,12730.104880139384,null,33164.220385108958,7334.6828241912654,0,4394.6034241054613,95939.32671961782,0,null,44893.5078125,95939.328125,null,-41921.483755698864,32163.402747210203,87421.829016741453,null,0.54348924041765834,5.27073818757097,0,1,0.5171169979004514,3.5265622382730912,0,1,11.263790803567854,"PASS",1,null,"IwaNgsld1002",null,87421.829016741453,0,0.5171169979004514,"FAIL",0,1,null,null,1.2899367135242485,null,-561.48908138887577,"NO",0,null,6.8320000000000007,5.3630000000000004,5.5847964346769574,15.4,15.58,17.390432125820322,null,-42144.834540835676,null,-5533.065415194611,null,0,null,0,null,-561.48908138887577,null,-561.48908138887577,-0.69209150431424171,null,"IwaNgsld1002",null,"Water and Wastewater","Grain Bin Aeration Control System"]
[5069,"IagTgsld1003",0.98533076643943773,8329.1060426051008,0,5026.65576171875,0,0,65115.653189292614,17486.732421875,6077.7091787976151,0,0,null,87629.041460671317,6077.7091787976151,11104.364934525514,null,33164.220385108958,7334.6828241912654,0,4394.6034241054613,95939.32671961782,0,null,44893.5078125,95939.328125,null,-42735.533560386364,33789.142871983633,89861.61894620239,null,0.54348924041765834,7.3865837426234862,0,1,0.5123131225579135,4.042870353503746,0,1,15.785442393276899,"PASS",1,null,"IagTgsld1003",null,89861.61894620239,0,0.5123131225579135,"FAIL",0,1,null,null,0.92044157777775026,null,-793.87944698832291,"NO",0,null,6.8320000000000007,5.3630000000000004,5.5847964346769574,15.4,15.58,17.390432125820322,null,-42958.884345523184,null,-5639.9395047392763,null,0,null,0,null,-793.87944698832291,null,-793.87944698832291,-1.3713519757844392,null,"IagTgsld1003",null,"Agriculture and Assembly","High Efficiency Welder"]
[5070,"IagNgsld1003",0.98533076643943773,8329.1060426051008,0,5026.65576171875,0,0,65115.653189292614,17486.732421875,6077.7091787976151,0,0,null,87629.041460671317,6077.7091787976151,11104.364934525514,null,33164.220385108958,7334.6828241912654,0,4394.6034241054613,95939.32671961782,0,null,44893.5078125,95939.328125,null,-42735.533560386364,33789.142871983633,89861.61894620239,null,0.54348924041765834,7.3865837426234862,0,1,0.5123131225579135,4.042870353503746,0,1,15.785442393276899,"PASS",1,null,"IagNgsld1003",null,89861.61894620239,0,0.5123131225579135,"FAIL",0,1,null,null,0.92044157777775026,null,-793.87944698832291,"NO",0,null,6.8320000000000007,5.3630000000000004,5.5847964346769574,15.4,15.58,17.390432125820322,null,-42958.884345523184,null,-5639.9395047392763,null,0,null,0,null,-793.87944698832291,null,-793.87944698832291,-1.3713519757844392,null,"IagNgsld1003",null,"Agriculture and Assembly","High Efficiency Welder"]
[5071,"IchTgsld1003",0.98533076643943773,8329.1060426051008,0,5026.65576171875,0,0,65115.653189292614,17486.732421875,6077.7091787976151,0,0,null,87629.041460671317,6077.7091787976151,11104.364934525514,null,33164.220385108958,7334.6828241912654,0,4394.6034241054613,95939.32671961782,0,null,44893.5078125,95939.328125,null,-42735.533560386364,33789.142871983633,89861.61894620239,null,0.54348924041765834,7.3865837426234862,0,1,0.5123131225579135,4.042870353503746,0,1,15.785442393276899,"PASS",1,null,"IchTgsld1003",null,89861.61894620239,0,0.5123131225579135,"FAIL",0,1,null,null,0.92044157777775026,null,-793.87944698832291,"NO",0,null,6.8320000000000007,5.3630000000000004,5.5847964346769574,15.4,15.58,17.390432125820322,null,-42958.884345523184,null,-5639.9395047392763,null,0,null,0,null,-793.87944698832291,null,-793.87944698832291,-1.3713519757844392,null,"IchTgsld1003",null,"Chemicals and Plastics","High Efficiency Welder"]
[5072,"IchNgsld1003",0.98533076643943773,8329.1060426051008,0,5026.65576171875,0,0,65115.653189292614,17486.732421875,6077.7091787976151,0,0,null,87629.041460671317,6077.7091787976151,11104.364934525514,null,33164.220385108958,7334.6828241912654,0,4394.6034241054613,95939.32671961782,0,null,44893.5078125,95939.328125,null,-42735.533560386364,33789.142871983633,89861.61894620239,null,0.54348924041765834,7.3865837426234862,0,1,0.5123131225579135,4.042870353503746,0,1,15.785442393276899,"PASS",1,null,"IchNgsld1003",null,89861.61894620239,0,0.5123131225579135,"FAIL",0,1,null,null,0.92044157777775026,null,-793.87944698832291,"NO",0,null,6.8320000000000007,5.3630000000000004,5.5847964346769574,15.4,15.58,17.390432125820322,null,-42958.884345523184,null,-5639.9395047392763,null,0,null,0,null,-793.87944698832291,null,-793.87944698832291,-1.3713519757844392,null,"IchNgsld1003",null,"Chemicals and Plastics","High Efficiency Welder"]
[5073,"IcoTgsld1003",0.98533076643943773,8329.1060426051008,0,5026.65576171875,0,0,65115.653189292614,17486.732421875,6077.7091787976151,0,0,null,87629.041460671317,6077.7091787976151,11104.364934525514,null,33164.220385108958,7334.6828241912654,0,4394.6034241054613,95939.32671961782,0,null,44893.5078125,95939.328125,null,-42735.533560386364,33789.142871983633,89861.61894620239,null,0.54348924041765834,7.3865837426234862,0,1,0.5123131225579135,4.042870353503746,0,1,15.785442393276899,"PASS",1,null,"IcoTgsld1003",null,89861.61894620239,0,0.5123131225579135,"FAIL",0,1,null,null,0.92044157777775026,null,-793.87944698832291,"NO",0,null,6.8320000000000007,5.3630000000000004,5.5847964346769574,15.4,15.58,17.390432125820322,null,-42958.884345523184,null,-5639.9395047392763,null,0,null,0,null,-793.87944698832291,null,-793.87944698832291,-1.3713519757844392,null,"IcoTgsld1003",null,"Construction","High Efficiency Welder"]
[5074,"IcoNgsld1003",0.98533076643943773,8329.1060426051008,0,5026.65576171875,0,0,65115.653189292614,17486.732421875,6077.7091787976151,0,0,null,87629.041460671317,6077.7091787976151,11104.364934525514,null,33164.220385108958,7334.6828241912654,0,4394.6034241054613,95939.32671961782,0,null,44893.5078125,95939.328125,null,-42735.533560386364,33789.142871983633,89861.61894620239,null,0.54348924041765834,7.3865837426234862,0,1,0.5123131225579135,4.042870353503746,0,1,15.785442393276899,"PASS",1,null,"IcoNgsld1003",null,89861.61894620239,0,0.5123131225579135,"FAIL",0,1,null,null,0.92044157777775026,null,-793.87944698832291,"NO",0,null,6.8320000000000007,5.3630000000000004,5.5847964346769574,15.4,15.58,17.390432125820322,null,-42958.884345523184,null,-5639.9395047392763,null,0,null,0,null,-793.87944698832291,null,-793.87944698832291,-1.3713519757844392,null,"IcoNgsld1003",null,"Construction","High Efficiency Welder"]
[5075,"IelTgsld1003",0.98533076643943773,8329.1060426051008,0,5026.65576171875,0,0,65115.653189292614,17486.732421875,6077.7091787976151,0,0,null,87629.041460671317,6077.7091787976151,11104.364934525514,null,33164.220385108958,7334.6828241912654,0,4394.6034241054613,95939.32671961782,0,null,44893.5078125,95939.328125,null,-42735.533560386364,33789.142871983633,89861.61894620239,null,0.54348924041765834,7.3865837426234862,0,1,0.5123131225579135,4.042870353503746,0,1,15.785442393276899,"PASS",1,null,"IelTgsld1003",null,89861.61894620239,0,0.5123131225579135,"FAIL",0,1,null,null,0.92044157777775026,null,-793.87944698832291,"NO",0,null,6.8320000000000007,5.3630000000000004,5.5847964346769574,15.4,15.58,17.390432125820322,null,-42958.884345523184,null,-5639.9395047392763,null,0,null,0,null,-793.87944698832291,null,-793.87944698832291,-1.3713519757844392,null,"IelTgsld1003",null,"Electrical and Electronic Equip.","High Efficiency Welder"]
[5076,"IelNgsld1003",0.98533076643943773,8329.1060426051008,0,5026.65576171875,0,0,65115.653189292614,17486.732421875,6077.7091787976151,0,0,null,87629.041460671317,6077.7091787976151,11104.364934525514,null,33164.220385108958,7334.6828241912654,0,4394.6034241054613,95939.32671961782,0,null,44893.5078125,95939.328125,null,-42735.533560386364,33789.142871983633,89861.61894620239,null,0.54348924041765834,7.3865837426234862,0,1,0.5123131225579135,4.042870353503746,0,1,15.785442393276899,"PASS",1,null,"IelNgsld1003",null,89861.61894620239,0,0.5123131225579135,"FAIL",0,1,null,null,0.92044157777775026,null,-793.87944698832291,"NO",0,null,6.8320000000000007,5.3630000000000004,5.5847964346769574,15.4,15.58,17.390432125820322,null,-42958.884345523184,null,-5639.9395047392763,null,0,null,0,null,-793.87944698832291,null,-793.87944698832291,-1.3713519757844392,null,"IelNgsld1003",null,"Electrical and Electronic Equip.","High Efficiency Welder"]
[5077,"IluTgsld1003",0.98533076643943773,8329.1060426051008,0,5026.65576171875,0,0,65115.653189292614,17486.732421875,6077.7091787976151,0,0,null,87629.041460671317,6077.7091787976151,11104.364934525514,null,33164.220385108958,7334.6828241912654,0,4394.6034241054613,95939.32671961782,0,null,44893.5078125,95939.328125,null,-42735.533560386364,33789.142871983633,89861.61894620239,null,0.54348924041765834,7.3865837426234862,0,1,0.5123131225579135,4.042870353503746,0,1,15.785442393276899,"PASS",1,null,"IluTgsld1003",null,89861.61894620239,0,0.5123131225579135,"FAIL",0,1,null,null,0.92044157777775026,null,-793.87944698832291,"NO",0,null,6.8320000000000007,5.3630000000000004,5.5847964346769574,15.4,15.58,17.390432125820322,null,-42958.884345523184,null,-5639.9395047392763,null,0,null,0,null,-793.87944698832291,null,-793.87944698832291,-1.3713519757844392,null,"IluTgsld1003",null,"Lumber/Furniture/Pulp/Paper","High Efficiency Welder"]
[5078,"IluNgsld1003",0.98533076643943773,8329.1060426051008,0,5026.65576171875,0,0,65115.653189292614,17486.732421875,6077.7091787976151,0,0,null,87629.041460671317,6077.7091787976151,11104.364934525514,null,33164.220385108958,7334.6828241912654,0,4394.6034241054613,95939.32671961782,0,null,44893.5078125,95939.328125,null,-42735.533560386364,33789.142871983633,89861.61894620239,null,0.54348924041765834,7.3865837426234862,0,1,0.5123131225579135,4.042870353503746,0,1,15.785442393276899,"PASS",1,null,"IluNgsld1003",null,89861.61894620239,0,0.5123131225579135,"FAIL",0,1,null,null,0.92044157777775026,null,-793.87944698832291,"NO",0,null,6.8320000000000007,5.3630000000000004,5.5847964346769574,15.4,15.58,17.390432125820322,null,-42958.884345523184,null,-5639.9395047392763,null,0,null,0,null,-793.87944698832291,null,-793.87944698832291,-1.3713519757844392,null,"IluNgsld1003",null,"Lumber/Furniture/Pulp/Paper","High Efficiency Welder"]
[5079,"ImeTgsld1003",0.98533076643943773,8329.1060426051008,0,5026.65576171875,0,0,65115.653189292614,17486.732421875,6077.7091787976151,0,0,null,87629.041460671317,6077.7091787976151,11104.364934525514,null,33164.220385108958,7334.6828241912654,0,4394.6034241054613,95939.32671961782,0,null,44893.5078125,95939.328125,null,-42735.533560386364,33789.142871983633,89861.61894620239,null,0.54348924041765834,7.3865837426234862,0,1,0.5123131225579135,4.042870353503746,0,1,15.785442393276899,"PASS",1,null,"ImeTgsld1003",null,89861.61894620239,0,0.5123131225579135,"FAIL",0,1,null,null,0.92044157777775026,null,-793.87944698832291,"NO",0,null,6.8320000000000007,5.3630000000000004,5.5847964346769574,15.4,15.58,17.390432125820322,null,-42958.884345523184,null,-5639.9395047392763,null,0,null,0,null,-793.87944698832291,null,-793.87944698832291,-1.3713519757844392,null,"ImeTgsld1003",null,"Metal Products and Machinery","High Efficiency Welder"]
[5080,"ImeNgsld1003",0.98533076643943773,8329.1060426051008,0,5026.65576171875,0,0,65115.653189292614,17486.732421875,6077.7091787976151,0,0,null,87629.041460671317,6077.7091787976151,11104.364934525514,null,33164.220385108958,7334.6828241912654,0,4394.6034241054613,95939.32671961782,0,null,44893.5078125,95939.328125,null,-42735.533560386364,33789.142871983633,89861.61894620239,null,0.54348924041765834,7.3865837426234862,0,1,0.5123131225579135,4.042870353503746,0,1,15.785442393276899,"PASS",1,null,"ImeNgsld1003",null,89861.61894620239,0,0.5123131225579135,"FAIL",0,1,null,null,0.92044157777775026,null,-793.87944698832291,"NO",0,null,6.8320000000000007,5.3630000000000004,5.5847964346769574,15.4,15.58,17.390432125820322,null,-42958.884345523184,null,-5639.9395047392763,null,0,null,0,null,-793.87944698832291,null,-793.87944698832291,-1.3713519757844392,null,"ImeNgsld1003",null,"Metal Products and Machinery","High Efficiency Welder"]
[5081,"ImiTgsld1003",0.98533076643943773,8329.1060426051008,0,5026.65576171875,0,0,65115.653189292614,17486.732421875,6077.7091787976151,0,0,null,87629.041460671317,6077.7091787976151,11104.364934525514,null,33164.220385108958,7334.6828241912654,0,4394.6034241054613,95939.32671961782,0,null,44893.5078125,95939.328125,null,-42735.533560386364,33789.142871983633,89861.61894620239,null,0.54348924041765834,7.3865837426234862,0,1,0.5123131225579135,4.042870353503746,0,1,15.785442393276899,"PASS",1,null,"ImiTgsld1003",null,89861.61894620239,0,0.5123131225579135,"FAIL",0,1,null,null,0.92044157777775026,null,-793.87944698832291,"NO",0,null,6.8320000000000007,5.3630000000000004,5.5847964346769574,15.4,15.58,17.390432125820322,null,-42958.884345523184,null,-5639.9395047392763,null,0,null,0,null,-793.87944698832291,null,-793.87944698832291,-1.3713519757844392,null,"ImiTgsld1003",null,"Miscellaneous Manufacturing","High Efficiency Welder"]
[5082,"ImiNgsld1003",0.98533076643943773,8329.1060426051008,0,5026.65576171875,0,0,65115.653189292614,17486.732421875,6077.7091787976151,0,0,null,87629.041460671317,6077.7091787976151,11104.364934525514,null,33164.220385108958,7334.6828241912654,0,4394.6034241054613,95939.32671961782,0,null,44893.5078125,95939.328125,null,-42735.533560386364,33789.142871983633,89861.61894620239,null,0.54348924041765834,7.3865837426234862,0,1,0.5123131225579135,4.042870353503746,0,1,15.785442393276899,"PASS",1,null,"ImiNgsld1003",null,89861.61894620239,0,0.5123131225579135,"FAIL",0,1,null,null,0.92044157777775026,null,-793.87944698832291,"NO",0,null,6.8320000000000007,5.3630000000000004,5.5847964346769574,15.4,15.58,17.390432125820322,null,-42958.884345523184,null,-5639.9395047392763,null,0,null,0,null,-793.87944698832291,null,-793.87944698832291,-1.3713519757844392,null,"ImiNgsld1003",null,"Miscellaneous Manufacturing","High Efficiency Welder"]
[5083,"IprTgsld1003",0.98533076643943773,8329.1060426051008,0,5026.65576171875,0,0,65115.653189292614,17486.732421875,6077.7091787976151,0,0,null,87629.041460671317,6077.7091787976151,11104.364934525514,null,33164.220385108958,7334.6828241912654,0,4394.6034241054613,95939.32671961782,0,null,44893.5078125,95939.328125,null,-42735.533560386364,33789.142871983633,89861.61894620239,null,0.54348924041765834,7.3865837426234862,0,1,0.5123131225579135,4.042870353503746,0,1,15.785442393276899,"PASS",1,null,"IprTgsld1003",null,89861.61894620239,0,0.5123131225579135,"FAIL",0,1,null,null,0.92044157777775026,null,-793.87944698832291,"NO",0,null,6.8320000000000007,5.3630000000000004,5.5847964346769574,15.4,15.58,17.390432125820322,null,-42958.884345523184,null,-5639.9395047392763,null,0,null,0,null,-793.87944698832291,null,-793.87944698832291,-1.3713519757844392,null,"IprTgsld1003",null,"Primary Resources Industries","High Efficiency Welder"]
[5084,"IprNgsld1003",0.98533076643943773,8329.1060426051008,0,5026.65576171875,0,0,65115.653189292614,17486.732421875,6077.7091787976151,0,0,null,87629.041460671317,6077.7091787976151,11104.364934525514,null,33164.220385108958,7334.6828241912654,0,4394.6034241054613,95939.32671961782,0,null,44893.5078125,95939.328125,null,-42735.533560386364,33789.142871983633,89861.61894620239,null,0.54348924041765834,7.3865837426234862,0,1,0.5123131225579135,4.042870353503746,0,1,15.785442393276899,"PASS",1,null,"IprNgsld1003",null,89861.61894620239,0,0.5123131225579135,"FAIL",0,1,null,null,0.92044157777775026,null,-793.87944698832291,"NO",0,null,6.8320000000000007,5.3630000000000004,5.5847964346769574,15.4,15.58,17.390432125820322,null,-42958.884345523184,null,-5639.9395047392763,null,0,null,0,null,-793.87944698832291,null,-793.87944698832291,-1.3713519757844392,null,"IprNgsld1003",null,"Primary Resources Industries","High Efficiency Welder"]
[5085,"IstTgsld1003",0.98533076643943773,8329.1060426051008,0,5026.65576171875,0,0,65115.653189292614,17486.732421875,6077.7091787976151,0,0,null,87629.041460671317,6077.7091787976151,11104.364934525514,null,33164.220385108958,7334.6828241912654,0,4394.6034241054613,95939.32671961782,0,null,44893.5078125,95939.328125,null,-42735.533560386364,33789.142871983633,89861.61894620239,null,0.54348924041765834,7.3865837426234862,0,1,0.5123131225579135,4.042870353503746,0,1,15.785442393276899,"PASS",1,null,"IstTgsld1003",null,89861.61894620239,0,0.5123131225579135,"FAIL",0,1,null,null,0.92044157777775026,null,-793.87944698832291,"NO",0,null,6.8320000000000007,5.3630000000000004,5.5847964346769574,15.4,15.58,17.390432125820322,null,-42958.884345523184,null,-5639.9395047392763,null,0,null,0,null,-793.87944698832291,null,-793.87944698832291,-1.3713519757844392,null,"IstTgsld1003",null,"Stone/Clay/Glass/Concrete","High Efficiency Welder"]
[5086,"IstNgsld1003",0.98533076643943773,8329.1060426051008,0,5026.65576171875,0,0,65115.653189292614,17486.732421875,6077.7091787976151,0,0,null,87629.041460671317,6077.7091787976151,11104.364934525514,null,33164.220385108958,7334.6828241912654,0,4394.6034241054613,95939.32671961782,0,null,44893.5078125,95939.328125,null,-42735.533560386364,33789.142871983633,89861.61894620239,null,0.54348924041765834,7.3865837426234862,0,1,0.5123131225579135,4.042870353503746,0,1,15.785442393276899,"PASS",1,null,"IstNgsld1003",null,89861.61894620239,0,0.5123131225579135,"FAIL",0,1,null,null,0.92044157777775026,null,-793.87944698832291,"NO",0,null,6.8320000000000007,5.3630000000000004,5.5847964346769574,15.4,15.58,17.390432125820322,null,-42958.884345523184,null,-5639.9395047392763,null,0,null,0,null,-793.87944698832291,null,-793.87944698832291,-1.3713519757844392,null,"IstNgsld1003",null,"Stone/Clay/Glass/Concrete","High Efficiency Welder"]
[5087,"IteTgsld1003",0.98533076643943773,8329.1060426051008,0,5026.65576171875,0,0,65115.653189292614,17486.732421875,6077.7091787976151,0,0,null,87629.041460671317,6077.7091787976151,11104.364934525514,null,33164.220385108958,7334.6828241912654,0,4394.6034241054613,95939.32671961782,0,null,44893.5078125,95939.328125,null,-42735.533560386364,33789.142871983633,89861.61894620239,null,0.54348924041765834,7.3865837426234862,0,1,0.5123131225579135,4.042870353503746,0,1,15.785442393276899,"PASS",1,null,"IteTgsld1003",null,89861.61894620239,0,0.5123131225579135,"FAIL",0,1,null,null,0.92044157777775026,null,-793.87944698832291,"NO",0,null,6.8320000000000007,5.3630000000000004,5.5847964346769574,15.4,15.58,17.390432125820322,null,-42958.884345523184,null,-5639.9395047392763,null,0,null,0,null,-793.87944698832291,null,-793.87944698832291,-1.3713519757844392,null,"IteTgsld1003",null,"Textiles and Leather","High Efficiency Welder"]
[5088,"IteNgsld1003",0.98533076643943773,8329.1060426051008,0,5026.65576171875,0,0,65115.653189292614,17486.732421875,6077.7091787976151,0,0,null,87629.041460671317,6077.7091787976151,11104.364934525514,null,33164.220385108958,7334.6828241912654,0,4394.6034241054613,95939.32671961782,0,null,44893.5078125,95939.328125,null,-42735.533560386364,33789.142871983633,89861.61894620239,null,0.54348924041765834,7.3865837426234862,0,1,0.5123131225579135,4.042870353503746,0,1,15.785442393276899,"PASS",1,null,"IteNgsld1003",null,89861.61894620239,0,0.5123131225579135,"FAIL",0,1,null,null,0.92044157777775026,null,-793.87944698832291,"NO",0,null,6.8320000000000007,5.3630000000000004,5.5847964346769574,15.4,15.58,17.390432125820322,null,-42958.884345523184,null,-5639.9395047392763,null,0,null,0,null,-793.87944698832291,null,-793.87944698832291,-1.3713519757844392,null,"IteNgsld1003",null,"Textiles and Leather","High Efficiency Welder"]
[5089,"ItrTgsld1003",0.98533076643943773,8329.1060426051008,0,5026.65576171875,0,0,65115.653189292614,17486.732421875,6077.7091787976151,0,0,null,87629.041460671317,6077.7091787976151,11104.364934525514,null,33164.220385108958,7334.6828241912654,0,4394.6034241054613,95939.32671961782,0,null,44893.5078125,95939.328125,null,-42735.533560386364,33789.142871983633,89861.61894620239,null,0.54348924041765834,7.3865837426234862,0,1,0.5123131225579135,4.042870353503746,0,1,15.785442393276899,"PASS",1,null,"ItrTgsld1003",null,89861.61894620239,0,0.5123131225579135,"FAIL",0,1,null,null,0.92044157777775026,null,-793.87944698832291,"NO",0,null,6.8320000000000007,5.3630000000000004,5.5847964346769574,15.4,15.58,17.390432125820322,null,-42958.884345523184,null,-5639.9395047392763,null,0,null,0,null,-793.87944698832291,null,-793.87944698832291,-1.3713519757844392,null,"ItrTgsld1003",null,"Transportation Equipment","High Efficiency Welder"]
[5090,"ItrNgsld1003",0.98533076643943773,8329.1060426051008,0,5026.65576171875,0,0,65115.653189292614,17486.732421875,6077.7091787976151,0,0,null,87629.041460671317,6077.7091787976151,11104.364934525514,null,33164.220385108958,7334.6828241912654,0,4394.6034241054613,95939.32671961782,0,null,44893.5078125,95939.328125,null,-42735.533560386364,33789.142871983633,89861.61894620239,null,0.54348924041765834,7.3865837426234862,0,1,0.5123131225579135,4.042870353503746,0,1,15.785442393276899,"PASS",1,null,"ItrNgsld1003",null,89861.61894620239,0,0.5123131225579135,"FAIL",0,1,null,null,0.92044157777775026,null,-793.87944698832291,"NO",0,null,6.8320000000000007,5.3630000000000004,5.5847964346769574,15.4,15.58,17.390432125820322,null,-42958.884345523184,null,-5639.9395047392763,null,0,null,0,null,-793.87944698832291,null,-793.87944698832291,-1.3713519757844392,null,"ItrNgsld1003",null,"Transportation Equipment","High Efficiency Welder"]
[5091,"IwaTgsld1003",0.98533076643943773,8329.1060426051008,0,5026.65576171875,0,0,65115.653189292614,17486.732421875,6077.7091787976151,0,0,null,87629.041460671317,6077.7091787976151,11104.364934525514,null,33164.220385108958,7334.6828241912654,0,4394.6034241054613,95939.32671961782,0,null,44893.5078125,95939.328125,null,-42735.533560386364,33789.142871983633,89861.61894620239,null,0.54348924041765834,7.3865837426234862,0,1,0.5123131225579135,4.042870353503746,0,1,15.785442393276899,"PASS",1,null,"IwaTgsld1003",null,89861.61894620239,0,0.5123131225579135,"FAIL",0,1,null,null,0.92044157777775026,null,-793.87944698832291,"NO",0,null,6.8320000000000007,5.3630000000000004,5.5847964346769574,15.4,15.58,17.390432125820322,null,-42958.884345523184,null,-5639.9395047392763,null,0,null,0,null,-793.87944698832291,null,-793.87944698832291,-1.3713519757844392,null,"IwaTgsld1003",null,"Water and Wastewater","High Efficiency Welder"]
[5092,"IwaNgsld1003",0.98533076643943773,8329.1060426051008,0,5026.65576171875,0,0,65115.653189292614,17486.732421875,6077.7091787976151,0,0,null,87629.041460671317,6077.7091787976151,11104.364934525514,null,33164.220385108958,7334.6828241912654,0,4394.6034241054613,95939.32671961782,0,null,44893.5078125,95939.328125,null,-42735.533560386364,33789.142871983633,89861.61894620239,null,0.54348924041765834,7.3865837426234862,0,1,0.5123131225579135,4.042870353503746,0,1,15.785442393276899,"PASS",1,null,"IwaNgsld1003",null,89861.61894620239,0,0.5123131225579135,"FAIL",0,1,null,null,0.92044157777775026,null,-793.87944698832291,"NO",0,null,6.8320000000000007,5.3630000000000004,5.5847964346769574,15.4,15.58,17.390432125820322,null,-42958.884345523184,null,-5639.9395047392763,null,0,null,0,null,-793.87944698832291,null,-793.87944698832291,-1.3713519757844392,null,"IwaNgsld1003",null,"Water and Wastewater","High Efficiency Welder"]
[5093,"IagEgsld1004",0.98533076643943773,8329.1060426051008,0,9843.2783203125,0,0,65115.653189292614,17486.732421875,2152.9976270188295,0,0,null,92445.664498228565,2152.9976270188295,11996.276420303979,null,33164.220385108958,7334.6828241912654,0,4394.6034241054613,95939.32671961782,0,null,44893.5078125,95939.328125,null,-47552.156118980114,32897.231865168673,93786.330497981166,null,0.54348924041765834,20.851629026020927,0,1,0.48562048129996299,3.7422870238731822,0,1,44.560814615408283,"PASS",1,null,"IagEgsld1004",null,93786.330497981166,0,0.48562048129996299,"FAIL",0,1,null,null,0.1395439198004691,null,-1285.0174206086217,"NO",0,null,6.8320000000000007,5.3630000000000004,5.5847964346769574,15.4,15.58,17.390432125820322,null,-47775.506904116919,null,-4227.1037209705783,null,0,null,0,null,-1285.0174206086217,null,-1285.0174206086217,-14.641605576068082,null,"IagEgsld1004",null,"Agriculture and Assembly","Injection Mold and Extruder Barrel Wraps"]
[5094,"IagNgsld1004",0.98533076643943773,8329.1060426051008,0,9843.2783203125,0,0,65115.653189292614,17486.732421875,2152.9976270188295,0,0,null,92445.664498228565,2152.9976270188295,11996.276420303979,null,33164.220385108958,7334.6828241912654,0,4394.6034241054613,95939.32671961782,0,null,44893.5078125,95939.328125,null,-47552.156118980114,32897.231865168673,93786.330497981166,null,0.54348924041765834,20.851629026020927,0,1,0.48562048129996299,3.7422870238731822,0,1,44.560814615408283,"PASS",1,null,"IagNgsld1004",null,93786.330497981166,0,0.48562048129996299,"FAIL",0,1,null,null,0.1395439198004691,null,-1285.0174206086217,"NO",0,null,6.8320000000000007,5.3630000000000004,5.5847964346769574,15.4,15.58,17.390432125820322,null,-47775.506904116919,null,-4227.1037209705783,null,0,null,0,null,-1285.0174206086217,null,-1285.0174206086217,-14.641605576068082,null,"IagNgsld1004",null,"Agriculture and Assembly","Injection Mold and Extruder Barrel Wraps"]
[5095,"IchEgsld1004",0.98533076643943773,8329.1060426051008,0,9843.2783203125,0,0,65115.653189292614,17486.732421875,2152.9976270188295,0,0,null,92445.664498228565,2152.9976270188295,11996.276420303979,null,33164.220385108958,7334.6828241912654,0,4394.6034241054613,95939.32671961782,0,null,44893.5078125,95939.328125,null,-47552.156118980114,32897.231865168673,93786.330497981166,null,0.54348924041765834,20.851629026020927,0,1,0.48562048129996299,3.7422870238731822,0,1,44.560814615408283,"PASS",1,null,"IchEgsld1004",null,93786.330497981166,0,0.48562048129996299,"FAIL",0,1,null,null,0.1395439198004691,null,-1285.0174206086217,"NO",0,null,6.8320000000000007,5.3630000000000004,5.5847964346769574,15.4,15.58,17.390432125820322,null,-47775.506904116919,null,-4227.1037209705783,null,0,null,0,null,-1285.0174206086217,null,-1285.0174206086217,-14.641605576068082,null,"IchEgsld1004",null,"Chemicals and Plastics","Injection Mold and Extruder Barrel Wraps"]
[5096,"IchNgsld1004",0.98533076643943773,8329.1060426051008,0,9843.2783203125,0,0,65115.653189292614,17486.732421875,2152.9976270188295,0,0,null,92445.664498228565,2152.9976270188295,11996.276420303979,null,33164.220385108958,7334.6828241912654,0,4394.6034241054613,95939.32671961782,0,null,44893.5078125,95939.328125,null,-47552.156118980114,32897.231865168673,93786.330497981166,null,0.54348924041765834,20.851629026020927,0,1,0.48562048129996299,3.7422870238731822,0,1,44.560814615408283,"PASS",1,null,"IchNgsld1004",null,93786.330497981166,0,0.48562048129996299,"FAIL",0,1,null,null,0.1395439198004691,null,-1285.0174206086217,"NO",0,null,6.8320000000000007,5.3630000000000004,5.5847964346769574,15.4,15.58,17.390432125820322,null,-47775.506904116919,null,-4227.1037209705783,null,0,null,0,null,-1285.0174206086217,null,-1285.0174206086217,-14.641605576068082,null,"IchNgsld1004",null,"Chemicals and Plastics","Injection Mold and Extruder Barrel Wraps"]
[5097,"IcoEgsld1004",0.98533076643943773,8329.1060426051008,0,9843.2783203125,0,0,65115.653189292614,17486.732421875,2152.9976270188295,0,0,null,92445.664498228565,2152.9976270188295,11996.276420303979,null,33164.220385108958,7334.6828241912654,0,4394.6034241054613,95939.32671961782,0,null,44893.5078125,95939.328125,null,-47552.156118980114,32897.231865168673,93786.330497981166,null,0.54348924041765834,20.851629026020927,0,1,0.48562048129996299,3.7422870238731822,0,1,44.560814615408283,"PASS",1,null,"IcoEgsld1004",null,93786.330497981166,0,0.48562048129996299,"FAIL",0,1,null,null,0.1395439198004691,null,-1285.0174206086217,"NO",0,null,6.8320000000000007,5.3630000000000004,5.5847964346769574,15.4,15.58,17.390432125820322,null,-47775.506904116919,null,-4227.1037209705783,null,0,null,0,null,-1285.0174206086217,null,-1285.0174206086217,-14.641605576068082,null,"IcoEgsld1004",null,"Construction","Injection Mold and Extruder Barrel Wraps"]
[5098,"IcoNgsld1004",0.98533076643943773,8329.1060426051008,0,9843.2783203125,0,0,65115.653189292614,17486.732421875,2152.9976270188295,0,0,null,92445.664498228565,2152.9976270188295,11996.276420303979,null,33164.220385108958,7334.6828241912654,0,4394.6034241054613,95939.32671961782,0,null,44893.5078125,95939.328125,null,-47552.156118980114,32897.231865168673,93786.330497981166,null,0.54348924041765834,20.851629026020927,0,1,0.48562048129996299,3.7422870238731822,0,1,44.560814615408283,"PASS",1,null,"IcoNgsld1004",null,93786.330497981166,0,0.48562048129996299,"FAIL",0,1,null,null,0.1395439198004691,null,-1285.0174206086217,"NO",0,null,6.8320000000000007,5.3630000000000004,5.5847964346769574,15.4,15.58,17.390432125820322,null,-47775.506904116919,null,-4227.1037209705783,null,0,null,0,null,-1285.0174206086217,null,-1285.0174206086217,-14.641605576068082,null,"IcoNgsld1004",null,"Construction","Injection Mold and Extruder Barrel Wraps"]
[5099,"IelEgsld1004",0.98533076643943773,8329.1060426051008,0,9843.2783203125,0,0,65115.653189292614,17486.732421875,2152.9976270188295,0,0,null,92445.664498228565,2152.9976270188295,11996.276420303979,null,33164.220385108958,7334.6828241912654,0,4394.6034241054613,95939.32671961782,0,null,44893.5078125,95939.328125,null,-47552.156118980114,32897.231865168673,93786.330497981166,null,0.54348924041765834,20.851629026020927,0,1,0.48562048129996299,3.7422870238731822,0,1,44.560814615408283,"PASS",1,null,"IelEgsld1004",null,93786.330497981166,0,0.48562048129996299,"FAIL",0,1,null,null,0.1395439198004691,null,-1285.0174206086217,"NO",0,null,6.8320000000000007,5.3630000000000004,5.5847964346769574,15.4,15.58,17.390432125820322,null,-47775.506904116919,null,-4227.1037209705783,null,0,null,0,null,-1285.0174206086217,null,-1285.0174206086217,-14.641605576068082,null,"IelEgsld1004",null,"Electrical and Electronic Equip.","Injection Mold and Extruder Barrel Wraps"]
[5100,"IelNgsld1004",0.98533076643943773,8329.1060426051008,0,9843.2783203125,0,0,65115.653189292614,17486.732421875,2152.9976270188295,0,0,null,92445.664498228565,2152.9976270188295,11996.276420303979,null,33164.220385108958,7334.6828241912654,0,4394.6034241054613,95939.32671961782,0,null,44893.5078125,95939.328125,null,-47552.156118980114,32897.231865168673,93786.330497981166,null,0.54348924041765834,20.851629026020927,0,1,0.48562048129996299,3.7422870238731822,0,1,44.560814615408283,"PASS",1,null,"IelNgsld1004",null,93786.330497981166,0,0.48562048129996299,"FAIL",0,1,null,null,0.1395439198004691,null,-1285.0174206086217,"NO",0,null,6.8320000000000007,5.3630000000000004,5.5847964346769574,15.4,15.58,17.390432125820322,null,-47775.506904116919,null,-4227.1037209705783,null,0,null,0,null,-1285.0174206086217,null,-1285.0174206086217,-14.641605576068082,null,"IelNgsld1004",null,"Electrical and Electronic Equip.","Injection Mold and Extruder Barrel Wraps"]
[5101,"IluEgsld1004",0.98533076643943773,8329.1060426051008,0,9843.2783203125,0,0,65115.653189292614,17486.732421875,2239.1159899001495,0,0,null,92445.664498228565,2239.1159899001495,12082.394783185307,null,33164.220385108958,7334.6828241912654,0,4394.6034241054613,95939.32671961782,0,null,44893.5078125,95939.328125,null,-47552.156118980114,32811.11350228735,93700.21213509985,null,0.54348924041765834,20.049657103516985,0,1,0.48562048129996299,3.7156135332012576,0,1,42.846966641186945,"PASS",1,null,"IluEgsld1004",null,93700.21213509985,0,0.48562048129996299,"FAIL",0,1,null,null,0.14512556721028855,null,-1281.5068978527688,"NO",0,null,6.8320000000000007,5.3630000000000004,5.5847964346769574,15.4,15.58,17.390432125820322,null,-47775.506904116919,null,-4227.1037209705783,null,0,null,0,null,-1281.5068978527688,null,-1281.5068978527688,-14.040016697365751,null,"IluEgsld1004",null,"Lumber/Furniture/Pulp/Paper","Injection Mold and Extruder Barrel Wraps"]
[5102,"IluNgsld1004",0.98533076643943773,8329.1060426051008,0,9843.2783203125,0,0,65115.653189292614,17486.732421875,2239.1159899001495,0,0,null,92445.664498228565,2239.1159899001495,12082.394783185307,null,33164.220385108958,7334.6828241912654,0,4394.6034241054613,95939.32671961782,0,null,44893.5078125,95939.328125,null,-47552.156118980114,32811.11350228735,93700.21213509985,null,0.54348924041765834,20.049657103516985,0,1,0.48562048129996299,3.7156135332012576,0,1,42.846966641186945,"PASS",1,null,"IluNgsld1004",null,93700.21213509985,0,0.48562048129996299,"FAIL",0,1,null,null,0.14512556721028855,null,-1281.5068978527688,"NO",0,null,6.8320000000000007,5.3630000000000004,5.5847964346769574,15.4,15.58,17.390432125820322,null,-47775.506904116919,null,-4227.1037209705783,null,0,null,0,null,-1281.5068978527688,null,-1281.5068978527688,-14.040016697365751,null,"IluNgsld1004",null,"Lumber/Furniture/Pulp/Paper","Injection Mold and Extruder Barrel Wraps"]
[5103,"ImeEgsld1004",0.98533076643943773,8329.1060426051008,0,9843.2783203125,0,0,65115.653189292614,17486.732421875,2152.9976270188295,0,0,null,92445.664498228565,2152.9976270188295,11996.276420303979,null,33164.220385108958,7334.6828241912654,0,4394.6034241054613,95939.32671961782,0,null,44893.5078125,95939.328125,null,-47552.156118980114,32897.231865168673,93786.330497981166,null,0.54348924041765834,20.851629026020927,0,1,0.48562048129996299,3.7422870238731822,0,1,44.560814615408283,"PASS",1,null,"ImeEgsld1004",null,93786.330497981166,0,0.48562048129996299,"FAIL",0,1,null,null,0.1395439198004691,null,-1285.0174206086217,"NO",0,null,6.8320000000000007,5.3630000000000004,5.5847964346769574,15.4,15.58,17.390432125820322,null,-47775.506904116919,null,-4227.1037209705783,null,0,null,0,null,-1285.0174206086217,null,-1285.0174206086217,-14.641605576068082,null,"ImeEgsld1004",null,"Metal Products and Machinery","Injection Mold and Extruder Barrel Wraps"]
[5104,"ImeNgsld1004",0.98533076643943773,8329.1060426051008,0,9843.2783203125,0,0,65115.653189292614,17486.732421875,2152.9976270188295,0,0,null,92445.664498228565,2152.9976270188295,11996.276420303979,null,33164.220385108958,7334.6828241912654,0,4394.6034241054613,95939.32671961782,0,null,44893.5078125,95939.328125,null,-47552.156118980114,32897.231865168673,93786.330497981166,null,0.54348924041765834,20.851629026020927,0,1,0.48562048129996299,3.7422870238731822,0,1,44.560814615408283,"PASS",1,null,"ImeNgsld1004",null,93786.330497981166,0,0.48562048129996299,"FAIL",0,1,null,null,0.1395439198004691,null,-1285.0174206086217,"NO",0,null,6.8320000000000007,5.3630000000000004,5.5847964346769574,15.4,15.58,17.390432125820322,null,-47775.506904116919,null,-4227.1037209705783,null,0,null,0,null,-1285.0174206086217,null,-1285.0174206086217,-14.641605576068082,null,"ImeNgsld1004",null,"Metal Products and Machinery","Injection Mold and Extruder Barrel Wraps"]
[5105,"ImiEgsld1004",0.98533076643943773,8329.1060426051008,0,9843.2783203125,0,0,65115.653189292614,17486.732421875,2186.6376008218381,0,0,null,92445.664498228565,2186.6376008218381,12029.916394106986,null,33164.220385108958,7334.6828241912654,0,4394.6034241054613,95939.32671961782,0,null,44893.5078125,95939.328125,null,-47552.156118980114,32863.591891365664,93752.690524178164,null,0.54348924041765834,20.530840499416534,0,1,0.48562048129996299,3.731822242716627,0,1,43.875275943732802,"PASS",1,null,"ImiEgsld1004",null,93752.690524178164,0,0.48562048129996299,"FAIL",0,1,null,null,0.14172425182133425,null,-1283.6461220272931,"NO",0,null,6.8320000000000007,5.3630000000000004,5.5847964346769574,15.4,15.58,17.390432125820322,null,-47775.506904116919,null,-4227.1037209705783,null,0,null,0,null,-1283.6461220272931,null,-1283.6461220272931,-14.400970024587188,null,"ImiEgsld1004",null,"Miscellaneous Manufacturing","Injection Mold and Extruder Barrel Wraps"]
[5106,"ImiNgsld1004",0.98533076643943773,8329.1060426051008,0,9843.2783203125,0,0,65115.653189292614,17486.732421875,2186.6376008218381,0,0,null,92445.664498228565,2186.6376008218381,12029.916394106986,null,33164.220385108958,7334.6828241912654,0,4394.6034241054613,95939.32671961782,0,null,44893.5078125,95939.328125,null,-47552.156118980114,32863.591891365664,93752.690524178164,null,0.54348924041765834,20.530840499416534,0,1,0.48562048129996299,3.731822242716627,0,1,43.875275943732802,"PASS",1,null,"ImiNgsld1004",null,93752.690524178164,0,0.48562048129996299,"FAIL",0,1,null,null,0.14172425182133425,null,-1283.6461220272931,"NO",0,null,6.8320000000000007,5.3630000000000004,5.5847964346769574,15.4,15.58,17.390432125820322,null,-47775.506904116919,null,-4227.1037209705783,null,0,null,0,null,-1283.6461220272931,null,-1283.6461220272931,-14.400970024587188,null,"ImiNgsld1004",null,"Miscellaneous Manufacturing","Injection Mold and Extruder Barrel Wraps"]
[5107,"IprEgsld1004",0.98533076643943773,8329.1060426051008,0,9843.2783203125,0,0,65115.653189292614,17486.732421875,2152.9976270188295,0,0,null,92445.664498228565,2152.9976270188295,11996.276420303979,null,33164.220385108958,7334.6828241912654,0,4394.6034241054613,95939.32671961782,0,null,44893.5078125,95939.328125,null,-47552.156118980114,32897.231865168673,93786.330497981166,null,0.54348924041765834,20.851629026020927,0,1,0.48562048129996299,3.7422870238731822,0,1,44.560814615408283,"PASS",1,null,"IprEgsld1004",null,93786.330497981166,0,0.48562048129996299,"FAIL",0,1,null,null,0.1395439198004691,null,-1285.0174206086217,"NO",0,null,6.8320000000000007,5.3630000000000004,5.5847964346769574,15.4,15.58,17.390432125820322,null,-47775.506904116919,null,-4227.1037209705783,null,0,null,0,null,-1285.0174206086217,null,-1285.0174206086217,-14.641605576068082,null,"IprEgsld1004",null,"Primary Resources Industries","Injection Mold and Extruder Barrel Wraps"]
[5108,"IprNgsld1004",0.98533076643943773,8329.1060426051008,0,9843.2783203125,0,0,65115.653189292614,17486.732421875,2152.9976270188295,0,0,null,92445.664498228565,2152.9976270188295,11996.276420303979,null,33164.220385108958,7334.6828241912654,0,4394.6034241054613,95939.32671961782,0,null,44893.5078125,95939.328125,null,-47552.156118980114,32897.231865168673,93786.330497981166,null,0.54348924041765834,20.851629026020927,0,1,0.48562048129996299,3.7422870238731822,0,1,44.560814615408283,"PASS",1,null,"IprNgsld1004",null,93786.330497981166,0,0.48562048129996299,"FAIL",0,1,null,null,0.1395439198004691,null,-1285.0174206086217,"NO",0,null,6.8320000000000007,5.3630000000000004,5.5847964346769574,15.4,15.58,17.390432125820322,null,-47775.506904116919,null,-4227.1037209705783,null,0,null,0,null,-1285.0174206086217,null,-1285.0174206086217,-14.641605576068082,null,"IprNgsld1004",null,"Primary Resources Industries","Injection Mold and Extruder Barrel Wraps"]
[5109,"IstEgsld1004",0.98533076643943773,8329.1060426051008,0,9843.2783203125,0,0,65115.653189292614,17486.732421875,2152.9976270188295,0,0,null,92445.664498228565,2152.9976270188295,11996.276420303979,null,33164.220385108958,7334.6828241912654,0,4394.6034241054613,95939.32671961782,0,null,44893.5078125,95939.328125,null,-47552.156118980114,32897.231865168673,93786.330497981166,null,0.54348924041765834,20.851629026020927,0,1,0.48562048129996299,3.7422870238731822,0,1,44.560814615408283,"PASS",1,null,"IstEgsld1004",null,93786.330497981166,0,0.48562048129996299,"FAIL",0,1,null,null,0.1395439198004691,null,-1285.0174206086217,"NO",0,null,6.8320000000000007,5.3630000000000004,5.5847964346769574,15.4,15.58,17.390432125820322,null,-47775.506904116919,null,-4227.1037209705783,null,0,null,0,null,-1285.0174206086217,null,-1285.0174206086217,-14.641605576068082,null,"IstEgsld1004",null,"Stone/Clay/Glass/Concrete","Injection Mold and Extruder Barrel Wraps"]
[5110,"IstNgsld1004",0.98533076643943773,8329.1060426051008,0,9843.2783203125,0,0,65115.653189292614,17486.732421875,2152.9976270188295,0,0,null,92445.664498228565,2152.9976270188295,11996.276420303979,null,33164.220385108958,7334.6828241912654,0,4394.6034241054613,95939.32671961782,0,null,44893.5078125,95939.328125,null,-47552.156118980114,32897.231865168673,93786.330497981166,null,0.54348924041765834,20.851629026020927,0,1,0.48562048129996299,3.7422870238731822,0,1,44.560814615408283,"PASS",1,null,"IstNgsld1004",null,93786.330497981166,0,0.48562048129996299,"FAIL",0,1,null,null,0.1395439198004691,null,-1285.0174206086217,"NO",0,null,6.8320000000000007,5.3630000000000004,5.5847964346769574,15.4,15.58,17.390432125820322,null,-47775.506904116919,null,-4227.1037209705783,null,0,null,0,null,-1285.0174206086217,null,-1285.0174206086217,-14.641605576068082,null,"IstNgsld1004",null,"Stone/Clay/Glass/Concrete","Injection Mold and Extruder Barrel Wraps"]
[5111,"IteEgsld1004",0.98533076643943773,8329.1060426051008,0,9843.2783203125,0,0,65115.653189292614,17486.732421875,2152.9976270188295,0,0,null,92445.664498228565,2152.9976270188295,11996.276420303979,null,33164.220385108958,7334.6828241912654,0,4394.6034241054613,95939.32671961782,0,null,44893.5078125,95939.328125,null,-47552.156118980114,32897.231865168673,93786.330497981166,null,0.54348924041765834,20.851629026020927,0,1,0.48562048129996299,3.7422870238731822,0,1,44.560814615408283,"PASS",1,null,"IteEgsld1004",null,93786.330497981166,0,0.48562048129996299,"FAIL",0,1,null,null,0.1395439198004691,null,-1285.0174206086217,"NO",0,null,6.8320000000000007,5.3630000000000004,5.5847964346769574,15.4,15.58,17.390432125820322,null,-47775.506904116919,null,-4227.1037209705783,null,0,null,0,null,-1285.0174206086217,null,-1285.0174206086217,-14.641605576068082,null,"IteEgsld1004",null,"Textiles and Leather","Injection Mold and Extruder Barrel Wraps"]
[5112,"IteNgsld1004",0.98533076643943773,8329.1060426051008,0,9843.2783203125,0,0,65115.653189292614,17486.732421875,2152.9976270188295,0,0,null,92445.664498228565,2152.9976270188295,11996.276420303979,null,33164.220385108958,7334.6828241912654,0,4394.6034241054613,95939.32671961782,0,null,44893.5078125,95939.328125,null,-47552.156118980114,32897.231865168673,93786.330497981166,null,0.54348924041765834,20.851629026020927,0,1,0.48562048129996299,3.7422870238731822,0,1,44.560814615408283,"PASS",1,null,"IteNgsld1004",null,93786.330497981166,0,0.48562048129996299,"FAIL",0,1,null,null,0.1395439198004691,null,-1285.0174206086217,"NO",0,null,6.8320000000000007,5.3630000000000004,5.5847964346769574,15.4,15.58,17.390432125820322,null,-47775.506904116919,null,-4227.1037209705783,null,0,null,0,null,-1285.0174206086217,null,-1285.0174206086217,-14.641605576068082,null,"IteNgsld1004",null,"Textiles and Leather","Injection Mold and Extruder Barrel Wraps"]
[5113,"ItrEgsld1004",0.98533076643943773,8329.1060426051008,0,9843.2783203125,0,0,65115.653189292614,17486.732421875,2221.3455103011315,0,0,null,92445.664498228565,2221.3455103011315,12064.624303586283,null,33164.220385108958,7334.6828241912654,0,4394.6034241054613,95939.32671961782,0,null,44893.5078125,95939.328125,null,-47552.156118980114,32828.883981886371,93717.982614698863,null,0.54348924041765834,20.210051792624604,0,1,0.48562048129996299,3.7210864128713266,0,1,43.189736886988918,"PASS",1,null,"ItrEgsld1004",null,93717.982614698863,0,0.48562048129996299,"FAIL",0,1,null,null,0.14397379938611629,null,-1282.2312910039918,"NO",0,null,6.8320000000000007,5.3630000000000004,5.5847964346769574,15.4,15.58,17.390432125820322,null,-47775.506904116919,null,-4227.1037209705783,null,0,null,0,null,-1282.2312910039918,null,-1282.2312910039918,-14.160334473106198,null,"ItrEgsld1004",null,"Transportation Equipment","Injection Mold and Extruder Barrel Wraps"]
[5114,"ItrNgsld1004",0.98533076643943773,8329.1060426051008,0,9843.2783203125,0,0,65115.653189292614,17486.732421875,2221.3455103011315,0,0,null,92445.664498228565,2221.3455103011315,12064.624303586283,null,33164.220385108958,7334.6828241912654,0,4394.6034241054613,95939.32671961782,0,null,44893.5078125,95939.328125,null,-47552.156118980114,32828.883981886371,93717.982614698863,null,0.54348924041765834,20.210051792624604,0,1,0.48562048129996299,3.7210864128713266,0,1,43.189736886988918,"PASS",1,null,"ItrNgsld1004",null,93717.982614698863,0,0.48562048129996299,"FAIL",0,1,null,null,0.14397379938611629,null,-1282.2312910039918,"NO",0,null,6.8320000000000007,5.3630000000000004,5.5847964346769574,15.4,15.58,17.390432125820322,null,-47775.506904116919,null,-4227.1037209705783,null,0,null,0,null,-1282.2312910039918,null,-1282.2312910039918,-14.160334473106198,null,"ItrNgsld1004",null,"Transportation Equipment","Injection Mold and Extruder Barrel Wraps"]
[5115,"IwaEgsld1004",0.98533076643943773,8329.1060426051008,0,9843.2783203125,0,0,65115.653189292614,17486.732421875,2152.9976270188295,0,0,null,92445.664498228565,2152.9976270188295,11996.276420303979,null,33164.220385108958,7334.6828241912654,0,4394.6034241054613,95939.32671961782,0,null,44893.5078125,95939.328125,null,-47552.156118980114,32897.231865168673,93786.330497981166,null,0.54348924041765834,20.851629026020927,0,1,0.48562048129996299,3.7422870238731822,0,1,44.560814615408283,"PASS",1,null,"IwaEgsld1004",null,93786.330497981166,0,0.48562048129996299,"FAIL",0,1,null,null,0.1395439198004691,null,-1285.0174206086217,"NO",0,null,6.8320000000000007,5.3630000000000004,5.5847964346769574,15.4,15.58,17.390432125820322,null,-47775.506904116919,null,-4227.1037209705783,null,0,null,0,null,-1285.0174206086217,null,-1285.0174206086217,-14.641605576068082,null,"IwaEgsld1004",null,"Water and Wastewater","Injection Mold and Extruder Barrel Wraps"]
[5116,"IwaNgsld1004",0.98533076643943773,8329.1060426051008,0,9843.2783203125,0,0,65115.653189292614,17486.732421875,2152.9976270188295,0,0,null,92445.664498228565,2152.9976270188295,11996.276420303979,null,33164.220385108958,7334.6828241912654,0,4394.6034241054613,95939.32671961782,0,null,44893.5078125,95939.328125,null,-47552.156118980114,32897.231865168673,93786.330497981166,null,0.54348924041765834,20.851629026020927,0,1,0.48562048129996299,3.7422870238731822,0,1,44.560814615408283,"PASS",1,null,"IwaNgsld1004",null,93786.330497981166,0,0.48562048129996299,"FAIL",0,1,null,null,0.1395439198004691,null,-1285.0174206086217,"NO",0,null,6.8320000000000007,5.3630000000000004,5.5847964346769574,15.4,15.58,17.390432125820322,null,-47775.506904116919,null,-4227.1037209705783,null,0,null,0,null,-1285.0174206086217,null,-1285.0174206086217,-14.641605576068082,null,"IwaNgsld1004",null,"Water and Wastewater","Injection Mold and Extruder Barrel Wraps"]
[5117,"IagNgsld2001",0.98603092133998871,8348.9641729365176,0,3544.369140625,0,0,65270.900957904749,17405.404296875,58793.483738351293,0,0,null,86220.674686949598,58793.483738351293,62337.852796796906,null,33235.15033786522,7339.9644579715132,0,4406.1622744788092,96045.044378918232,0,null,44981.27734375,96045.046875,null,-41239.397051654756,-17356.575535226293,37251.563136648707,null,0.54406491926717426,0.76507249585566706,0,0,0.52169943762522153,0.72157245183079011,0,0,1.6336002013833604,"PASS",1,null,"IagNgsld2001",null,37251.563136648707,0,0.52169943762522153,"FAIL",0,1,null,null,10.606511342394537,null,5298.525645255073,"YES",1,null,6.8320000000000007,5.3630000000000004,5.5847964346769574,15.4,15.58,17.390432125820322,null,-41463.184501126147,null,-6236.1121393159165,null,0,null,0,null,5298.525645255073,null,0,0,null,"IagNgsld2001",null,"Agriculture and Assembly","LEED New Construction Whole Building"]
[5118,"IchNgsld2001",0.98603092133998871,8348.9641729365176,0,3544.369140625,0,0,65270.900957904749,17405.404296875,24353.47902692563,0,0,null,86220.674686949598,24353.47902692563,27897.848085371235,null,33235.15033786522,7339.9644579715132,0,4406.1622744788092,96045.044378918232,0,null,44981.27734375,96045.046875,null,-41239.397051654756,17083.42917619937,71691.567848074366,null,0.54406491926717426,1.8470164896776315,0,1,0.52169943762522153,1.6123565184525577,0,1,3.9437916352243114,"PASS",1,null,"IchNgsld2001",null,71691.567848074366,0,0.52169943762522153,"FAIL",0,1,null,null,4.3934367413494364,null,1390.3414651918815,"YES",1,null,6.8320000000000007,5.3630000000000004,5.5847964346769574,15.4,15.58,17.390432125820322,null,-41463.184501126147,null,-6236.1121393159165,null,0,null,0,null,1390.3414651918815,null,0,0,null,"IchNgsld2001",null,"Chemicals and Plastics","LEED New Construction Whole Building"]
[5119,"IcoNgsld2001",0.98603092133998871,8348.9641729365176,0,3544.369140625,0,0,65270.900957904749,17405.404296875,150850.15872182685,0,0,null,86220.674686949598,150850.15872182685,154394.52778027247,null,33235.15033786522,7339.9644579715132,0,4406.1622744788092,96045.044378918232,0,null,44981.27734375,96045.046875,null,-41239.397051654756,-109413.25051870185,-54805.111846826854,null,0.54406491926717426,0.29818515091321252,0,0,0.52169943762522153,0.29133984193936752,0,0,0.63669171904625266,"FAIL",0,null,"IcoNgsld2001",null,-54805.111846826854,54805.111846826854,0.31895782000100559,"FAIL",0,1,null,null,27.213795286721439,null,15744.935603718839,"YES",1,null,6.8320000000000007,5.3630000000000004,5.5847964346769574,15.4,15.58,17.390432125820322,null,-41463.184501126147,null,-6236.1121393159165,null,8242.7538404649295,null,8242.7538404649295,null,15744.935603718839,null,8242.7538404649295,0.48152047939612935,null,"IcoNgsld2001",null,"Construction","LEED New Construction Whole Building"]
[5120,"IelNgsld2001",0.98603092133998871,8348.9641729365176,0,3544.369140625,0,0,65270.900957904749,17405.404296875,31051.903256433561,0,0,null,86220.674686949598,31051.903256433561,34596.272314879156,null,33235.15033786522,7339.9644579715132,0,4406.1622744788092,96045.044378918232,0,null,44981.27734375,96045.046875,null,-41239.397051654756,10385.004946691435,64993.143618566435,null,0.54406491926717426,1.4485835851118223,0,1,0.52169943762522153,1.3001769909631764,0,1,3.0930486315714218,"PASS",1,null,"IelNgsld2001",null,64993.143618566435,0,0.52169943762522153,"FAIL",0,1,null,null,5.601851429710222,null,2150.4654732334407,"YES",1,null,6.8320000000000007,5.3630000000000004,5.5847964346769574,15.4,15.58,17.390432125820322,null,-41463.184501126147,null,-6236.1121393159165,null,0,null,0,null,2150.4654732334407,null,0,0,null,"IelNgsld2001",null,"Electrical and Electronic Equip.","LEED New Construction Whole Building"]
[5121,"IluNgsld2001",0.98603092133998871,8348.9641729365176,0,3544.369140625,0,0,65270.900957904749,17405.404296875,52341.78608211792,0,0,null,86220.674686949598,52341.78608211792,55886.155140563518,null,33235.15033786522,7339.9644579715132,0,4406.1622744788092,96045.044378918232,0,null,44981.27734375,96045.046875,null,-41239.397051654756,-10904.87787899292,43703.26079288208,null,0.54406491926717426,0.85937604943743851,0,0,0.52169943762522153,0.80487335663851201,0,0,1.8349592947462083,"PASS",1,null,"IluNgsld2001",null,43703.26079288208,0,0.52169943762522153,"FAIL",0,1,null,null,9.4426064216296144,null,4566.3994290873115,"YES",1,null,6.8320000000000007,5.3630000000000004,5.5847964346769574,15.4,15.58,17.390432125820322,null,-41463.184501126147,null,-6236.1121393159165,null,0,null,0,null,4566.3994290873115,null,0,0,null,"IluNgsld2001",null,"Lumber/Furniture/Pulp/Paper","LEED New Construction Whole Building"]
[5122,"ImeNgsld2001",0.98603092133998871,8348.9641729365176,0,3544.369140625,0,0,65270.900957904749,17405.404296875,135303.31235625705,0,0,null,86220.674686949598,135303.31235625705,138847.68141470267,null,33235.15033786522,7339.9644579715132,0,4406.1622744788092,96045.044378918232,0,null,44981.27734375,96045.046875,null,-41239.397051654756,-93866.404153132054,-39258.265481257054,null,0.54406491926717426,0.33244771735752598,0,0,0.52169943762522153,0.32396131400119987,0,0,0.7098499305184115,"FAIL",0,null,"ImeNgsld2001",null,-39258.265481257054,39258.265481257054,0.35847670842584317,"FAIL",0,1,null,null,24.409100213291133,null,13980.710060050378,"YES",1,null,6.8320000000000007,5.3630000000000004,5.5847964346769574,15.4,15.58,17.390432125820322,null,-41463.184501126147,null,-6236.1121393159165,null,5904.4897028954638,null,5904.4897028954638,null,13980.710060050378,null,5904.4897028954638,0.3845582607895523,null,"ImeNgsld2001",null,"Metal Products and Machinery","LEED New Construction Whole Building"]
[5123,"ImiNgsld2001",0.98603092133998871,8348.9641729365176,0,3544.369140625,0,0,65270.900957904749,17405.404296875,150850.15872182685,0,0,null,86220.674686949598,150850.15872182685,154394.52778027247,null,33235.15033786522,7339.9644579715132,0,4406.1622744788092,96045.044378918232,0,null,44981.27734375,96045.046875,null,-41239.397051654756,-109413.25051870185,-54805.111846826854,null,0.54406491926717426,0.29818515091321252,0,0,0.52169943762522153,0.29133984193936752,0,0,0.63669171904625266,"FAIL",0,null,"ImiNgsld2001",null,-54805.111846826854,54805.111846826854,0.31895782000100559,"FAIL",0,1,null,null,27.213795286721439,null,15744.935603718839,"YES",1,null,6.8320000000000007,5.3630000000000004,5.5847964346769574,15.4,15.58,17.390432125820322,null,-41463.184501126147,null,-6236.1121393159165,null,8242.7538404649295,null,8242.7538404649295,null,15744.935603718839,null,8242.7538404649295,0.48152047939612935,null,"ImiNgsld2001",null,"Miscellaneous Manufacturing","LEED New Construction Whole Building"]
[5124,"IprNgsld2001",0.98603092133998871,8348.9641729365176,0,3544.369140625,0,0,65270.900957904749,17405.404296875,18861.702213767934,0,0,null,86220.674686949598,18861.702213767934,22406.071272213525,null,33235.15033786522,7339.9644579715132,0,4406.1622744788092,96045.044378918232,0,null,44981.27734375,96045.046875,null,-41239.397051654756,22575.205989357066,77183.344661232069,null,0.54406491926717426,2.3847941630059406,0,1,0.52169943762522153,2.0075486073523985,0,1,5.0920667597483735,"PASS",1,null,"IprNgsld2001",null,77183.344661232069,0,0.52169943762522153,"FAIL",0,1,null,null,3.4027045692452211,null,767.1453746369674,"YES",1,null,6.8320000000000007,5.3630000000000004,5.5847964346769574,15.4,15.58,17.390432125820322,null,-41463.184501126147,null,-6236.1121393159165,null,0,null,0,null,767.1453746369674,null,0,0,null,"IprNgsld2001",null,"Primary Resources Industries","LEED New Construction Whole Building"]
[5125,"IstNgsld2001",0.98603092133998871,8348.9641729365176,0,3544.369140625,0,0,65270.900957904749,17405.404296875,100289.6877248837,0,0,null,86220.674686949598,100289.6877248837,103834.05678332926,null,33235.15033786522,7339.9644579715132,0,4406.1622744788092,96045.044378918232,0,null,44981.27734375,96045.046875,null,-41239.397051654756,-58852.779521758697,-4244.6408498836972,null,0.54406491926717426,0.44851348492721776,0,0,0.52169943762522153,0.43320350472304192,0,0,0.95767619835922047,"FAIL",0,null,"IstNgsld2001",null,-4244.6408498836972,4244.6408498836972,0.49722125238592679,"FAIL",0,1,null,null,18.092544338738477,null,10007.433489822261,"YES",1,null,6.8320000000000007,5.3630000000000004,5.5847964346769574,15.4,15.58,17.390432125820322,null,-41463.184501126147,null,-6236.1121393159165,null,638.39901950312139,null,638.39901950312139,null,10007.433489822261,null,638.39901950312139,5.6094994730099053E-2,null,"IstNgsld2001",null,"Stone/Clay/Glass/Concrete","LEED New Construction Whole Building"]
[5126,"IteNgsld2001",0.98603092133998871,8348.9641729365176,0,3544.369140625,0,0,65270.900957904749,17405.404296875,56293.06008838128,0,0,null,86220.674686949598,56293.06008838128,59837.429146826893,null,33235.15033786522,7339.9644579715132,0,4406.1622744788092,96045.044378918232,0,null,44981.27734375,96045.046875,null,-41239.397051654756,-14856.15188525628,39751.98678661872,null,0.54406491926717426,0.79905546568490782,0,0,0.52169943762522153,0.75172476363582241,0,0,1.7061614118011577,"PASS",1,null,"IteNgsld2001",null,39751.98678661872,0,0.52169943762522153,"FAIL",0,1,null,null,10.155427810672885,null,5014.7824688468809,"YES",1,null,6.8320000000000007,5.3630000000000004,5.5847964346769574,15.4,15.58,17.390432125820322,null,-41463.184501126147,null,-6236.1121393159165,null,0,null,0,null,5014.7824688468809,null,0,0,null,"IteNgsld2001",null,"Textiles and Leather","LEED New Construction Whole Building"]
[5127,"ItrNgsld2001",0.98603092133998871,8348.9641729365176,0,3544.369140625,0,0,65270.900957904749,17405.404296875,17151.238188159638,0,0,null,86220.674686949598,17151.238188159638,20695.607246605236,null,33235.15033786522,7339.9644579715132,0,4406.1622744788092,96045.044378918232,0,null,44981.27734375,96045.046875,null,-41239.397051654756,24285.670014965362,78893.808686840362,null,0.54406491926717426,2.622625658292288,0,1,0.52169943762522153,2.1734697913980741,0,1,5.5998899800309889,"PASS",1,null,"ItrNgsld2001",null,78893.808686840362,0,0.52169943762522153,"FAIL",0,1,null,null,3.0941319921752939,null,573.04526453959863,"YES",1,null,6.8320000000000007,5.3630000000000004,5.5847964346769574,15.4,15.58,17.390432125820322,null,-41463.184501126147,null,-6236.1121393159165,null,0,null,0,null,573.04526453959863,null,0,0,null,"ItrNgsld2001",null,"Transportation Equipment","LEED New Construction Whole Building"]
[5128,"IwaNgsld2001",0.98603092133998871,8348.9641729365176,0,3544.369140625,0,0,65270.900957904749,17405.404296875,11747.192594089742,0,0,null,86220.674686949598,11747.192594089742,15291.561652535342,null,33235.15033786522,7339.9644579715132,0,4406.1622744788092,96045.044378918232,0,null,44981.27734375,96045.046875,null,-41239.397051654756,29689.715609035258,84297.854280910251,null,0.54406491926717426,3.8291086983949696,0,1,0.52169943762522153,2.9415751068534735,0,1,8.1760000192149977,"PASS",1,null,"IwaNgsld2001",null,84297.854280910251,0,0.52169943762522153,"FAIL",0,1,null,null,2.11922679680649,null,-40.195249417995768,"NO",0,null,6.8320000000000007,5.3630000000000004,5.5847964346769574,15.4,15.58,17.390432125820322,null,-41463.184501126147,null,-6236.1121393159165,null,0,null,0,null,-40.195249417995768,null,-40.195249417995768,-3.0152882608154817E-2,null,"IwaNgsld2001",null,"Water and Wastewater","LEED New Construction Whole Building"]