{"text_format":"1","workbook":"xlsx","n_sheets":7,"sheets":["Q2","Q3","Q4","Q21","Q25","Q40","Q42"],"not_rendered":{"charts":0,"images":0,"macros":1,"external_links":1,"defined_names":35,"comments":0,"pivot_tables":0},"unopened":[],"bounds":{"document_bytes":16777216,"sheet_cells":100000,"rows_first":2000,"rows_last":500,"rows_between":2000,"halvings":0,"cell_chars":16384,"cell_head_chars":4096},"cells_cut":0,"cells_raw":0,"read":"whole","date_system":"1900"}

{"sheet":"Q2","index":0,"n_rows":20,"n_cols":34,"rows_kept":20,"cut":false,"hidden":false,"merged":[]}
[2,"Please provide the computation of the emission reductions arising from the Suwannee Peakers and the Hines Chiller Power Uprate Project (“Hines Chillers”) for each year of the evaluation period. "]
[]
[null,null,"Four Hines Chillers"]
[null,null,null,2013,2014,2015,2016,2017,2018,2019,2020,2021,2022,2023,2024,2025,2026,2027,2028,2029,2030,2031,2032,2033,2034,2035,2036,2037,2038,2039,2040,2041,2042,2043]
[]
[null,null,"Nox (Tons)",9080,10060,11470,11040,10350,8280,6550,5890,5640,5690,6240,6080,5350,5530,5110,4970,4910,4850,5270,5370,5080,5090,5060,4730,4690,4570,4480,4760,4750,4890,4890]
[null,null,"SO2  (Tons)",15790,22850,22500,17670,19230,12610,9210,6960,6510,6000,6700,6660,5850,5900,5500,5080,5070,4990,5340,5330,5010,4880,5020,4640,4270,4390,4470,4340,4540,4590,4630]
[null,null,"CO2  (Tons)",24524160,25623530,26880960,26432640,27290060,26663310,25788230,24553760,24317590,24139380,24927270,24922940,24372600,24661560,24430300,24252570,24458250,24535050,24998030,25299020,25107500,25071070,25370360,25176730,24916790,25174910,25367850,25435660,25775610,25957770,26181640]
[null,null,"Hg (Lbs)",188.05,243.14999999999998,275.35000000000002,231.88,266.24,218.06,181.14,135.34,127.03,116.3,129.28,127.22,112.51,112.76,105.14,95.460000000000008,96.800000000000011,95.07,99.740000000000009,99.97,92.92,91.05,95.580000000000013,88.38,78.53,83.08,84.6,79.72,85.03,85.13,87.09]
[]
[]
[]
[null,null,"Without Hines Chillers"]
[]
[null,null,null,2013,2014,2015,2016,2017,2018,2019,2020,2021,2022,2023,2024,2025,2026,2027,2028,2029,2030,2031,2032,2033,2034,2035,2036,2037,2038,2039,2040,2041,2042,2043]
[]
[null,null,"Nox (Tons)",9080,10060,11470,10860,10420,8360,6690,5840,5760,5770,6240,6320,5380,5710,5340,5010,4980,4980,5350,5410,5030,5150,5330,4740,4570,4570,4560,4850,4700,4740,5030]
[null,null,"SO2  (Tons)",15790,22850,22500,17390,18960,12700,9170,6820,6470,6140,6870,6680,5760,6000,5600,5050,5230,5100,5460,5550,5130,5090,5160,4870,4290,4510,4530,4450,4470,4620,4540]
[null,null,"CO2  (Tons)",24524160,25623530,26880960,26381720,27253100,26672900,25841630,24527190,24381120,24308550,25127850,25028940,24378870,24836240,24520490,24284480,24613980,24692510,25219350,25499080,25329110,25351630,25520510,25379650,25041630,25315270,25466170,25606390,25790870,26069220,26185610]
[null,null,"Hg (Lbs)",188.05,243.14999999999998,275.35000000000002,229.74,262.37,217.07,179.77,132.61000000000001,125.94,119.7,134.25,127.3,110.86,114.66,104.95,94.6,99.36,97.03,103.42,104.82,98.16,97.45,96.34,92.63,81.22999999999999,85.490000000000009,86.14,81.97999999999999,84.699999999999989,87.65,84.25]

{"sheet":"Q3","index":1,"n_rows":50,"n_cols":34,"rows_kept":50,"cut":false,"hidden":false,"merged":[]}
[3,"Please provide the expected capacity factor and operating hours of the existing Hines CCGT prior to and after the installation of the Hines Chillers for each year of the evaluation period."]
[]
[null,null,"Four Hines Chillers"]
[]
[]
[null,null,"Capacity Factors",2013,2014,2015,2016,2017,2018,2019,2020,2021,2022,2023,2024,2025,2026,2027,2028,2029,2030,2031,2032,2033,2034,2035,2036,2037,2038,2039,2040,2041,2042,2043]
[]
[null,null,"Hines 1",0.68365552791763395,0.69476351117489887,0.65840297935770287,0.68913608650638447,0.65595076314873269,0.54893922887723356,0.44869326924156833,0.50626257105867911,0.46919439796044432,0.46230303574837994,0.49485281730477659,0.42361052004425914,0.41579307943710064,0.46409775491638505,0.41123327979873986,0.35661265684425547,0.40344118869259538,0.39660822785520955,0.40039308617572078,0.45218630028983431,0.44079560641965881,0.46404384595514331,0.45941666011523041,0.42066738042655366,0.36358449668122955,0.3640337380249104,0.37919787958085788,0.36998445556396742,0.37995260503824169,0.37486719302777433,0.39221015510057389]
[null,null,"Hines 2",0.70994964757642354,0.60416616950608626,0.62797781109054973,0.65382585409537486,0.63778945032181711,0.53718597744639018,0.52201143533539784,0.52302685658641868,0.51535315317219588,0.49406778765364251,0.51379109903930509,0.50157025246287246,0.46729303839609376,0.49257548695293757,0.47035162071042819,0.42884543235689621,0.41632441687187566,0.42426785317959398,0.43895834874602357,0.44968658182385352,0.45438442596095924,0.48401483845739235,0.5044208879823292,0.45058447115161676,0.43529946416681642,0.42044621059195292,0.43948678383834117,0.44382711625769838,0.4423889493653495,0.4444984622538814,0.45296187869244026]
[null,null,"Hines 3",0.54078592492540745,0.5719497418035101,0.61021016195369393,0.56804934871475077,0.57310968462654921,0.53239633890903548,0.49069282295840866,0.44778902953586497,0.4666029121160446,0.44825302657803096,0.45446909526368573,0.42143881856540083,0.39015457657528047,0.39050579080326503,0.33962204271272795,0.30418987341772152,0.33519166564405495,0.33457175137417861,0.3518362580028182,0.34768776371308013,0.35226152342345007,0.36059334047045777,0.37122709173461743,0.32697679324894513,0.33784692983755288,0.3248964341177118,0.35328131413362218,0.37294725738396622,0.36330996136643495,0.36854220706406066,0.37326244165823896]
[null,null,"Hines 4",0.75133389844608989,0.68232868426910465,0.54770443553554926,0.62227891690243775,0.72324373540413178,0.66116136600910935,0.58342544096757887,0.5520604629439676,0.53664643581757643,0.51381833383308573,0.51216367946105534,0.48432118865643242,0.47715767148982363,0.49659329427240073,0.44733668495687168,0.40779968485240009,0.41762732193314406,0.43996296725929257,0.45569312727487621,0.46034901941955236,0.5259458998058627,0.54840630081879127,0.55255169153390393,0.49973592202497608,0.44872869577778601,0.44864333662367328,0.46811616724265853,0.46641190053208448,0.47223748229891893,0.48561041644323727,0.48603502351754124]
[null,null,"Gen.190MW.CT.1",0,0,0,0.18462169646825533,0.12926100291066789,0.12903309826597123,0.10884074674584726,9.2479094167142784E-2,8.4494019130967019E-2,8.5483776445078236E-2,0.11753368105070552,0.10624318288059002,7.3932266739596159E-2,7.9857787501709285E-2,5.3069224407936287E-2,6.3197943177686594E-2,5.5263620558301266E-2,4.9748328156642124E-2,7.297506723187018E-2,7.721523918350387E-2,4.5971622615954624E-2,5.7835687262734983E-2,4.8491596830171971E-2,4.2071365501480287E-2,4.7326027361580487E-2,4.4877680321410665E-2,3.2935476939305736E-2,4.8628785124396202E-2,4.3256301563425865E-2,4.7299981116472295E-2,5.4026423915662258E-2]
[null,null,"Gen.190MW.CT.2",0,0,0,0.16358394019168745,0.11133467471495639,0.10931609071907171,8.9527455998124672E-2,8.404534358281826E-2,6.9367662284385928E-2,7.4329471977496051E-2,9.8044578148502662E-2,9.3459460863242083E-2,5.7138950206090916E-2,6.312958658097452E-2,4.4122339213273166E-2,5.1719212590245672E-2,4.8654385862098151E-2,3.7089853034061974E-2,5.6618025303927122E-2,6.0613930296577155E-2,4.0475864898126622E-2,4.6492547518118425E-2,3.7063806788953789E-2,3.243001090739106E-2,3.935587635847447E-2,3.3391286228699059E-2,2.5258346193666854E-2,3.6461850101282917E-2,3.6686136234885043E-2,3.7591243252394622E-2,4.0970743555182224E-2]
[null,null,"Gen.190MW.CT.3",0,0,0,0,0,0,0,0,0,0,0,0,0,0,0,0,0,0,0,0,0,0,0,0,0,0,0,0,0,0,0]
[]
[]
[null,null,"Operation Hours",2013,2014,2015,2016,2017,2018,2019,2020,2021,2022,2023,2024,2025,2026,2027,2028,2029,2030,2031,2032,2033,2034,2035,2036,2037,2038,2039,2040,2041,2042,2043]
[]
[null,null,"Hines.1.0",7118,7808,7280,7599,8226,7695,7281,8230,7682,7542,8204,7172,7087,7831,7003,5739,6563,6231,6190,7085,6483,6826,6723,6063,5126,5102,5373,5235,5404,5437,5512]
[null,null,"Hines.2.0",7974,7762,7914,7902,8051,7528,8058,8014,7996,7892,8018,8063,7542,8046,8037,7299,6973,6994,7107,7236,6848,7380,7458,6727,6528,6256,6533,6679,6628,6597,6622]
[null,null,"Hines.3.0",7568,7706,8075,7257,8002,8086,8027,6906,7191,6931,7067,6522,6145,6067,5479,4964,5449,5527,5658,5663,5528,5584,5553,4995,5049,4766,5124,5397,5088,5183,5213]
[null,null,"Hines.4.0",8006,8147,6424,6934,8025,7872,7687,7514,7383,7251,6951,6720,6724,6836,6393,5778,5971,6017,5882,5882,6430,6597,6563,6001,5767,5760,5982,5946,5863,6085,5938]
[null,null,"Gen.190MW.CT.1",0,0,0,988,1203,1200,994,864,780,786,1057,945,671,722,484,576,498,458,655,697,422,522,439,383,419,408,303,443,396,436,486]
[null,null,"Gen.190MW.CT.2",0,0,0,882,1043,1020,825,784,643,685,887,830,524,574,404,473,441,342,511,548,371,423,338,300,349,306,232,335,333,347,371]
[null,null,"Gen.190MW.CT.3",0,0,0,0,0,0,0,0,0,0,0,0,0,0,0,0,0,0,0,0,0,0,0,0,0,0,0,0,0,0,0]
[]
[]
[]
[null,null,"Without Hines Chillers"]
[]
[null,null,"Capacity Factors",2013,2014,2015,2016,2017,2018,2019,2020,2021,2022,2023,2024,2025,2026,2027,2028,2029,2030,2031,2032,2033,2034,2035,2036,2037,2038,2039,2040,2041,2042,2043]
[]
[null,null,"Hines 1",0.68365552791763395,0.69476351117489887,0.65840297935770287,0.68949729667548609,0.67891606019631645,0.54154533413939665,0.43340978628554033,0.47214080294489819,0.44022825128870141,0.43637945276915058,0.46652375963930209,0.40283676521339007,0.38697269383592303,0.42571218924643844,0.3681232723094176,0.3264235591855516,0.36096099976464185,0.33778744848655462,0.35292651748342113,0.39883354423099049,0.38961239737691006,0.41576715230443356,0.43200917435426484,0.38863453353272748,0.32219381515614398,0.31952180755084431,0.3429653285092597,0.33144829172897733,0.34724100216437237,0.35293343978291669,0.35781596836047647]
[null,null,"Hines 2",0.70994964757642354,0.60416616950608626,0.62797781109054973,0.64965542005009702,0.62373007109215517,0.52541376415280572,0.51564049107171905,0.52574507572971774,0.52349165095639227,0.49416098457319757,0.51623925319610964,0.51047799922994053,0.47442135932018803,0.49321511397089929,0.47825256914509356,0.43651119830759977,0.42854446568073384,0.42584786669298907,0.45203069306715904,0.44751050179320007,0.44557447537807704,0.47979069358782167,0.49112595481949273,0.44403225597120494,0.42529466255632375,0.4202507424867285,0.43667548177572019,0.43868077576995124,0.43760399695412305,0.4449431718338826,0.45136250924718674]
[null,null,"Hines 3",0.54078592492540745,0.5719497418035101,0.61021016195369393,0.57059343171897725,0.57864243803501392,0.53135925576870457,0.48833012668783193,0.45225351624748839,0.46434977481096718,0.43644327277623113,0.45657999313792347,0.42570628074551375,0.39987231325813999,0.41043252798033453,0.35162496579819408,0.3282603235640546,0.35028078053949818,0.34149037354886624,0.35275633982045679,0.36397924894339356,0.37036972695015435,0.37060208207564788,0.3782089980065233,0.3370076387445437,0.33101267746937041,0.33735141215456177,0.34682151217584284,0.3753052899605071,0.37671714780826138,0.38286478668930857,0.38010692678859154]
[null,null,"Hines 4",0.75133389844608989,0.68232868426910465,0.54770443553554926,0.6151093813753491,0.72361938981313056,0.65217234889791764,0.55757966853213836,0.53634985898568333,0.51334123292014144,0.5009792040004587,0.48162221837485858,0.44618812968833377,0.46233943190428761,0.45691614820943949,0.4072746650357843,0.37799010882090511,0.39326901240924655,0.41673168461311882,0.40907568088967039,0.43111372165701911,0.48806855102540991,0.51171334842798977,0.50882182984110147,0.45370964053679597,0.40703632835599407,0.41137585469556992,0.42428201075213207,0.43143206876297491,0.45589309925373639,0.45405835651120069,0.45863172261208002]
[null,null,"Gen.190MW.CT.1",0,0,0,0.19199516792596896,0.1404739114297435,0.13527117396938265,0.11432999290239822,0.11417051888017452,0.10258964791988176,0.10226406985602939,0.12203316989314528,0.12514283488287539,8.7756311330767778E-2,8.4689365969278452E-2,7.0279280863172561E-2,6.4970394224276737E-2,5.1167848515038451E-2,6.0205895567580235E-2,7.3945289862150251E-2,7.9487612320157899E-2,6.1469138455327435E-2,6.7824422261725692E-2,6.3331444980562993E-2,4.260375006492495E-2,4.3041420041283293E-2,4.8211599695258935E-2,4.4011642671563364E-2,5.2680101802316519E-2,5.209900177765623E-2,5.2763181027915065E-2,6.4197482630410294E-2]
[null,null,"Gen.190MW.CT.2",0,0,0,0.16415376024251541,0.12413640418563159,0.12174014963567815,9.6898543363742332E-2,9.797174466316938E-2,8.6896785242197516E-2,8.6948877732413901E-2,0.10450404693533369,0.11041136446268114,7.5065278401802396E-2,7.020114212784799E-2,5.7959406926998892E-2,5.2147717238871856E-2,4.3894434568576501E-2,5.1259010372917115E-2,5.9847759697342628E-2,6.4457487144860548E-2,4.7807882896081996E-2,5.2470160770447929E-2,4.8778105526362053E-2,3.3338960162052671E-2,3.0702011421278479E-2,3.7903798193692904E-2,3.3847095518092368E-2,4.5408507765023629E-2,3.8659139301830396E-2,4.4382801664355057E-2,4.932507667363404E-2]
[null,null,"Gen.190MW.CT.3",0,0,0,0.14055181373722178,0.11259791760270359,0.10408730701360265,8.6395395023864882E-2,8.6032046953721492E-2,7.1392757841547666E-2,7.594433917420379E-2,8.6382371901310775E-2,8.8642029813535556E-2,6.0726820469744036E-2,6.6072812278199944E-2,4.5678602358487495E-2,4.5427985249052096E-2,3.5637774869280402E-2,4.0944697310074038E-2,4.8146484082488457E-2,5.0453176128395567E-2,4.0241448692152917E-2,4.4239547316260015E-2,3.8014494735402707E-2,2.5937516231236694E-2,2.4112311408906514E-2,2.9022028611800251E-2,2.6508565958859955E-2,3.6448865111930608E-2,3.0571780195737534E-2,3.2173624269891191E-2,4.3262813124702905E-2]
[]
[]
[null,null,"Operation Hours",2013,2014,2015,2016,2017,2018,2019,2020,2021,2022,2023,2024,2025,2026,2027,2028,2029,2030,2031,2032,2033,2034,2035,2036,2037,2038,2039,2040,2041,2042,2043]
[]
[null,null,"Hines.1.0",7118,7808,7280,7610,8172,7675,7272,8140,7513,7459,8140,7194,7028,7634,6462,5778,6582,5800,6063,6784,6169,6604,6525,5983,4955,4941,5179,4977,5176,5327,5283]
[null,null,"Hines.2.0",7974,7762,7914,7902,8018,7545,8077,8024,8038,7885,8046,8094,7530,8030,8020,7282,7184,6934,7244,7314,6814,7282,7446,6807,6341,6392,6458,6625,6522,6669,6571]
[null,null,"Hines.3.0",7568,7706,8075,7255,8011,8105,7947,6993,7414,6787,7141,6660,6263,6567,5746,5382,5824,5492,5639,5802,5876,6051,5960,5266,5079,5187,5118,5348,5390,5538,5478]
[null,null,"Hines.4.0",8006,8147,6424,6936,8053,7759,7435,7482,7261,6896,6627,6348,6597,6572,5905,5543,5965,5991,5695,5858,6215,6409,6360,5830,5512,5557,5593,5690,5981,5993,5887]
[null,null,"Gen.190MW.CT.1",0,0,0,1031,1308,1251,1053,1060,936,933,1104,1112,805,774,641,589,469,549,669,714,559,609,568,389,394,438,403,480,474,484,578]
[null,null,"Gen.190MW.CT.2",0,0,0,887,1162,1133,897,915,797,800,955,982,688,646,528,475,407,467,548,579,436,475,440,305,281,344,311,409,355,407,447]
[null,null,"Gen.190MW.CT.3",0,0,0,764,1052,977,800,809,659,700,793,795,559,600,421,414,331,376,441,457,368,401,346,239,222,266,244,329,281,296,390]

{"sheet":"Q4","index":2,"n_rows":50,"n_cols":34,"rows_kept":50,"cut":false,"hidden":false,"merged":[]}
[4,"Please provide the gross and net heat rate and output of Hines Energy Center with and without the Chillers for each year of the evaluation period."]
[]
[null,null,"Four Hines Chillers"]
[]
[]
[null,null,"Net Heat Rate (Btu/kWh)",2013,2014,2015,2016,2017,2018,2019,2020,2021,2022,2023,2024,2025,2026,2027,2028,2029,2030,2031,2032,2033,2034,2035,2036,2037,2038,2039,2040,2041,2042,2043]
[]
[null,null,"Hines 1",7190.0203858460127,7195.6539067014728,7198.6822737786515,7178.2274407160467,7152.9315882832343,7230.1941608527541,7349.3662267966911,7350.4935251098314,7359.8186544620676,7358.2149017321381,7370.6753333999077,7387.1122955066985,7402.2548876607843,7387.0550882321604,7402.6458523369693,7359.3967867147367,7366.6443961917485,7337.7792125413444,7321.430775358619,7325.7563749479896,7278.1135344476143,7279.4326927731254,7275.9252921331845,7264.972419227739,7256.5022920193251,7254.2667802006599,7261.1526090381885,7257.0890643161556,7262.4074063126291,7277.112332148914,7251.5778019586505]
[null,null,"Hines 2",7048.0088738953464,7104.8256496619279,7091.9586688638074,7071.2090384265457,7107.7733773012733,7168.7022900763359,7219.9132656573302,7217.5999806567061,7227.5615128111522,7246.5078869346853,7229.2160347551344,7247.8652591945138,7255.0548685055692,7257.6265367863189,7281.8610378346311,7279.597373491134,7274.1557973405897,7266.9453315331375,7253.7595885760511,7250.5718249653155,7221.2944312382815,7223.3858112976832,7210.3553903594966,7217.796031397058,7220.0419543746157,7215.7095384367894,7217.1855385991648,7221.9620842277227,7218.880798119374,7217.1667696989871,7205.4747216440956]
[null,null,"Hines 3",7334.3693406094781,7315.8923852625812,7311.2956089436775,7289.3766890153493,7374.2090535222515,7415.5304309813819,7453.5192563081,7419.0820345626889,7420.6032520472654,7423.5621740259121,7424.4680009124631,7423.5890709944833,7433.7626420107899,7430.2896988150915,7448.4522274344163,7457.3606314066556,7458.1352925953279,7462.8542881353787,7449.7576581235635,7453.2110871095356,7438.9260938766947,7433.2787664360767,7422.4234721501907,7428.6940194984099,7420.742475670394,7408.1179466140484,7405.6486821538292,7405.4034178654456,7390.2350961174498,7395.6025030139499,7390.7641380561272]
[null,null,"Hines 4",6933.0729751163381,6973.9937060287002,6969.9332077129275,6951.7094786900607,6892.7900255715786,6926.1354608050851,6971.3538638145574,6992.1487390938228,7000.6158489334812,7016.0291361390355,6995.2094835985708,7003.825789153505,7018.1000871519664,7005.7472784168531,7027.1546346356145,7022.7237454041415,7027.9962895220924,7008.1834281848214,6980.840814013246,6971.9481726251697,6958.3563946883278,6948.4201578046241,6941.4316101355871,6950.4755915415471,6979.6508650333381,6978.8664370530105,6973.9385353400758,6970.8762850418088,6963.9602895783319,6966.7375784235946,6953.9821494510652]
[null,null,"Gen.190MW.CT.1",0,0,0,10317.716049382716,10302.906654576596,10305.207912797739,10262.040083757103,10302.513338949733,10289.226263871764,10275.822669104205,10227.645429362879,10199.278904913224,10246.609124537608,10240.052185257664,10257.055214723927,10250.256831723855,10231.294921644869,10277.87958115183,10224.502543053448,10232.06928445304,10271.388101983004,10236.433235757713,10242.379481670472,10249.537037037036,10196.477710511832,10249.854904236794,10274.021352313166,10247.530040053403,10265.241607707359,10280.011013215859,10227.311076292635]
[null,null,"Gen.190MW.CT.2",0,0,0,10335.028563466631,10315.943385191251,10312.068143912318,10282.784202487452,10299.575125531093,10293.062986952033,10281.646955759965,10241.017466958891,10195.901354637028,10269.287749287749,10251.366683857657,10264.610389610387,10256.716043183531,10243.576017130621,10280.723314606743,10237.722829212191,10233.397600685519,10266.409266409266,10254.061624649859,10258.784258608574,10283.483483483484,10198.2131039047,10268.330733229328,10270.688321732405,10266.559829059832,10247.071352502664,10282.522085570761,10242.053401144309]
[null,null,"Gen.190MW.CT.3",0,0,0,0,0,0,0,0,0,0,0,0,0,0,0,0,0,0,0,0,0,0,0,0,0,0,0,0,0,0,0]
[]
[]
[null,null,"Output (GWh)",2013,2014,2015,2016,2017,2018,2019,2020,2021,2022,2023,2024,2025,2026,2027,2028,2029,2030,2031,2032,2033,2034,2035,2036,2037,2038,2039,2040,2041,2042,2043]
[]
[null,null,"Hines 1",2962.84,3010.98,2853.3999999999996,2995.33,2920.26,2443.85,1997.56,2260.27,2088.83,2058.15,2203.06,1891.2600000000002,1851.0900000000001,2066.1400000000003,1830.79,1592.1399999999999,1796.1,1765.68,1782.53,2018.84,1962.4,2065.9,2045.3,1878.12,1618.6599999999999,1620.6599999999999,1688.17,1651.8400000000001,1691.53,1668.8899999999999,1746.1]
[null,null,"Hines 2",3272.52,2784.91,2894.67,3022.65,3017.3500000000004,2541.3999999999996,2469.61,2481.48,2438.11,2337.41,2430.7200000000003,2379.6799999999998,2210.7399999999998,2330.35,2225.21,2034.6399999999999,1969.6100000000001,2007.19,2076.69,2133.52,2149.67,2289.8500000000004,2386.3900000000003,2137.7799999999997,2059.38,1989.1099999999997,2079.19,2105.7199999999998,2092.92,2102.9,2142.94]
[null,null,"Hines 3",2490.33,2633.84,2810.0299999999997,2623.5699999999997,2708.7799999999997,2516.35,2319.2400000000002,2122.52,2205.38,2118.65,2148.0300000000002,1997.62,1844.0500000000002,1845.71,1605.21,1441.8600000000001,1584.27,1581.3400000000001,1662.94,1648.04,1664.9499999999998,1704.33,1754.59,1549.87,1596.8200000000002,1535.6100000000001,1669.77,1767.77,1717.17,1741.9,1764.21]
[null,null,"Hines 4",3341.55,3034.65,2435.91,2775.7,3304.45,3020.8,2665.63,2529.5300000000002,2451.8999999999996,2347.6000000000004,2340.04,2219.15,2180.1,2268.9,2043.85,1868.53,1908.1100000000001,2010.1599999999999,2082.0300000000002,2109.3100000000004,2403.0100000000002,2505.63,2524.5699999999997,2289.7799999999997,2050.21,2049.8199999999997,2138.79,2137.09,2157.62,2218.7200000000003,2220.66]
[null,null,"Gen.190MW.CT.1",0,0,0,162,198.51,198.16,167.15,142.44,129.76,131.28,180.5,163.63999999999999,113.54,122.64,81.5,97.34,84.87,76.400000000000006,112.07,118.93,70.599999999999994,88.82,74.47,64.8,72.680000000000007,68.92,50.58,74.900000000000006,66.430000000000007,72.64,82.97]
[null,null,"Gen.190MW.CT.2",0,0,0,143.54,170.98,167.88,137.49,129.44999999999999,106.53,114.15,150.57,143.94999999999999,87.75,96.95,67.760000000000005,79.66,74.72,56.96,86.95,93.36,62.16,71.400000000000006,56.92,49.95,60.44,51.28,38.79,56.16,56.34,57.73,62.92]
[null,null,"Gen.190MW.CT.3",0,0,0,0,0,0,0,0,0,0,0,0,0,0,0,0,0,0,0,0,0,0,0,0,0,0,0,0,0,0,0]
[]
[]
[]
[null,null,"Without Hines Chillers"]
[]
[null,null,"Net Heat Rate (Btu/kWh)",2013,2014,2015,2016,2017,2018,2019,2020,2021,2022,2023,2024,2025,2026,2027,2028,2029,2030,2031,2032,2033,2034,2035,2036,2037,2038,2039,2040,2041,2042,2043]
[]
[null,null,"Hines 1",7190.0203858460127,7195.6539067014728,7198.6822737786515,7178.2808902532615,7220.6131257859488,7333.8829805365249,7478.4488266110147,7502.9578590363335,7500.3590391378875,7504.6557987298993,7518.8072192024056,7539.9530535201302,7574.7225816453692,7552.8087329806622,7539.2508367912342,7565.0479278263329,7587.2380684505924,7538.2503022726805,7528.7410429415759,7504.9292484121988,7447.4299826474225,7450.5677466617826,7406.975564160769,7427.3679848448965,7453.1235452937353,7460.2274778840938,7440.8315672620856,7430.6974677920925,7418.3323587262776,7437.4816122388938,7415.6289699556974]
[null,null,"Hines 2",7048.0088738953464,7104.8256496619279,7091.9586688638074,7073.3242990374156,7103.9654410818448,7168.8219992567829,7217.2833792624706,7205.2021575541148,7212.5741802871071,7235.2799143047796,7220.3092103327872,7232.1193245619625,7235.7134691451174,7250.4222601474385,7266.3766551297103,7260.0545094152631,7266.7891747410631,7252.563743345474,7243.1418095256367,7248.3311984919155,7214.9297914191675,7210.4630132031125,7211.3435077412378,7219.7567189699776,7205.8253417669857,7219.4460934878562,7200.7591188656943,7210.8055600755415,7203.525784030855,7209.7007757305082,7192.654862152498]
[null,null,"Hines 3",7334.3693406094781,7315.8923852625812,7311.2956089436775,7287.1605725300915,7337.6153055174018,7390.6625472021969,7422.9690008315656,7385.1280185373125,7406.3525912623809,7391.5654557848165,7396.1361388022206,7398.7793403351725,7398.4968122427254,7410.7933652548854,7428.4293866258249,7423.9326161375639,7438.4613000216978,7417.4122614573589,7410.9698667241219,7406.5649054763071,7408.4816717089998,7423.3489391373641,7405.4178197811279,7401.6215973118997,7393.6574997375865,7394.1268482339983,7373.9668904027258,7361.6019661122564,7364.257345269456,7370.5802280074868,7365.8478062157219]
[null,null,"Hines 4",6933.0729751163381,6973.9937060287002,6969.9332077129275,6956.0851690405725,6944.9925270873664,6980.6862883679896,7034.0023308049349,7064.5457927361958,7071.6707255111523,7066.9000493694184,7066.1154709828625,7080.83949674411,7086.4340425531909,7094.0294174093187,7097.9435227868717,7109.4754572845259,7129.1093501652313,7099.2279096368329,7081.132925864039,7067.6443057722308,7038.227652164298,7032.2650098425192,7031.0475567614358,7045.6816171638357,7083.4341459103234,7079.2909886914549,7065.707820391206,7062.6162687978704,7056.9052762406427,7056.9173326994887,7049.5891673530223]
[null,null,"Gen.190MW.CT.1",0,0,0,10327.536059832611,10301.951513465907,10288.293058630981,10279.9863310172,10288.711970429344,10257.759441447159,10258.198026106335,10239.581665866282,10195.38261997406,10269.199376715886,10262.955558972781,10256.833132585934,10238.83281702808,10268.007126495291,10259.679861561757,10239.168721380767,10217.67540635465,10251.800847457627,10223.406298003072,10223.113304544519,10252.971654983236,10266.414523449321,10249.999999999998,10265.571830152388,10247.719990140498,10252.343457067866,10268.665926200172,10228.522162491125]
[null,null,"Gen.190MW.CT.2",0,0,0,10339.905581782839,10312.421317666807,10300.973470261017,10290.168671460251,10303.11464546057,10268.490071187711,10277.540627574326,10263.505514362265,10198.400564506643,10267.262317834837,10277.803543270569,10255.027524997191,10248.754980079681,10293.724966622163,10256.224593495934,10265.477097160267,10217.969379532635,10256.878234813401,10241.002730206008,10235.082098518224,10256.280428432327,10265.747613997879,10246.864799862567,10274.721046556369,10224.335144409493,10271.349166245578,10268.632629107982,10244.092409240924]
[null,null,"Gen.190MW.CT.3",0,0,0,10354.333900916241,10308.292852185981,10324.679386925243,10290.322580645161,10316.88174477398,10283.290769792045,10282.174397667839,10272.651892054877,10215.8499963378,10276.753163199655,10250.615945599686,10282.822523164647,10248.96384164642,10295.450392837567,10272.423664122136,10264.944549634838,10235.362244241411,10261.974110032364,10242.566970856638,10253.168893456665,10272.590738423027,10275.992438563326,10268.790666367511,10276.590518300171,10227.46704666904,10272.63045793397,10274.84314916009,10232.239614689946]
[]
[]
[null,null,"Output (GWh)",2013,2014,2015,2016,2017,2018,2019,2020,2021,2022,2023,2024,2025,2026,2027,2028,2029,2030,2031,2032,2033,2034,2035,2036,2037,2038,2039,2040,2041,2042,2043]
[]
[null,null,"Hines 1",2962.84,3010.98,2853.3999999999996,2996.9,2942.3,2346.96,1878.3200000000002,2052.16,1907.87,1891.19,2021.8300000000002,1750.9299999999998,1677.07,1844.9599999999998,1595.38,1418.8,1564.3400000000001,1463.91,1529.52,1733.5300000000002,1688.5100000000002,1801.8600000000001,1872.25,1689.2,1396.33,1384.75,1486.35,1440.6399999999999,1504.88,1529.55,1550.71]
[null,null,"Hines 2",3272.52,2784.91,2894.67,3003.37,2875.09,2421.8999999999996,2376.85,2430.5299999999997,2413.04,2277.84,2379.6099999999997,2359.9499999999998,2186.85,2273.48,2204.5100000000002,2018,1975.3799999999997,1962.95,2083.6400000000003,2068.85,2053.88,2211.6,2263.85,2052.77,1960.4,1937.15,2012.8600000000001,2028.0300000000002,2017.1399999999999,2050.9700000000003,2080.56]
[null,null,"Hines 3",2490.33,2633.84,2810.0299999999997,2635.3199999999997,2664.66,2446.92,2248.77,2088.7600000000002,2138.34,2009.8300000000002,2102.5600000000004,1966.15,1841.42,1890.0500000000002,1619.2399999999998,1516.0900000000001,1613.0500000000002,1572.5700000000002,1624.45,1681.06,1705.56,1706.63,1741.66,1556.49,1524.3200000000002,1553.5100000000002,1597.12,1733.37,1734.79,1763.1,1750.4]
[null,null,"Hines 4",3341.55,3034.65,2435.91,2743.72,3218.29,2900.5299999999997,2479.83,2392.41,2283.08,2228.1,2142.0099999999998,1990.2400000000002,2056.25,2032.1299999999999,1811.3500000000001,1686.04,1749.06,1853.4099999999999,1819.3600000000001,1923,2170.6800000000003,2275.84,2262.9800000000005,2023.79,1810.29,1829.5900000000001,1886.9899999999998,1924.42,2027.58,2019.4199999999998,2039.7599999999998]
[null,null,"Gen.190MW.CT.1",0,0,0,168.47,215.73,207.74,175.58,175.85,157.55000000000001,157.05000000000001,187.41,192.75,134.77000000000001,130.06,107.93,100.07,78.58,92.46,113.56,122.43,94.4,104.16,97.26,65.62,66.099999999999994,74.040000000000006,67.59,81.14,80.010000000000005,81.03,98.59]
[null,null,"Gen.190MW.CT.2",0,0,0,144.04,190.64,186.96,148.81,150.9,133.44999999999999,133.53,160.49,170.06,115.28,107.81,89.01,80.319999999999993,67.41,78.72,91.91,99.28,73.42,80.58,74.91,51.35,47.15,58.21,51.98,69.94,59.37,68.16,75.75]
[null,null,"Gen.190MW.CT.3",0,0,0,123.33,172.92,159.85,132.68,132.51,109.64,116.63,132.66,136.53,93.26,101.47,70.150000000000006,69.97,54.73,62.88,73.94,77.709999999999994,61.8,67.94,58.38,39.950000000000003,37.03,44.57,40.71,56.14,46.95,49.41,66.44]

{"sheet":"Q21","index":3,"n_rows":474,"n_cols":34,"rows_kept":474,"cut":false,"hidden":false,"merged":[]}
[21,"Please provide the expected capacity factors and operating hours of Duke’s CCGT fleet by plant, and by unit with and without the Hines Energy Chillers."]
[]
[null,"Four Hines Chillers"]
[]
[]
[null,null,"Capacity Factors",2013,2014,2015,2016,2017,2018,2019,2020,2021,2022,2023,2024,2025,2026,2027,2028,2029,2030,2031,2032,2033,2034,2035,2036,2037,2038,2039,2040,2041,2042,2043]
[]
[null,null,"Combined Cycle"]
[]
[null,null,"Hines 1",0.68365552791763395,0.69476351117489887,0.65840297935770287,0.68913608650638447,0.65595076314873269,0.54893922887723356,0.44869326924156833,0.50626257105867911,0.46919439796044432,0.46230303574837994,0.49485281730477659,0.42361052004425914,0.41579307943710064,0.46409775491638505,0.41123327979873986,0.35661265684425547,0.40344118869259538,0.39660822785520955,0.40039308617572078,0.45218630028983431,0.44079560641965881,0.46404384595514331,0.45941666011523041,0.42066738042655366,0.36358449668122955,0.3640337380249104,0.37919787958085788,0.36998445556396742,0.37995260503824169,0.37486719302777433,0.39221015510057389]
[null,null,"Hines 2",0.70994964757642354,0.60416616950608626,0.62797781109054973,0.65382585409537486,0.63778945032181711,0.53718597744639018,0.52201143533539784,0.52302685658641868,0.51535315317219588,0.49406778765364251,0.51379109903930509,0.50157025246287246,0.46729303839609376,0.49257548695293757,0.47035162071042819,0.42884543235689621,0.41632441687187566,0.42426785317959398,0.43895834874602357,0.44968658182385352,0.45438442596095924,0.48401483845739235,0.5044208879823292,0.45058447115161676,0.43529946416681642,0.42044621059195292,0.43948678383834117,0.44382711625769838,0.4423889493653495,0.4444984622538814,0.45296187869244026]
[null,null,"Hines 3",0.54078592492540745,0.5719497418035101,0.61021016195369393,0.56804934871475077,0.57310968462654921,0.53239633890903548,0.49069282295840866,0.44778902953586497,0.4666029121160446,0.44825302657803096,0.45446909526368573,0.42143881856540083,0.39015457657528047,0.39050579080326503,0.33962204271272795,0.30418987341772152,0.33519166564405495,0.33457175137417861,0.3518362580028182,0.34768776371308013,0.35226152342345007,0.36059334047045777,0.37122709173461743,0.32697679324894513,0.33784692983755288,0.3248964341177118,0.35328131413362218,0.37294725738396622,0.36330996136643495,0.36854220706406066,0.37326244165823896]
[null,null,"Hines 4",0.75133389844608989,0.68232868426910465,0.54770443553554926,0.62227891690243775,0.72324373540413178,0.66116136600910935,0.58342544096757887,0.5520604629439676,0.53664643581757643,0.51381833383308573,0.51216367946105534,0.48432118865643242,0.47715767148982363,0.49659329427240073,0.44733668495687168,0.40779968485240009,0.41762732193314406,0.43996296725929257,0.45569312727487621,0.46034901941955236,0.5259458998058627,0.54840630081879127,0.55255169153390393,0.49973592202497608,0.44872869577778601,0.44864333662367328,0.46811616724265853,0.46641190053208448,0.47223748229891893,0.48561041644323727,0.48603502351754124]
[null,null,"Bartow CC",0.92045027325864415,0.79032708453562184,0.70839865163550542,0.7059161094744365,0.74000264843401609,0.64595500388501914,0.54027761820097342,0.63218710006932932,0.5910087612534104,0.57074824103086408,0.4604390168857142,0.4287140268733991,0.51947962166341133,0.52244937304166816,0.47043782898516284,0.43549160764604333,0.44432349063603316,0.45503309568831052,0.37791984981821231,0.37105506930027787,0.47860805318678673,0.49974976193304521,0.49640708767679759,0.44323047852827452,0.40892502789618917,0.41770575508606445,0.42673769403187084,0.43640337674998497,0.44486486170695466,0.45004488706181567,0.4391707285725136]
[null,null,"Gen 2x1 CC 1",0,0,0,0,0,0.66381405752862721,0.665066489221247,0.77535545023696673,0.77306658428129327,0.77082211096676057,0.77611378687537613,0.77473275408109532,0.76761383440539943,0.76650876136759727,0.76000110903387308,0.75959847288046334,0.75888283321186767,0.75984135534501518,0.76456927236815708,0.76352553975776727,0.76238289130411829,0.7666856786759193,0.77017913537606797,0.76074644549763037,0.75870855646038637,0.75972649112244794,0.76110486179325509,0.76568852027382839,0.7647712749664648,0.76680450373374742,0.76884433389313145]
[null,null,"Gen 2x1 CC 2",0,0,0,0,0,0.4993394583558517,0.5957069826885093,0.75662058978409685,0.7569789917297759,0.75190912259577303,0.75761932676362809,0.75704186413902053,0.74956034728603571,0.74778589308913457,0.7434170917963181,0.74101632438125331,0.74223940344539863,0.74123467156754008,0.74811860325105373,0.74614533965244867,0.74798525513060188,0.74908372677630253,0.75440576908858548,0.74387309110057931,0.74158190479208252,0.74287841820083023,0.74504895592382525,0.74921537651395476,0.74756804714978298,0.74956958923497785,0.75191176315261354]
[null,null,"Gen 2x1 CC 3",0,0,0,0,0,0,0,0,0.74768944405499882,0.734816122162122,0.75147546941748034,0.76530561816878939,0.75462396352317462,0.76323241723673185,0.76014587426123292,0.76114340154133797,0.76316908941475459,0.76009906674064087,0.7685918783445006,0.77065252904079573,0.76816510389204529,0.77257877774550199,0.7748365522681685,0.77141166683597406,0.76630381660262759,0.76855333097460132,0.76697426550051695,0.77389224910701793,0.77512428085063023,0.76994929644166477,0.77512428085063034]
[null,null,"Gen 2x1 CC 4",0,0,0,0,0,0,0,0,0,0,0,0.7246090058448752,0.69941999975219538,0.71504958155453291,0.68731750229563349,0.67609251322656894,0.68524833454711664,0.69231627015648856,0.70172320510367181,0.71316397101823314,0.70627179475177559,0.71303961155264672,0.71952245315462038,0.71186396470352442,0.70743096923231541,0.71768181624193417,0.7078315865409105,0.70736953949301129,0.71273949274414605,0.7161729620487377,0.71565670263044501]
[null,null,"Gen 2x1 CC 5",0,0,0,0,0,0,0,0,0,0,0,0,0,0,0.72674311498589628,0.73085064615942175,0.73714410796567631,0.73951890128982256,0.75184442281508701,0.74607046665696586,0.74388852100625169,0.75175218446568526,0.7510018874444333,0.75013109884166274,0.74572640453537342,0.74735916098896027,0.74508073608956216,0.75227260871594526,0.75156220099975357,0.75222576643873229,0.75463084698208516]
[null,null,"Gen 2x1 CC 6",0,0,0,0,0,0,0,0,0,0,0,0,0,0,0,0,0,0,0,0,0,0,0,0.69127910176016161,0.66323916302646413,0.66678414436540701,0.66846646172315005,0.66393669916453657,0.67160669567815146,0.6759776920863626,0.68361144801818341]
[null,null,"Tigerbay.1",0.78566488887957509,0.80188501315003613,0.73727694709599001,0.80403178201839853,0.70672799857497615,0.78997663380030803,0.53682010121860502,0.77990795542995051,0.75130714502760976,0.74533985770717859,0.73262466339050902,0.7594669564172617,0.73410731686871966,0.72635351069291787,0.69270303970158331,0.63794931802391486,0.56360740593270953,0.6569831407106258,0.7187987887297379,0.70997602244174074,0.72543667550321156,0.69821452895627478,0.6780546328991901,0.67243207664460458,0.59183545165920981,0.65494514706036433,0.64252334000440081,0.59920910624826962,0.64460324612047748,0.67127005249536342,0.66612529731655434]
[]
[]
[null,null,"Combustion Turbines"]
[]
[null,null,"AVON.PK_P.1",5.1158824897294787E-3,7.8676071622354859E-3,9.2240911557243625E-3,8.0334728033472809E-3,0,0,0,0,0,0,0,0,0,0,0,0,0,0,0,0,0,0,0,0,0,0,0,0,0,0,0]
[null,null,"AVON.PK_P.2",0,9.3016045267808704E-4,4.6508022633904352E-4,5.857740585774059E-4,0,0,0,0,0,0,0,0,0,0,0,0,0,0,0,0,0,0,0,0,0,0,0,0,0,0,0]
[null,null,"BARTOW_P.1",5.1050175029171527E-4,7.6963778921545058E-4,7.2153542738948484E-4,1.0311256054865475E-3,0,4.3292125643369092E-4,0,1.4387799146323918E-3,0,8.177401510414162E-4,2.0202991966905576E-3,2.5898038463383053E-3,2.0684015585165231E-3,2.3810669103853E-3,8.177401510414162E-4,1.966332549997602E-3,7.2153542738948484E-4,1.7557362066477464E-3,3.102602337774785E-3,1.2469425926814064E-3,2.1165039203424889E-3,2.7418346240800423E-3,9.3799605560633038E-4,5.9949163109682992E-4,3.9203424888162005E-3,6.2533070373755359E-4,0,2.9974581554841496E-3,1.9721968348645918E-3,2.7899369859060081E-3,2.2127086439944202E-3]
[null,null,"BARTOW_P.2",6.7657142857142855E-3,1.0298328253440472E-2,1.1891567377851669E-2,1.2912878351939234E-2,7.5043871801976541E-3,1.1983929066223331E-2,8.1047381546134663E-3,9.022902520428127E-3,5.1953449709060684E-3,6.396046919737693E-3,1.0367599519719221E-2,1.130164575900564E-2,8.3587327976355416E-3,7.2273021150826636E-3,8.9129029278655209E-3,1.0611117504891243E-2,6.4191373418306082E-3,5.7033342569502181E-3,9.6287060127459127E-3,9.5753251237196465E-3,1.0436870785997967E-2,8.959083772051353E-3,5.841876789507712E-3,4.2582575670387854E-3,9.2361688371663444E-3,4.4795418860256765E-3,1.6163295465041101E-3,8.3093566578432507E-3,6.9733074720605892E-3,9.6056155906529984E-3,5.841876789507712E-3]
[null,null,"BARTOW_P.3",5.0790719150409789E-4,1.6391550271268613E-3,8.0803416830197393E-4,1.6110471806674337E-3,4.8482050098118434E-4,6.9260071568740618E-4,0,2.0713463751438435E-3,0,1.2005079071915042E-3,2.0547154565393054E-3,3.2681242807825086E-3,2.1932355996767865E-3,2.6780561006579705E-3,9.9272769248528233E-4,1.9792865362485614E-3,1.2005079071915042E-3,1.6853284081726884E-3,3.2783100542537226E-3,2.37054085155351E-3,3.9478240794182159E-3,2.7704028627496247E-3,3.9247373888953024E-4,6.9044879171461452E-4,3.9247373888953016E-3,9.0038093039362813E-4,0,3.6593785960874572E-3,1.9854553849705647E-3,2.816576243795452E-3,2.3086690522913541E-3]
[null,null,"BARTOW_P.4",1.4271766001204894E-2,7.8318133660178237E-3,1.9340631946319881E-2,2.1788207029389228E-2,1.1425722417267383E-2,1.8011093337765127E-2,1.1072563724370028E-2,1.2695979951535737E-2,7.2501402247751217E-3,8.8081932816752185E-3,1.4001703471342211E-2,1.4207899260609325E-2,1.1342626254232711E-2,9.2652221783659141E-3,1.2422876373683446E-2,1.3420872770954582E-2,9.846895319608617E-3,6.8969815318777649E-3,1.2298232129131437E-2,1.3234471760246877E-2,1.4728794897895589E-2,1.287990527037414E-2,9.2029000560899087E-3,7.3110618644243314E-3,1.0802501194507343E-2,5.8790535347030349E-3,2.9914618692481873E-3,1.0645568833751009E-2,7.8318133660178237E-3,1.1799655150923405E-2,8.4758086295365319E-3]
[null,null,"BAYBORO_P.1",7.7674212161562358E-4,1.9529516200621393E-3,2.2414558366622281E-3,4.0263705145790014E-3,2.0417221482467822E-3,2.7296937416777627E-3,3.994673768308921E-4,3.1193310030529623E-3,3.994673768308921E-4,1.7532179316466932E-3,3.7505548158011538E-3,5.3979912393256934E-3,3.1291611185086548E-3,1.4647137150466045E-3,2.9072347980470484E-3,3.6945267908499624E-3,2.2414558366622281E-3,1.6644474034620505E-3,4.5938748335552591E-3,4.3803371532233088E-3,5.8588548601864179E-3,4.5272969374167771E-3,2.9294274300932089E-3,1.2610061501703465E-3,6.1029738126941856E-3,1.6866400355082113E-3,2.6631158455392808E-4,4.7785496216981556E-3,3.3288948069241011E-3,5.5703506435863283E-3,3.1291611185086548E-3]
[null,null,"BAYBORO_P.2",5.7726055232289652E-4,1.5470582802253627E-3,1.1776115267387089E-3,2.7160777995166303E-3,1.3623349034820357E-3,8.7743603953080267E-4,1.3854253255749516E-4,2.4168488894003915E-3,0,1.154521104645793E-3,2.6323081185924079E-3,3.9360110484520658E-3,2.2397709430128383E-3,2.9093931837073984E-3,1.7086912348757736E-3,3.0843595350443093E-3,1.8472337674332688E-3,1.2699732151103724E-3,3.5790154244019585E-3,3.0843595350443093E-3,4.5488131523044239E-3,3.5097441581232107E-3,2.1704996767340909E-3,9.6673955576015652E-4,5.5647917243927224E-3,1.1083402604599613E-3,0,4.7416273449188634E-3,3.0017548720790619E-3,4.3640897755610969E-3,2.7246698069640714E-3]
[null,null,"BAYBORO_P.3",8.9633845740151488E-4,3.092367678035226E-3,3.3388607538206425E-3,4.2443873561934546E-3,2.8906915251198854E-3,3.3836776766907185E-3,9.1874691883655265E-4,3.529543169887189E-3,7.8429615022632538E-4,1.0756061488818177E-3,4.0783399811768926E-3,4.9368926616776502E-3,3.450903060995832E-3,3.0475507551651505E-3,3.8094384439564381E-3,4.3337428794817381E-3,2.3752969121140144E-3,1.9719446062833328E-3,4.6385515170528392E-3,4.8251982575672966E-3,5.6245238201945054E-3,4.0783399811768926E-3,3.1595930623403395E-3,1.563721657544957E-3,6.229552278940528E-3,2.2632546049388249E-3,2.6890153722045442E-4,5.0039093041438628E-3,4.3472415183973467E-3,5.9158338188499979E-3,2.957916909424999E-3]
[null,null,"BAYBORO_P.4",8.9633845740151488E-4,2.0615784520234843E-3,8.5152153453143913E-4,3.5965598123534016E-3,1.7030430690628783E-3,2.1960292206337113E-3,3.3612692152556805E-4,2.7476823411147103E-3,2.9130999865549235E-4,1.4789584547124995E-3,3.47331152243087E-3,4.132692952083101E-3,2.6666069107695064E-3,3.0475507551651505E-3,2.1288038363285978E-3,4.4230984027700216E-3,2.2632546049388249E-3,1.7702684533679918E-3,4.2351992112221572E-3,3.84228750139618E-3,5.3332138215390129E-3,4.1679738269170446E-3,2.1736207591986734E-3,9.8291075617111577E-4,6.0054676645901498E-3,1.3220992246672342E-3,2.6890153722045442E-4,4.8251982575672966E-3,3.450903060995832E-3,5.1315376686236723E-3,3.0475507551651505E-3]
[null,null,"DEBARY.1",9.7922506816174493E-4,2.4192619331054872E-3,1.9008486617257401E-3,2.7757571116811515E-3,1.9008486617257401E-3,2.4384624246380705E-3,7.1041818670557959E-4,2.4311803667828018E-3,8.832226104988287E-4,1.6896432548673245E-3,2.6112668484313197E-3,4.7857881235881927E-3,3.1680811028762332E-3,3.5328904419953148E-3,1.728044237932491E-3,3.9052031088479652E-3,1.9200491532583232E-3,1.9392496447909065E-3,3.8976997811143959E-3,3.3500516865117348E-3,4.2433086287008946E-3,3.4368879843323986E-3,1.9584501363234899E-3,8.2315555725716912E-4,3.9745017472447288E-3,1.0752275258246612E-3,0,4.8432175810712505E-3,2.630467339963903E-3,4.4737145270918929E-3,2.822472255289735E-3]
[null,null,"DEBARY.2",8.2193977787578683E-4,1.768575005464698E-3,1.7288317469149295E-3,2.436753372823266E-3,1.7089601176400453E-3,2.2057508495121514E-3,7.3525028317071714E-4,2.9716504546625196E-3,7.7499354172048571E-4,1.6294736005405082E-3,2.4640820300856465E-3,3.764090575905858E-3,2.6230550642847208E-3,3.3980486060052064E-3,1.3910140492418971E-3,3.5659805455950239E-3,1.6890884883651609E-3,1.7884466347395823E-3,3.9345825964270812E-3,3.0310834637557703E-3,4.4909882161238398E-3,3.3583053474554375E-3,1.6294736005405082E-3,6.9338510608792125E-4,3.6365081573038172E-3,1.0929396101186336E-3,0,4.5961527032113633E-3,1.8281898932893507E-3,4.2525286648252289E-3,2.8615146155833316E-3]
[null,null,"DEBARY.3",8.3449235048678721E-4,1.4106894496324258E-3,1.52990264255911E-3,2.2186125747791293E-3,9.9344327438903243E-4,1.4702960460957679E-3,8.1462348499900645E-4,2.4365120240877939E-3,5.5632823365785818E-4,1.4504271806079871E-3,2.2849195310947743E-3,3.7835268016322651E-3,2.6425591098748263E-3,3.099543016093781E-3,1.0331810053645937E-3,3.2090646170912407E-3,1.7683290284124776E-3,2.0067554142658454E-3,3.4571825948738325E-3,2.7930747593201536E-3,4.172461752433936E-3,3.2982316709715873E-3,1.4305583151202066E-3,6.5369834792599344E-4,4.2121994834094971E-3,1.1325253328034969E-3,0,4.1598985777108674E-3,2.5630836479237037E-3,3.2783628054838068E-3,2.741903437313729E-3]
[null,null,"DEBARY.4",6.815129587684661E-4,1.2628034236003929E-3,1.4632484114734711E-3,1.9984012789768186E-3,8.8195794664154429E-4,1.4031149151115475E-3,3.0066748180961734E-4,2.0983213429256599E-3,4.8106797089538775E-4,1.4231594138988555E-3,2.1247168714546294E-3,3.6171063149480417E-3,2.505562348413478E-3,2.9264968229469421E-3,1.0222694381526989E-3,2.8776978417266188E-3,1.3830704163242398E-3,1.8841828860069354E-3,2.9465413217342499E-3,2.6978417266187052E-3,3.7683657720138709E-3,3.0868528132454048E-3,8.4186894906692863E-4,6.7945643485211834E-4,4.3296117380584899E-3,8.2182445027962074E-4,0,3.7769784172661872E-3,2.0445388763053979E-3,3.4676982902042534E-3,2.5857403435627095E-3]
[null,null,"DEBARY.5",1.4763281897789552E-3,3.3975772038748555E-3,3.5189192468703862E-3,3.9316101455703859E-3,2.2246041215847273E-3,3.175116791716383E-3,1.0111836916294214E-3,3.992096455502238E-3,1.1931967561227171E-3,2.1437094262543735E-3,3.2357878132141483E-3,5.9478204766321222E-3,3.4582482253726209E-3,3.7413796590288592E-3,2.2043804477521389E-3,4.6171216581313759E-3,2.9728800533904988E-3,2.6695249459016725E-3,4.4087608955042778E-3,3.9316101455703859E-3,5.7637470422877016E-3,4.1660768095132163E-3,2.2448277954173154E-3,8.8713254566716402E-4,4.6918923291605144E-3,1.4763281897789552E-3,0,5.0002016210331061E-3,3.3166825085445017E-3,4.9750237628167528E-3,3.175116791716383E-3]
[null,null,"DEBARY.6",2.5829525134114842E-3,2.9604609576793163E-3,4.6890522551162328E-3,3.6646725565548117E-3,2.8809854957281937E-3,4.2519372143850591E-3,1.2120007947546195E-3,5.0909234974842515E-3,2.424001589509239E-3,3.6757401152394198E-3,4.9672163719451622E-3,6.616219642644903E-3,4.4108881382873043E-3,4.1923306179217166E-3,4.3910192727995229E-3,5.7446218454102454E-3,3.6558712497516393E-3,3.755215577190542E-3,6.0202662427975354E-3,5.8832851313339414E-3,7.212398172064375E-3,5.2056427577985296E-3,3.3379694019471488E-3,1.5847232676993782E-3,5.9407907808464141E-3,2.8015100337770711E-3,0,3.7835268016322651E-3,3.6161335187760778E-3,7.0335783826743492E-3,3.8942976356050067E-3]
[null,null,"DEBARY.7",1.9590635727744367E-2,2.1461941512015071E-2,2.6301525436853108E-2,2.7576178711138561E-2,1.4751051802906331E-2,2.0648891412642284E-2,1.4299357303254781E-2,1.3472822730080297E-2,1.2066695919262833E-2,1.3344346075420075E-2,1.9564824613478565E-2,2.0498764669549103E-2,1.5667346359342332E-2,1.6144851973259686E-2,1.9397052370750845E-2,2.5967675519868231E-2,1.7964535528998786E-2,1.293136824716723E-2,2.0068141341661721E-2,2.0936277537574634E-2,2.0532741398446172E-2,1.8661435614175464E-2,1.5486668559481713E-2,1.1092238007000205E-2,1.5151124074026275E-2,1.1098779134295227E-2,6.4656841235836149E-3,1.5789067325509575E-2,1.2092507033528637E-2,1.6932090958366671E-2,1.5099501845494669E-2]
[null,null,"DEBARY.8",1.0414140769574374E-2,1.2762427413694086E-2,1.5608448726947867E-2,1.5511668745069096E-2,8.9592240444132474E-3,1.2673090421798226E-2,1.0337566205092208E-2,1.2050492454126691E-2,7.3639206177014867E-3,8.1424286899368266E-3,1.3004913534554272E-2,1.3246634260555315E-2,1.0733201454916725E-2,1.0337566205092208E-2,7.5936443111479807E-3,1.5435319268063014E-2,9.6483951247527278E-3,8.333865101142238E-3,1.1077786995086466E-2,1.3246634260555315E-2,1.4957564928849469E-2,1.2226405462318934E-2,8.4870142301065668E-3,6.476980632682666E-3,1.0950162720949525E-2,5.3985067959925991E-3,2.807734031012699E-3,1.0981599776041535E-2,8.5253015123476494E-3,1.2047731478527215E-2,8.7550252057941435E-3]
[null,null,"DEBARY.9",1.3516288860934972E-2,1.5043770698020693E-2,1.8304110081380127E-2,1.8633460883809624E-2,9.6269863681873041E-3,1.6250352989500168E-2,1.0178933586630043E-2,1.2183416731721675E-2,8.1893564038713323E-3,9.8708700228480484E-3,1.4068236079377714E-2,1.5549213580926299E-2,1.1103124277976023E-2,9.2675788771083099E-3,1.5236310425384437E-2,1.8735842537017367E-2,1.3298077169922727E-2,9.9735578774420453E-3,1.4260775806741458E-2,1.5114091554793383E-2,1.6147665134906172E-2,1.2977177624316483E-2,1.1180140168921522E-2,7.7170171105337927E-3,1.2463738351346497E-2,6.661874566785614E-3,3.6967627653839243E-3,1.1799485532192632E-2,9.5114625317690559E-3,1.3991220188432215E-2,1.1834775241958259E-2]
[null,null,"DEBARY.10",1.7755496370567654E-3,3.0158232805890645E-3,2.6502689435479658E-3,2.9027387274809953E-3,1.4230508120528487E-3,2.1280484620606818E-3,7.0499765000783332E-4,3.3713422888680617E-3,1.475272860201577E-3,2.3761031907671417E-3,2.5458248472505088E-3,5.9096115797146725E-3,3.3161000574442527E-3,3.8252650268943548E-3,3.1463784009608856E-3,4.503800895553473E-3,2.4413807509530523E-3,3.3944331296673455E-3,4.7652618935714658E-3,4.1783817557013436E-3,6.2666457778474067E-3,3.9427646352289932E-3,1.3838842759413025E-3,1.0022909507445589E-3,4.5955402370880987E-3,1.5274949083503052E-3,0,5.3889409559512644E-3,3.8513760509687189E-3,5.9272024648806725E-3,3.3552665935557991E-3]
[null,null,"HIGGINS_P.1",6.050228310502284E-3,6.6210045662100456E-3,6.1643835616438363E-3,7.9690346083788697E-3,7.5342465753424669E-3,5.9360730593607308E-3,3.8812785388127858E-3,0,0,0,0,0,0,0,0,0,0,0,0,0,0,0,0,0,0,0,0,0,0,0,0]
[null,null,"HIGGINS_P.2",6.1643835616438363E-3,1.0958904109589041E-2,1.0045662100456623E-2,8.5610200364298721E-3,6.7579908675799083E-3,1.0958904109589041E-2,4.3378995433789955E-3,3.2894736842105261E-3,0,0,0,0,0,0,0,0,0,0,0,0,0,0,0,0,0,0,0,0,0,0,0]
[null,null,"HIGGINS_P.3",8.8278058575088272E-3,1.1908883196011908E-2,1.3051305130513051E-2,1.6601663617851099E-2,9.1047566295091031E-3,1.2497403586512497E-2,8.6547116250086549E-3,3.3895632981239161E-3,0,0,0,0,0,0,0,0,0,0,0,0,0,0,0,0,0,0,0,0,0,0,0]
[null,null,"HIGGINS_P.4",9.5951075495571501E-3,1.2723182904540983E-2,1.5710670603121046E-2,1.4788337538547797E-2,9.5248137213552655E-3,1.4058765640376775E-2,9.2084914944467883E-3,3.8722168441432721E-3,0,0,0,0,0,0,0,0,0,0,0,0,0,0,0,0,0,0,0,0,0,0,0]
[null,null,"INT.CITY.1",5.2302116794333249E-3,7.6805864426324026E-3,8.504241825220327E-3,1.0694857846659141E-2,5.889135985503665E-3,9.3484885923729513E-3,4.0770941438102301E-3,5.6450785179102949E-3,3.1916646075282103E-3,5.2302116794333249E-3,7.3511242895972322E-3,8.1289130657908239E-3,6.6510172143974967E-3,5.7038135244213825E-3,5.909727370068364E-3,8.1289130657908239E-3,5.7244049089860798E-3,4.7772012190099664E-3,7.6394036735030063E-3,7.8004721338396799E-3,8.4218762869615344E-3,7.2275759822090432E-3,3.7888147599044564E-3,4.3928974648465569E-3,9.1837575158553661E-3,3.9535458364220412E-3,8.2365538258792528E-4,6.4045981730473161E-3,5.9303187546330613E-3,6.6304258298327985E-3,4.7977926035746646E-3]
[null,null,"INT.CITY.2",3.5223818010273614E-3,5.6400041933116676E-3,6.038368801761191E-3,7.3575519418084528E-3,5.0319740014676591E-3,7.6947269105776287E-3,2.3692210923576891E-3,5.2255340495798667E-3,2.5159870007338296E-3,4.1304119928713698E-3,5.7238704266694626E-3,6.7095857196605487E-3,5.3255058182199392E-3,4.8223084180731733E-3,4.9900408847887616E-3,6.4796622214790354E-3,3.857846734458539E-3,3.8159136177796419E-3,7.3802285354859004E-3,6.5214664938756739E-3,8.7640213858895064E-3,5.8496697767061543E-3,3.0820840758989413E-3,3.3443417917311149E-3,7.1076632770730687E-3,2.9772512842016984E-3,4.6126428346786877E-4,6.8140964006521464E-3,5.6400041933116676E-3,7.4431282105042454E-3,4.214278226229164E-3]
[null,null,"INT.CITY.3",1.2676114874693486E-3,1.7871243921699013E-3,4.4262499480487091E-3,6.4631064341053156E-3,3.6781513652799133E-3,5.1120069822534388E-3,1.7663438759818793E-3,3.8944359282429464E-3,1.5585387141016582E-3,2.6391255558788078E-3,4.9249823365612403E-3,5.9452293159879023E-3,4.363908399484643E-3,4.072981172852333E-3,4.5301525289888197E-3,6.0073745701619916E-3,3.2001994929554047E-3,2.6391255558788078E-3,5.4029342088857488E-3,6.0488047396113848E-3,7.7095715057562027E-3,5.6730809193300362E-3,3.2001994929554047E-3,1.9886481335708662E-3,7.4394247953119153E-3,2.6391255558788078E-3,5.1951290470055272E-4,6.1316650785101711E-3,4.9873238851253056E-3,5.1743485308175059E-3,4.1353227214164E-3]
[null,null,"INT.CITY.4",4.1310182855225632E-3,6.269921154168764E-3,7.6539171279986582E-3,8.6961975040240821E-3,6.0392551585304478E-3,7.9684616675054516E-3,4.0052004697198459E-3,5.7068796120158033E-3,3.0615668511994633E-3,3.9422915618184864E-3,6.9199798691494709E-3,8.3408240483307909E-3,6.2489515182016439E-3,5.3472571716155007E-3,5.9344069786948497E-3,6.9402345464807573E-3,4.4665324609964767E-3,4.1310182855225632E-3,6.9199798691494709E-3,6.982043188327027E-3,8.9750041939271937E-3,4.1939271934239219E-3,3.5438684784432142E-3,3.5746388778560528E-3,7.9684616675054516E-3,3.6067773863445729E-3,8.8072471061902363E-4,6.982043188327027E-3,5.4101660795168602E-3,7.3813118604261034E-3,4.4665324609964767E-3]
[null,null,"INT.CITY.5",1.6929783722012951E-3,4.3805815380708506E-3,5.3752063317391123E-3,6.962025316455696E-3,3.1743344478774283E-3,6.2640199771447913E-3,2.0527362762940704E-3,4.7679324894514766E-3,1.9892495873365217E-3,3.3859567444025902E-3,6.3698311254073723E-3,6.3924050632911391E-3,3.2801455961400093E-3,4.5075549159859481E-3,4.6556905235535621E-3,5.8016877637130804E-3,3.5129301223176873E-3,2.6876031658695562E-3,6.0947221399246616E-3,5.654008438818566E-3,7.8511872010835065E-3,5.7138020061793708E-3,3.7668768781478814E-3,2.510548523206751E-3,6.687264570195116E-3,3.0473610699623308E-3,3.5975790409277525E-4,5.8438818565400841E-3,4.9731239683413041E-3,5.967748762009565E-3,4.2959326194607862E-3]
[null,null,"INT.CITY.6",6.258878754812543E-3,8.3177204504745628E-3,9.5942023017850167E-3,1.0878489326765189E-2,7.4941837722097551E-3,9.4089065491754342E-3,4.4882748965432056E-3,6.5270935960591138E-3,3.6235613843651564E-3,5.3529884087212543E-3,8.4618393691709062E-3,9.3185550082101817E-3,7.2882996026435529E-3,5.9706409174198598E-3,6.7118239278581866E-3,8.4975369458128083E-3,5.1059274052418111E-3,4.7353359000226469E-3,7.1853575178604523E-3,8.2101806239737278E-3,9.5324370509151553E-3,7.926540528298779E-3,4.9412200695888491E-3,4.3513957307060756E-3,8.5236046200407641E-3,4.2000370591505224E-3,1.3176586852236933E-3,7.9433497536945813E-3,6.4647629243787452E-3,9.3883181322188137E-3,5.2500463239381519E-3]
[null,null,"INT.CITY.7",1.8480757814314845E-2,2.1720052654673101E-2,2.7914720078465786E-2,2.693277743463043E-2,1.5202746302557881E-2,1.9758407970472087E-2,8.3240843507214213E-3,1.6715565163681285E-2,1.0453501277650155E-2,1.4157396174792867E-2,1.8880830085434789E-2,2.3960263537162858E-2,1.7267635443822111E-2,1.7383785458018223E-2,1.9216374570890225E-2,2.3985999588223183E-2,2.0416591384250057E-2,1.3731512789407119E-2,2.0352063598585549E-2,2.1605414865143092E-2,1.7667707714942055E-2,1.9526107942079859E-2,1.564153524507653E-2,1.1619827053736874E-2,1.6944996515499574E-2,1.1331079162687453E-2,6.6979841519758413E-3,1.427064031295038E-2,1.1705340319541594E-2,1.7512841029347238E-2,1.589964638773456E-2]
[null,null,"INT.CITY.8",2.884290869441055E-2,3.1490952516939695E-2,3.1426049482073781E-2,3.4801853337820002E-2,2.1002622082608582E-2,2.5325164204678213E-2,1.1267166852722032E-2,2.1497165635596512E-2,1.6394506607128951E-2,1.7991121264830344E-2,2.4676133856019109E-2,2.9857893510729171E-2,2.2002128819543602E-2,2.1301176042991771E-2,2.4702095069965475E-2,3.0246162607097563E-2,2.5403047846517302E-2,1.7692567304447158E-2,2.6285729120693685E-2,2.8007144151373179E-2,2.3637685298164544E-2,2.5260261169812302E-2,1.8627171006516265E-2,1.6656744234203918E-2,1.9367065603987644E-2,1.4720008307588463E-2,1.0786884394714298E-2,2.0151166101519426E-2,1.6498351462914406E-2,2.1599730003374958E-2,1.858822918559672E-2]
[null,null,"INT.CITY.9",2.24964183843364E-2,2.772364124472438E-2,3.2783076704655453E-2,3.6714839074986808E-2,1.7011061061707043E-2,2.1902709121181224E-2,1.636572490610359E-2,1.1170164850013511E-2,1.1577330631525964E-2,1.5062145871784614E-2,2.1050865395784664E-2,2.6728608748246615E-2,1.8624401450715679E-2,1.8869629189844989E-2,2.0612036809974317E-2,2.6561313652566691E-2,2.4690561313388145E-2,1.4429716439293229E-2,2.2806179739026062E-2,2.3845985561146359E-2,2.1528414150931222E-2,1.9953793931258793E-2,1.6533512306560489E-2,1.2392705933828355E-2,1.804359891067257E-2,1.1783838201319069E-2,7.0599775423017853E-3,1.7270001415573884E-2,1.3126137404974252E-2,1.7991972018224292E-2,1.8159759418681191E-2]
[null,null,"INT.CITY.10",2.2522231830560541E-2,2.3877437757327792E-2,2.7039584919784716E-2,2.6419756263914448E-2,1.6404445075439797E-2,2.0689477148646732E-2,1.7746744279094982E-2,1.1929427207330097E-2,1.0273751597206986E-2,1.4597503839750127E-2,2.2005962906077779E-2,2.3858854414660194E-2,1.806941235689671E-2,1.9256830883207062E-2,2.1076678842008801E-2,2.602082180498539E-2,2.059913008686225E-2,1.470075762464668E-2,2.3541862956413997E-2,2.198000180163949E-2,2.1373533473586389E-2,2.2354444430103641E-2,1.5204119826017373E-2,1.2804509246271249E-2,1.1357916338620789E-2,1.3293924805431151E-2,8.0021683294828286E-3,1.4619017591722752E-2,1.3706939945017359E-2,1.930845777565534E-2,1.5333187057138065E-2]
[null,null,"INT.CITY.11",5.3718056941140361E-4,1.0962868763498032E-3,2.8613087472729865E-3,2.1615012608757356E-3,1.3155442516197638E-4,4.6044048806691734E-4,1.7430961333961873E-3,5.0544196150781092E-3,1.9733163774296458E-4,2.3241281778615831E-3,4.2207044739467426E-3,4.7815027892099604E-3,1.2716927765657718E-3,4.7469221745946484E-3,3.28886062904941E-3,4.3120858487167455E-3,2.3899053904425714E-3,1.8198362147406734E-3,6.5996469956258151E-3,6.1570035915854285E-3,5.4375829066950244E-3,1.7650218709231833E-3,1.6882817895786972E-3,2.456251432813336E-3,7.1477904338007169E-3,2.1377594088821165E-3,0,3.6789188127026411E-3,2.4776083405505553E-3,2.6091627657125315E-3,7.5643794468136416E-4]
[null,null,"INT.CITY.12",4.5058890732529992E-2,4.4773277480075077E-2,5.2607240975981288E-2,5.0035933665098238E-2,3.4831216168430212E-2,3.6558496314228979E-2,2.408671762369774E-2,2.7336705221907332E-2,1.7027990098740581E-2,2.0387345972853139E-2,2.7201262138563231E-2,3.1689424654562218E-2,2.1597802138019206E-2,2.172020781764274E-2,1.5885537088920924E-2,2.9574084369533672E-2,2.3773903109104263E-2,1.7259200826918369E-2,2.543318009955662E-2,2.7485863831749086E-2,2.4766749177161821E-2,2.3624296167342167E-2,1.8401653836738023E-2,1.3492074253867952E-2,1.8061638060005984E-2,1.1750945243859315E-2,6.392296602562359E-3,1.7560036340461306E-2,1.5695128253950981E-2,1.8809672768816472E-2,1.6143949079237274E-2]
[null,null,"INT.CITY.13",3.6395288741397601E-2,3.6898512090961018E-2,4.8799064276582441E-2,4.1086417074592867E-2,2.7378070342463888E-2,2.975818077958817E-2,1.9584908739765525E-2,2.4963727338061209E-2,1.6062345292821589E-2,1.5708728885020267E-2,2.2182629273998312E-2,2.1750037289652458E-2,1.7163996409433398E-2,1.904088349699426E-2,1.9516905584419118E-2,2.5004406958927142E-2,1.8156842477490956E-2,9.7652531077441988E-3,1.8891276555232164E-2,2.019065182312501E-2,1.8836874030955037E-2,1.7572015341511846E-2,1.4008650001360064E-2,9.2342739365669103E-3,1.3954247477082937E-2,8.2827843211925028E-3,5.372249272366238E-3,1.3966669830637178E-2,1.2240567962353453E-2,1.5844735195713083E-2,1.2893398253678972E-2]
[null,null,"INT.CITY.14",1.1166991131300022E-2,1.5344473285745187E-2,2.2455656500108157E-2,2.4801520441035733E-2,1.3221933809214796E-2,1.7710361237291802E-2,1.1667207441055594E-2,1.304775640593619E-2,7.5438027255029204E-3,9.1796452520008665E-3,1.2532446463335496E-2,1.2724258313227028E-2,9.6393034825870659E-3,5.2319922128487998E-3,1.3424724205061649E-2,1.5217889444526816E-2,9.8556132381570419E-3,8.6929483019684197E-3,1.0653255461821328E-2,1.2724258313227028E-2,1.254596582305862E-2,1.1910555916071817E-2,7.3139736102098216E-3,5.9038401919422013E-3,1.1572571922993729E-2,5.1103179753406881E-3,2.2442137140385033E-3,9.9206081764142938E-3,8.3549643088903312E-3,1.0558619943759463E-2,8.6523902227990494E-3]
[null,null,"SUWANNEE_P.1",1.6516862564338942E-3,5.3199661980487057E-3,7.9511408158561888E-3,8.4052920791131362E-3,1.5940692940001537E-3,3.7451025581931325E-3,4.5325343781209186E-3,6.6246721170231098E-3,5.2815548897595455E-3,9.0842744103864191E-3,1.498041023277253E-2,1.7384977694384348E-2,1.2848582622724132E-2,1.2886993931013292E-2,1.5268495044941233E-2,1.8265714449826723E-2,1.6843358684796805E-2,8.508104786049013E-3,1.5748636398555733E-2,1.7193513182331657E-2,1.6036721210724438E-2,1.392409925482062E-2,1.14273642160252E-2,9.4392004441976683E-3,1.5479757240531616E-2,8.1431973573019914E-3,5.0126757317354234E-3,1.3632273258151603E-2,1.1196896366290237E-2,1.4481063225013446E-2,1.4538680187447186E-2]
[null,null,"SUWANNEE_P.2",5.078918581028286E-4,7.0323488045007023E-4,4.4928895139865604E-4,1.0321324245374879E-3,1.9534302234724176E-4,6.2509767151117362E-4,5.469604625722769E-4,2.4732229795520937E-3,2.930145335208626E-4,1.7971558055946241E-3,4.3952180028129393E-3,4.0506329113924053E-3,3.1840912642600405E-3,3.3794342866072823E-3,2.7543366150961086E-3,3.7974683544303796E-3,2.0120331301765899E-3,2.2855133614627285E-3,4.1217377715268011E-3,4.1674780915287243E-3,5.879824972651976E-3,3.9849976558837315E-3,2.9496796374433505E-3,1.2852969814995132E-3,5.9774964838255973E-3,2.3441162681669008E-3,1.3674011564306923E-4,4.8685491723466411E-3,3.8873261447101106E-3,4.981247069854664E-3,3.4771057977809033E-3]
[null,null,"SUWANNEE_P.3",2.019295490240072E-3,4.7728802496583515E-3,6.2414587880147681E-3,5.1249720363628973E-3,1.672547779794807E-3,2.4068370489730147E-3,6.5474126501723542E-3,6.1418315673872816E-3,7.7712280988027011E-3,1.0830766720378566E-2,1.6480714708222002E-2,2.0703260051656465E-2,1.4808166928427194E-2,1.5379280804454689E-2,1.9050727150345729E-2,2.3936873360314005E-2,1.9703428722948581E-2,1.1871009851714362E-2,2.1539151895894101E-2,2.1069329482825243E-2,1.9254696391784117E-2,2.0743671854284374E-2,1.4481816142125768E-2,1.3585243334485774E-2,2.0131764129969199E-2,1.4502213066269608E-2,7.5672588573643101E-3,1.8506843464643794E-2,1.4767373080139515E-2,1.876517021233198E-2,2.0764068778428214E-2]
[null,null,"TURNER_P.1",4.96869720759217E-4,9.93739441518434E-4,2.9812183245553017E-4,0,0,0,0,0,0,0,0,0,0,0,0,0,0,0,0,0,0,0,0,0,0,0,0,0,0,0,0]
[null,null,"TURNER_P.2",4.96869720759217E-4,8.9436549736659045E-4,2.9812183245553017E-4,0,0,0,0,0,0,0,0,0,0,0,0,0,0,0,0,0,0,0,0,0,0,0,0,0,0,0,0]
[null,null,"TURNER_P.3",0,6.5291429176445666E-4,0,0,0,0,0,0,0,0,0,0,0,0,0,0,0,0,0,0,0,0,0,0,0,0,0,0,0,0,0]
[null,null,"TURNER_P.4",6.2478420282468226E-4,1.3110125050423557E-3,9.748554524673926E-4,1.8263157012884741E-3,8.0677692617991113E-4,9.5804759983864442E-4,2.6892564205997039E-4,2.1446643097699511E-3,0,1.1429339787548743E-3,2.2858679575097486E-3,2.3959921585711172E-3,2.2354443996235041E-3,2.8909506521446818E-3,8.7400833669490385E-4,2.6138096275321282E-3,1.3614360629286002E-3,1.8488637891622966E-3,3.4119940836358741E-3,2.3289713988908062E-3,4.2523867150732813E-3,3.0926448836896599E-3,1.5295145892160818E-3,5.8643164720272099E-4,4.050692483528304E-3,5.8827484200618522E-4,0,4.1720422900993585E-3,2.1514051364797632E-3,3.5128411994083631E-3,2.6052171574559631E-3]
[null,null,"U.OF.FL.1",0.77100417382764541,0.89823226123250677,0.90245519273262942,0.87816761746198857,0.90515590473852203,0.90797937638104587,0.77294377608642273,0.88881815733418201,0.88951632703167194,0.84785170635894913,0.89172600049103845,0.88945474132654301,0.75686226368769938,0.8815615025779524,0.87205990670267608,0.82662879808045442,0.87284556837711758,0.87242818561257052,0.74748342744905472,0.87324633352104408,0.8761355266388412,0.87760864227841884,0.87967100417382771,0.8671743015939084,0.8655781978885343,0.86550454210655525,0.86918733120549951,0.87236490953162105,0.87517800147311553,0.87488337834520002,0.87716670758654547]
[null,null,"Gen.190MW.CT.1",0,0,0,0.18462169646825533,0.12926100291066789,0.12903309826597123,0.10884074674584726,9.2479094167142784E-2,8.4494019130967019E-2,8.5483776445078236E-2,0.11753368105070552,0.10624318288059002,7.3932266739596159E-2,7.9857787501709285E-2,5.3069224407936287E-2,6.3197943177686594E-2,5.5263620558301266E-2,4.9748328156642124E-2,7.297506723187018E-2,7.721523918350387E-2,4.5971622615954624E-2,5.7835687262734983E-2,4.8491596830171971E-2,4.2071365501480287E-2,4.7326027361580487E-2,4.4877680321410665E-2,3.2935476939305736E-2,4.8628785124396202E-2,4.3256301563425865E-2,4.7299981116472295E-2,5.4026423915662258E-2]
[null,null,"Gen.190MW.CT.2",0,0,0,0.16358394019168745,0.11133467471495639,0.10931609071907171,8.9527455998124672E-2,8.404534358281826E-2,6.9367662284385928E-2,7.4329471977496051E-2,9.8044578148502662E-2,9.3459460863242083E-2,5.7138950206090916E-2,6.312958658097452E-2,4.4122339213273166E-2,5.1719212590245672E-2,4.8654385862098151E-2,3.7089853034061974E-2,5.6618025303927122E-2,6.0613930296577155E-2,4.0475864898126622E-2,4.6492547518118425E-2,3.7063806788953789E-2,3.243001090739106E-2,3.935587635847447E-2,3.3391286228699059E-2,2.5258346193666854E-2,3.6461850101282917E-2,3.6686136234885043E-2,3.7591243252394622E-2,4.0970743555182224E-2]
[null,null,"Gen.190MW.CT.3",0,0,0,0,0,0,0,0,0,0,0,0,0,8.873214566002198E-2,5.133073421372876E-2,5.6367619796640643E-2,5.5877315545139049E-2,5.242935052057511E-2,7.3477712173795451E-2,9.029268018650638E-2,7.3979131924099703E-2,8.3404696443863516E-2,8.5906161265605976E-2,6.9018594460985336E-2,7.1269211700545357E-2,5.9623878847974036E-2,5.5319556497047818E-2,7.2035278916914774E-2,7.2057961869563258E-2,7.3894622977419208E-2,7.8345427502591602E-2]
[null,null,"Gen.190MW.CT.4",0,0,0,0,0,0,0,0,0,0,0,0,0,0,0,0,6.2647151153665037E-2,4.3967187992968858E-2,5.948866453328526E-2,7.2400426942306612E-2,5.5736467300671569E-2,8.001307071708659E-2,7.4880560688691575E-2,5.3918319195550818E-2,6.0412629016991931E-2,5.4446297381349436E-2,4.8789831883535396E-2,5.9946070445480594E-2,6.1759138234101049E-2,6.0947852345968362E-2,7.6987650425925092E-2]
[null,null,"Gen.190MW.CT.5",0,0,0,0,0,0,0,0,0,0,0,0,0,0,0,0,0,4.7402291633966413E-2,5.1229323477712176E-2,5.8041683051513956E-2,5.3291341776716093E-2,6.5454996168927748E-2,6.2469013386217152E-2,4.5986180551654404E-2,4.7832063821156533E-2,4.5561590120340743E-2,3.8496642177851891E-2,4.868265827762485E-2,4.7015144003245142E-2,5.0446207238472984E-2,6.113940595844413E-2]
[null,null,"Gen.190MW.CT.6",0,0,0,0,0,0,0,0,0,0,0,0,0,0,0,0,0,0,0,5.8683880081619837E-2,4.387141118673097E-2,5.6175913823410098E-2,5.357867219542975E-2,3.8115836188978146E-2,4.3820705818722674E-2,3.938116915310768E-2,3.2152837247036554E-2,4.3244761530251113E-2,3.9009329787713522E-2,4.4096768377878938E-2,5.5533645828638387E-2]
[null,null,"Gen.190MW.CT.7",0,0,0,0,0,0,0,0,0,0,0,0,0,0,0,0,0,0,0,0,0,6.0685135771464449E-2,4.3341821787533243E-2,3.3846413122858271E-2,3.558390048226439E-2,3.3516248253481769E-2,2.4068148014603146E-2,3.4020560642660527E-2,3.1764096092306307E-2,3.6817731103799517E-2,4.3550277189345107E-2]
[null,null,"Gen.190MW.CT.8",0,0,0,0,0,0,0,0,0,0,0,0,0,0,0,0,0,0,0,0,0,0,0,0,0,0,0,0,0,0,0]
[]
[]
[]
[null,null,"Operating Hours",2013,2014,2015,2016,2017,2018,2019,2020,2021,2022,2023,2024,2025,2026,2027,2028,2029,2030,2031,2032,2033,2034,2035,2036,2037,2038,2039,2040,2041,2042,2043]
[]
[null,null,"Combined Cycle"]
[]
[null,null,"Hines.1.0",7118,7808,7280,7599,8226,7695,7281,8230,7682,7542,8204,7172,7087,7831,7003,5739,6563,6231,6190,7085,6483,6826,6723,6063,5126,5102,5373,5235,5404,5437,5512]
[null,null,"Hines.2.0",7974,7762,7914,7902,8051,7528,8058,8014,7996,7892,8018,8063,7542,8046,8037,7299,6973,6994,7107,7236,6848,7380,7458,6727,6528,6256,6533,6679,6628,6597,6622]
[null,null,"Hines.3.0",7568,7706,8075,7257,8002,8086,8027,6906,7191,6931,7067,6522,6145,6067,5479,4964,5449,5527,5658,5663,5528,5584,5553,4995,5049,4766,5124,5397,5088,5183,5213]
[null,null,"Hines.4.0",8006,8147,6424,6934,8025,7872,7687,7514,7383,7251,6951,6720,6724,6836,6393,5778,5971,6017,5882,5882,6430,6597,6563,6001,5767,5760,5982,5946,5863,6085,5938]
[null,null,"Bartow.CC.0",8143,7149,6477,6523,7959,7959,7795,7817,7959,7959,6500,6518,7959,7957,7795,7817,7957,7959,6495,6521,7959,7956,7959,7981,7959,7953,7959,7980,7959,7948,7958]
[null,null,"Gen.2x1.CC.1.0",0,0,0,0,0,5162,7662,7683,7662,7662,7662,7683,7662,7662,7662,7683,7662,7662,7662,7683,7662,7662,7662,7683,7662,7662,7662,7683,7662,7662,7662]
[null,null,"Gen.2x1.CC.2.0",0,0,0,0,0,1193,7644,7637,7662,7632,7645,7669,7639,7655,7651,7675,7652,7641,7642,7658,7653,7641,7646,7658,7647,7637,7636,7663,7619,7648,7635]
[null,null,"Gen.2x1.CC.3.0",0,0,0,0,0,0,0,0,4474,7646,7649,7658,7625,7625,7632,7649,7638,7593,7606,7636,7644,7639,7634,7673,7620,7613,7591,7632,7628,7583,7598]
[null,null,"Gen.2x1.CC.4.0",0,0,0,0,0,0,0,0,0,0,0,4471,7625,7626,7625,7640,7614,7623,7615,7656,7596,7634,7616,7610,7607,7636,7509,7471,7499,7506,7490]
[null,null,"Gen.2x1.CC.5.0",0,0,0,0,0,0,0,0,0,0,0,0,0,0,4456,7637,7631,7620,7639,7641,7618,7643,7591,7661,7643,7639,7541,7580,7563,7588,7562]
[null,null,"Gen.2x1.CC.6.0",0,0,0,0,0,0,0,0,0,0,0,0,0,0,0,0,0,0,0,0,0,0,0,4472,7618,7631,7374,7357,7348,7429,7501]
[null,null,"Tigerbay.1",7158,7138,6588,7168,6291,7032,4851,7186,6949,6940,6780,7051,6912,6883,6641,6175,5432,6297,6839,6790,6890,6667,6399,6451,5734,6312,6126,5752,6122,6391,6322]
[]
[]
[null,null,"Combustion Turbines"]
[]
[null,null,"AVON.PK_P.1",55,82,90,29,0,0,0,0,0,0,0,0,0,0,0,0,0,0,0,0,0,0,0,0,0,0,0,0,0,0,0]
[null,null,"AVON.PK_P.2",0,10,4,2,0,0,0,0,0,0,0,0,0,0,0,0,0,0,0,0,0,0,0,0,0,0,0,0,0,0,0]
[null,null,"BARTOW_P.1",5,12,8,21,0,8,0,16,0,8,19,25,20,23,8,19,7,17,30,12,21,26,9,6,34,6,0,29,19,27,21]
[null,null,"BARTOW_P.2",84,125,144,155,98,140,86,100,55,66,103,115,86,74,90,108,66,59,99,98,107,90,59,44,82,45,16,86,72,99,59]
[null,null,"BARTOW_P.3",5,24,9,30,14,15,0,23,0,12,20,33,22,27,10,20,12,17,33,24,40,27,4,7,34,9,0,37,20,29,23]
[null,null,"BARTOW_P.4",141,77,188,211,114,175,107,125,71,86,133,137,110,89,119,129,95,67,120,128,143,125,87,71,97,57,28,105,77,116,82]
[null,null,"BAYBORO_P.1",8,20,20,39,21,28,4,32,4,18,36,54,32,15,29,38,23,17,47,45,60,45,29,13,52,17,2,49,34,57,31]
[null,null,"BAYBORO_P.2",6,16,10,26,14,9,1,25,0,12,26,40,23,30,17,32,19,13,37,32,47,35,22,10,47,11,0,49,31,45,27]
[null,null,"BAYBORO_P.3",9,31,31,40,29,34,9,36,8,11,40,49,35,31,38,44,24,20,47,49,57,40,31,16,53,22,2,51,44,60,30]
[null,null,"BAYBORO_P.4",9,21,8,34,17,22,3,28,3,15,33,41,27,31,21,45,23,18,43,39,54,41,22,10,51,13,2,49,35,52,30]
[null,null,"DEBARY.1",17,38,30,58,45,48,15,28,10,18,27,49,32,36,18,41,20,20,39,35,44,34,20,9,35,12,0,48,26,46,28]
[null,null,"DEBARY.2",13,28,24,47,40,40,12,33,8,17,25,38,26,34,15,36,17,18,39,30,45,33,16,7,32,12,0,46,18,43,28]
[null,null,"DEBARY.3",13,20,19,41,24,27,14,27,6,15,23,38,26,31,10,33,18,20,34,28,42,32,14,7,37,12,0,41,25,33,27]
[null,null,"DEBARY.4",9,16,15,35,21,25,4,23,5,15,21,36,25,29,10,29,14,19,29,27,38,30,8,7,38,8,0,37,20,35,25]
[null,null,"DEBARY.5",28,54,58,76,50,60,18,47,14,22,32,60,35,38,23,48,30,27,44,40,58,42,22,9,41,15,0,50,33,50,31]
[null,null,"DEBARY.6",53,61,85,69,67,82,25,58,30,39,54,66,46,42,48,59,38,38,61,61,76,54,34,21,54,31,0,39,39,74,40]
[null,null,"DEBARY.7",234,268,323,351,210,238,147,150,123,131,191,201,152,158,187,256,175,129,195,202,199,180,152,109,140,109,64,155,118,163,145]
[null,null,"DEBARY.8",137,162,204,211,134,154,110,128,76,79,126,129,105,102,75,151,96,82,112,129,146,119,85,65,100,53,28,108,83,117,85]
[null,null,"DEBARY.9",167,182,226,239,142,190,107,134,84,98,138,153,108,92,151,186,133,101,142,147,159,128,112,76,114,66,36,116,94,137,116]
[null,null,"DEBARY.10",39,54,51,73,37,44,17,39,19,26,26,63,35,40,35,48,26,36,48,46,66,40,15,11,42,17,0,55,41,64,34]
[null,null,"HIGGINS_P.1",53,58,54,70,66,52,34,0,0,0,0,0,0,0,0,0,0,0,0,0,0,0,0,0,0,0,0,0,0,0,0]
[null,null,"HIGGINS_P.2",54,96,88,75,59,96,38,12,0,0,0,0,0,0,0,0,0,0,0,0,0,0,0,0,0,0,0,0,0,0,0]
[null,null,"HIGGINS_P.3",85,114,124,155,87,118,82,14,0,0,0,0,0,0,0,0,0,0,0,0,0,0,0,0,0,0,0,0,0,0,0]
[null,null,"HIGGINS_P.4",91,120,147,137,90,132,86,16,0,0,0,0,0,0,0,0,0,0,0,0,0,0,0,0,0,0,0,0,0,0,0]
[null,null,"INT.CITY.1",53,77,82,103,59,92,41,57,32,53,71,81,67,57,58,80,56,48,77,77,84,71,38,44,81,39,8,65,60,67,47]
[null,null,"INT.CITY.2",35,56,59,71,50,76,23,52,25,41,55,66,53,48,49,64,38,38,73,65,87,57,30,33,63,29,4,68,56,74,41]
[null,null,"INT.CITY.3",13,18,42,61,37,50,17,40,16,27,48,59,44,41,44,60,32,27,55,60,78,56,31,20,64,26,4,63,51,53,41]
[null,null,"INT.CITY.4",42,63,76,85,61,80,40,58,31,40,67,83,63,54,59,70,45,42,70,71,91,41,35,36,71,36,8,71,55,75,44]
[null,null,"INT.CITY.5",17,44,52,67,32,62,20,48,20,34,61,63,33,45,46,58,35,27,61,57,79,56,37,25,59,30,3,59,50,60,42]
[null,null,"INT.CITY.6",62,82,93,105,74,92,44,65,36,53,81,91,72,59,65,84,50,47,71,81,94,77,48,43,76,41,12,79,64,93,51]
[null,null,"INT.CITY.7",216,260,330,314,209,225,90,179,106,142,185,236,171,173,189,241,203,140,208,213,172,193,158,116,159,114,69,141,114,171,156]
[null,null,"INT.CITY.8",349,395,402,437,305,303,122,240,171,182,247,302,221,215,246,304,259,182,263,286,236,253,190,167,185,148,113,201,165,216,184]
[null,null,"INT.CITY.9",261,324,393,415,239,244,168,127,115,148,198,252,179,181,198,258,237,143,222,228,207,192,161,120,166,116,69,166,127,173,175]
[null,null,"INT.CITY.10",269,302,352,335,239,247,190,137,106,147,218,236,180,192,207,260,205,149,235,219,210,220,153,127,111,132,82,143,134,190,149]
[null,null,"INT.CITY.11",4,15,29,20,2,7,14,35,3,17,31,35,10,32,25,30,16,13,44,41,37,11,11,18,45,15,0,25,17,19,5]
[null,null,"INT.CITY.12",441,460,525,495,357,360,231,268,164,196,258,301,207,207,154,283,224,166,245,261,238,225,175,130,164,113,60,170,151,182,155]
[null,null,"INT.CITY.13",384,388,509,429,294,304,193,250,156,151,210,209,165,182,187,241,173,95,185,194,182,169,134,89,125,80,51,136,118,154,122]
[null,null,"INT.CITY.14",139,170,246,275,159,192,122,140,78,91,122,124,96,53,132,149,96,86,108,123,122,117,72,59,104,50,22,99,83,105,83]
[null,null,"SUWANNEE_P.1",16,49,67,68,14,37,41,66,52,88,139,162,124,121,144,173,153,82,153,160,155,133,109,92,138,80,47,134,109,145,137]
[null,null,"SUWANNEE_P.2",5,7,4,9,2,6,5,25,3,18,42,40,32,34,27,38,20,23,41,42,59,40,29,13,52,23,1,49,39,50,34]
[null,null,"SUWANNEE_P.3",19,44,54,44,15,22,60,58,73,101,151,190,138,142,175,221,180,110,201,195,179,192,134,127,181,136,70,174,138,177,190]
[null,null,"TURNER_P.1",5,10,2,0,0,0,0,0,0,0,0,0,0,0,0,0,0,0,0,0,0,0,0,0,0,0,0,0,0,0,0]
[null,null,"TURNER_P.2",5,9,2,0,0,0,0,0,0,0,0,0,0,0,0,0,0,0,0,0,0,0,0,0,0,0,0,0,0,0,0]
[null,null,"TURNER_P.3",0,7,0,0,0,0,0,0,0,0,0,0,0,0,0,0,0,0,0,0,0,0,0,0,0,0,0,0,0,0,0]
[null,null,"TURNER_P.4",7,16,9,25,12,13,2,23,0,12,23,25,23,30,9,27,14,19,35,24,44,31,15,6,35,6,0,43,22,36,26]
[null,null,"U.OF.FL.1",6884,7948,7971,7781,7972,7972,6812,7995,7972,7592,7968,7995,6803,7972,7972,7611,7972,7968,6794,7988,7968,7962,7970,7991,7964,7970,7972,7995,7972,7970,7971]
[null,null,"Gen.190MW.CT.1",0,0,0,988,1203,1200,994,864,780,786,1057,945,671,722,484,576,498,458,655,697,422,522,439,383,419,408,303,443,396,436,486]
[null,null,"Gen.190MW.CT.2",0,0,0,882,1043,1020,825,784,643,685,887,830,524,574,404,473,441,342,511,548,371,423,338,300,349,306,232,335,333,347,371]
[null,null,"Gen.190MW.CT.3",0,0,0,0,0,0,0,0,0,0,0,0,0,469,466,511,506,483,666,815,678,766,789,627,642,547,511,660,659,678,716]
[null,null,"Gen.190MW.CT.4",0,0,0,0,0,0,0,0,0,0,0,0,0,0,0,0,329,406,541,659,516,731,687,497,546,499,452,554,565,561,697]
[null,null,"Gen.190MW.CT.5",0,0,0,0,0,0,0,0,0,0,0,0,0,0,0,0,0,254,463,532,489,600,574,422,431,421,359,453,432,466,555]
[null,null,"Gen.190MW.CT.6",0,0,0,0,0,0,0,0,0,0,0,0,0,0,0,0,0,0,0,311,401,515,493,350,393,363,298,399,358,408,504]
[null,null,"Gen.190MW.CT.7",0,0,0,0,0,0,0,0,0,0,0,0,0,0,0,0,0,0,0,0,0,323,400,313,320,310,225,314,293,341,395]
[null,null,"Gen.190MW.CT.8",0,0,0,0,0,0,0,0,0,0,0,0,0,0,0,0,0,0,0,0,0,0,0,0,0,0,0,0,0,0,0]
[]
[]
[]
[]
[]
[null,"Without Hines Chillers"]
[]
[null,null,"Capacity Factors",2013,2014,2015,2016,2017,2018,2019,2020,2021,2022,2023,2024,2025,2026,2027,2028,2029,2030,2031,2032,2033,2034,2035,2036,2037,2038,2039,2040,2041,2042,2043]
[]
[null,null,"Combined Cycle"]
[]
[null,null,"Hines 1",0.68365552791763395,0.69476351117489887,0.65840297935770287,0.68949729667548609,0.67891606019631645,0.54154533413939665,0.43340978628554033,0.47214080294489819,0.44022825128870141,0.43637945276915058,0.46652375963930209,0.40283676521339007,0.38697269383592303,0.42571218924643844,0.3681232723094176,0.3264235591855516,0.36096099976464185,0.33778744848655462,0.35292651748342113,0.39883354423099049,0.38961239737691006,0.41576715230443356,0.43200917435426484,0.38863453353272748,0.32219381515614398,0.31952180755084431,0.3429653285092597,0.33144829172897733,0.34724100216437237,0.35293343978291669,0.35781596836047647]
[null,null,"Hines 2",0.70994964757642354,0.60416616950608626,0.62797781109054973,0.64965542005009702,0.62373007109215517,0.52541376415280572,0.51564049107171905,0.52574507572971774,0.52349165095639227,0.49416098457319757,0.51623925319610964,0.51047799922994053,0.47442135932018803,0.49321511397089929,0.47825256914509356,0.43651119830759977,0.42854446568073384,0.42584786669298907,0.45203069306715904,0.44751050179320007,0.44557447537807704,0.47979069358782167,0.49112595481949273,0.44403225597120494,0.42529466255632375,0.4202507424867285,0.43667548177572019,0.43868077576995124,0.43760399695412305,0.4449431718338826,0.45136250924718674]
[null,null,"Hines 3",0.54078592492540745,0.5719497418035101,0.61021016195369393,0.57059343171897725,0.57864243803501392,0.53135925576870457,0.48833012668783193,0.45225351624748839,0.46434977481096718,0.43644327277623113,0.45657999313792347,0.42570628074551375,0.39987231325813999,0.41043252798033453,0.35162496579819408,0.3282603235640546,0.35028078053949818,0.34149037354886624,0.35275633982045679,0.36397924894339356,0.37036972695015435,0.37060208207564788,0.3782089980065233,0.3370076387445437,0.33101267746937041,0.33735141215456177,0.34682151217584284,0.3753052899605071,0.37671714780826138,0.38286478668930857,0.38010692678859154]
[null,null,"Hines 4",0.75133389844608989,0.68232868426910465,0.54770443553554926,0.6151093813753491,0.72361938981313056,0.65217234889791764,0.55757966853213836,0.53634985898568333,0.51334123292014144,0.5009792040004587,0.48162221837485858,0.44618812968833377,0.46233943190428761,0.45691614820943949,0.4072746650357843,0.37799010882090511,0.39326901240924655,0.41673168461311882,0.40907568088967039,0.43111372165701911,0.48806855102540991,0.51171334842798977,0.50882182984110147,0.45370964053679597,0.40703632835599407,0.41137585469556992,0.42428201075213207,0.43143206876297491,0.45589309925373639,0.45405835651120069,0.45863172261208002]
[null,null,"Bartow CC",0.92045027325864415,0.79032708453562184,0.70839865163550542,0.70951949088522204,0.75480661563238194,0.67374895571857274,0.55190833302499842,0.65217707934818714,0.59337190439932164,0.56235406836465041,0.46601825472093111,0.42468437641401885,0.53084646677481107,0.51198026916658079,0.47447474348163921,0.43701510681972211,0.4499309654515678,0.45378872117637203,0.38111257597208248,0.38172733151691579,0.47587198716288454,0.48280562636438168,0.50100192595679549,0.45375514872808692,0.43309393567031673,0.43025855337081387,0.43703153389119231,0.44375870258849209,0.44640718504569521,0.45629694397977849,0.46481477514600467]
[null,null,"Gen 2x1 CC 1",0,0,0,0,0,0.67144726004166877,0.66413569293492614,0.77995129015271203,0.77843087550302625,0.77397229527762823,0.77719245434477235,0.77699052132701429,0.77251338762318189,0.76878888219947827,0.76231291654784161,0.76113349131121644,0.75894488629762258,0.76204622030693814,0.76419035246152711,0.76587677725118475,0.76739070735236636,0.76781583700370726,0.76913875598086123,0.7645379146919431,0.76168974513345378,0.76307339691794196,0.76510794596364473,0.76410874144286478,0.76814854716562631,0.76935264108495194,0.76750953241019459]
[null,null,"Gen 2x1 CC 2",0,0,0,0,0,0.52654176424668231,0.6047522101460755,0.76362690889942075,0.76010145019381692,0.75711630068548852,0.76193267636279138,0.75590310689836748,0.75319243322031759,0.75415227563188536,0.7448363910981548,0.74156793048973146,0.74098513894610085,0.74527208297685821,0.74566684622453172,0.74789757767245924,0.74956298784287634,0.75304984315092371,0.75352778393907716,0.74803844128488683,0.74534205773313467,0.74729739007361884,0.7500435691878703,0.74787256450763551,0.75191836454471528,0.75493520073513098,0.75276862384739696]
[null,null,"Gen 2x1 CC 3",0,0,0,0,0,0,0,0,0.75368026164369484,0.74383896010209549,0.75788396966322003,0.76491849907613063,0.75590979364766875,0.7665653880412292,0.76339899694236757,0.76512990453807905,0.76447143984063404,0.76789527230275101,0.77382606050009706,0.77327999692501148,0.77138243258684513,0.77665516211234098,0.77863622158680257,0.77392244988729619,0.77273296722509865,0.77340616950655228,0.77175964613514436,0.7754750445461509,0.77782810351070164,0.77928464341617809,0.77798779975742693]
[null,null,"Gen 2x1 CC 4",0,0,0,0,0,0,0,0,0,0,0,0.72081450237216282,0.69910060725874512,0.71726605532373588,0.69280361904735688,0.68133783965582095,0.6870518007816856,0.68854551136527908,0.7097878655632941,0.71689514014534816,0.71431167475931978,0.72253190139032097,0.7254573714273127,0.72336908922683252,0.71416712212219802,0.71987763963440576,0.71681174703563844,0.71173217948049172,0.72344051796651609,0.71772036361183345,0.72224417280785924]
[null,null,"Gen 2x1 CC 5",0,0,0,0,0,0,0,0,0,0,0,0,0,0,0.73393018209310179,0.73185962677326633,0.74128795022983862,0.73964280355021272,0.75713504933374998,0.75366047184600893,0.75128548595154876,0.75405951989250786,0.75581204853113881,0.75135834873115537,0.74859267682573438,0.75307931534364281,0.74709621285857664,0.74642463944386639,0.75811663057439715,0.75751914634095974,0.75531643948957772]
[null,null,"Gen 2x1 CC 6",0,0,0,0,0,0,0,0,0,0,0,0,0,0,0,0,0,0,0,0,0,0,0,0.69611673481301428,0.66555888867932578,0.67318438446045392,0.66852152939443443,0.67962325899365505,0.67893620272612498,0.68073829226891192,0.67997835840518517]
[null,null,"Tigerbay.1",0.78566488887957509,0.80188501315003613,0.73727694709599001,0.80795490756363986,0.70773913681276657,0.78433940714817096,0.5489066085480474,0.77219230106201253,0.74875572367111287,0.75486970462189706,0.73563712187097252,0.77172737672975356,0.73568427339501452,0.74793319152949056,0.68164338778461175,0.65338062675979081,0.59890818026551551,0.69419093223802086,0.70701614677745528,0.68322981366459634,0.7117260601234322,0.70240053647956247,0.71186751469555831,0.66729178964524716,0.6407420602072571,0.63515198507916215,0.64008193887066855,0.61236280814296684,0.64608066054046132,0.66485220616741936,0.67329232897094426]
[]
[]
[null,null,"Combustion Turbines"]
[]
[null,null,"AVON.PK_P.1",5.1158824897294787E-3,7.8676071622354859E-3,9.2240911557243625E-3,8.0334728033472809E-3,0,0,0,0,0,0,0,0,0,0,0,0,0,0,0,0,0,0,0,0,0,0,0,0,0,0,0]
[null,null,"AVON.PK_P.2",0,9.3016045267808704E-4,4.6508022633904352E-4,5.857740585774059E-4,0,0,0,0,0,0,0,0,0,0,0,0,0,0,0,0,0,0,0,0,0,0,0,0,0,0,0]
[null,null,"BARTOW_P.1",5.1050175029171527E-4,7.6963778921545058E-4,7.2153542738948484E-4,7.1938995731619582E-5,2.1646062821684546E-4,6.493818846505364E-4,1.4430708547789696E-4,4.3163397438971752E-4,4.088700755207081E-4,1.130405502910193E-3,2.1646062821684546E-4,4.1245024219461902E-3,1.130405502910193E-3,1.6595314829958151E-3,3.5114724132954927E-3,2.3260275286557E-3,1.4430708547789697E-3,8.177401510414162E-4,1.0342007792582615E-3,1.2469425926814064E-3,1.130405502910193E-3,5.2912598008562222E-4,2.5975275386021456E-3,6.2347129634070318E-4,5.2912598008562222E-4,8.177401510414162E-4,2.1646062821684546E-4,2.2780681981679537E-3,6.2533070373755359E-4,1.2506614074751072E-3,2.1405551012554716E-3]
[null,null,"BARTOW_P.2",6.7657142857142855E-3,1.0298328253440472E-2,1.1891567377851669E-2,1.0611117504891243E-2,9.9750623441396524E-3,1.2353375819709984E-2,1.0436870785997967E-2,7.779951663022212E-3,4.8951694836981627E-3,6.4653181860164404E-3,5.6109725685785546E-3,1.4293934860168028E-2,7.666020134848065E-3,1.1776115267387087E-2,1.2515008774360396E-2,9.8055012084244438E-3,8.0816477325205503E-3,8.1047381546134663E-3,1.2584280040639145E-2,9.5983427321901255E-3,5.8649672116006281E-3,5.3800683476493954E-3,8.9359933499584387E-3,3.8439406145701462E-3,3.9715525999815277E-3,3.8791909116098642E-3,2.6092176964994918E-3,8.1252157900794098E-3,5.126073704627321E-3,3.6944675348665377E-3,1.0575413318555464E-2]
[null,null,"BARTOW_P.3",5.0790719150409789E-4,1.6391550271268613E-3,8.0803416830197393E-4,4.8331415420023015E-4,6.4642733464157919E-4,1.1774212166685907E-3,8.0803416830197393E-4,8.0552359033371685E-4,9.9272769248528233E-4,1.0850744545769363E-3,5.0790719150409789E-4,4.4649021864211734E-3,1.3852014313748124E-3,1.7776751702643428E-3,3.9709107699411293E-3,2.6697353279631761E-3,1.3852014313748124E-3,1.2005079071915042E-3,1.2928546692831584E-3,1.9792865362485614E-3,1.6853284081726884E-3,5.0790719150409789E-4,2.6780561006579705E-3,6.9044879171461452E-4,5.0790719150409789E-4,7.8494747777906049E-4,3.9247373888953024E-4,3.3601841196777907E-3,1.6853284081726884E-3,1.3852014313748124E-3,1.8931086228789102E-3]
[null,null,"BARTOW_P.4",1.4271766001204894E-2,7.8318133660178237E-3,1.9340631946319881E-2,1.7790940910879606E-2,1.7595612522591772E-2,1.8758958805077174E-2,1.4811891060930261E-2,1.4249321707433258E-2,7.1254959802231135E-3,9.9715395641606242E-3,8.9536115669858942E-3,1.8143031708883043E-2,1.0844049276024679E-2,1.6702328769969046E-2,1.6224525832519682E-2,1.4601412505436697E-2,1.2215135966096765E-2,9.7014770342979412E-3,1.6411492199347694E-2,1.2716691174947704E-2,9.2652221783659141E-3,8.8705154039512221E-3,1.2713712944304796E-2,5.592030321231076E-3,4.6741591707002931E-3,3.8639715811122424E-3,3.8639715811122424E-3,1.0355611705983472E-2,5.8998275754617024E-3,5.6089910048403519E-3,1.4001703471342211E-2]
[null,null,"BAYBORO_P.1",7.7674212161562358E-4,1.9529516200621393E-3,2.2414558366622281E-3,2.0795540020353081E-3,2.30803373280071E-3,3.9946737683089215E-3,1.9529516200621393E-3,1.4601123844077697E-3,6.879715934309809E-4,1.9529516200621393E-3,1.5534842432312472E-3,6.8138577939029247E-3,2.2414558366622281E-3,4.682645361739902E-3,6.5468264536173992E-3,5.2873766647493475E-3,3.5064358632933865E-3,3.2179316466932977E-3,4.682645361739902E-3,3.7608955355957702E-3,2.3524189968930314E-3,1.3981358189081225E-3,3.7061695517088323E-3,1.2610061501703465E-3,2.4411895250776743E-3,1.5534842432312472E-3,7.7674212161562358E-4,5.1546391752577327E-3,2.0417221482467822E-3,2.4411895250776743E-3,5.4815801154016871E-3]
[null,null,"BAYBORO_P.2",5.7726055232289652E-4,1.5470582802253627E-3,1.1776115267387089E-3,1.3580388997583152E-3,1.154521104645793E-3,2.5168560081278287E-3,8.7743603953080267E-4,1.1508804235239958E-3,4.8489886395123303E-4,1.3623349034820357E-3,3.9253717557956964E-4,5.4781908159742205E-3,1.7548720790616053E-3,3.1864782488223884E-3,5.1491641267202362E-3,4.0741166992749453E-3,2.7246698069640714E-3,1.9395954558049321E-3,2.1243188325482591E-3,2.4398664978708714E-3,1.9395954558049321E-3,8.7743603953080267E-4,3.3942920476586311E-3,8.746691218782369E-4,1.5470582802253627E-3,1.4546965918536992E-3,3.9253717557956964E-4,3.6828173552767868E-3,2.0319571441765956E-3,1.7548720790616053E-3,3.9484621778886116E-3]
[null,null,"BAYBORO_P.3",8.9633845740151488E-4,3.092367678035226E-3,3.3388607538206425E-3,2.6806656986484976E-3,2.73383229507462E-3,4.5713261327477257E-3,2.3752969121140144E-3,2.0551770356305151E-3,7.8429615022632538E-4,2.1736207591986734E-3,1.7702684533679918E-3,7.7515916452585735E-3,2.957916909424999E-3,4.9298615157083317E-3,7.7757361179581416E-3,5.8527867753825537E-3,4.0335230583068166E-3,3.6525792139111726E-3,5.6245238201945054E-3,3.730593097285826E-3,2.7562407565096579E-3,1.6806346076278403E-3,4.0335230583068166E-3,1.1839606835697533E-3,2.6666069107695064E-3,1.9719446062833328E-3,6.9466230448617398E-4,5.4953646822294205E-3,3.0475507551651505E-3,2.4649307578541659E-3,6.0951015103303009E-3]
[null,null,"BAYBORO_P.4",8.9633845740151488E-4,2.0615784520234843E-3,8.5152153453143913E-4,1.92114375069809E-3,1.5013669161475375E-3,3.3836776766907185E-3,1.5685923004526508E-3,8.9355523288283268E-4,2.9130999865549235E-4,1.7702684533679918E-3,7.8429615022632538E-4,6.3442421534681114E-3,2.0615784520234843E-3,4.0111145968717791E-3,6.7897638148164746E-3,4.8475371383893667E-3,3.0475507551651505E-3,2.6666069107695064E-3,3.8542553668265136E-3,3.1721210767340557E-3,1.7702684533679918E-3,1.2100569174920452E-3,3.5405369067359835E-3,1.2733162068580364E-3,2.2632546049388249E-3,1.8823107605431811E-3,6.9466230448617398E-4,4.0209985479727466E-3,2.3752969121140144E-3,2.2632546049388249E-3,5.1091292071886339E-3]
[null,null,"DEBARY.1",9.7922506816174493E-4,2.4192619331054872E-3,1.9008486617257401E-3,1.4740227420651634E-3,1.574440305671825E-3,3.379286509734649E-3,2.0928535770515723E-3,2.3737509092997436E-3,1.8432471871279903E-3,1.824046695595407E-3,8.2562113590107893E-4,5.6280868333397141E-3,2.822472255289735E-3,2.9952766790829841E-3,5.1649322222648893E-3,4.3646387687124311E-3,2.6880688145616526E-3,2.6688683230290692E-3,3.0144771706155675E-3,2.9671886366246796E-3,2.0352521024538228E-3,7.2961867823816281E-4,3.1296801198110666E-3,8.6144186224587464E-4,1.1328290004224107E-3,1.1520294919549938E-3,4.6081179678199758E-4,3.9052031088479652E-3,2.2848584923774043E-3,1.8048462040628236E-3,3.5520909335278981E-3]
[null,null,"DEBARY.2",8.2193977787578683E-4,1.768575005464698E-3,1.7288317469149295E-3,1.1292271727717574E-3,1.1922977564930548E-3,2.3051089958865726E-3,2.2057508495121514E-3,2.2980763516056817E-3,1.5499870834409714E-3,1.2717842735925919E-3,5.5640561969675902E-4,5.4480258335479525E-3,2.7820280984837942E-3,2.6826699521093735E-3,4.9281640601712929E-3,3.8037125819680249E-3,2.0070345567633091E-3,2.2454941080619199E-3,2.3647238837112253E-3,2.9320284486003528E-3,1.9672912982135406E-3,5.1666236114699044E-4,3.1198457961568271E-3,8.9149513639875597E-4,8.9422331736979113E-4,7.3525028317071714E-4,3.7756095622280069E-4,4.199932642589695E-3,1.9871629274884248E-3,1.7089601176400453E-3,3.1397174254317113E-3]
[null,null,"DEBARY.3",8.3449235048678721E-4,1.4106894496324258E-3,1.52990264255911E-3,1.0300701240045958E-3,1.1921319292668387E-3,1.5100337770713292E-3,1.2914762567057421E-3,1.6045323085456204E-3,1.3312139876813034E-3,1.5696403735346713E-3,8.3449235048678721E-4,5.1305415791767358E-3,2.1657063381680906E-3,2.7021657063381684E-3,3.3379694019471488E-3,3.6844815974010543E-3,1.7881978939002583E-3,1.2120007947546195E-3,2.0464931452414069E-3,2.1789944930866449E-3,1.688853566461355E-3,5.1659050268229687E-4,3.0598052851182199E-3,8.7159779723465795E-4,7.7488575402344525E-4,8.1462348499900645E-4,3.9737730975561295E-4,3.506200229784874E-3,1.9272799523147228E-3,1.7285912974369163E-3,3.1790184780449036E-3]
[null,null,"DEBARY.4",6.815129587684661E-4,1.2628034236003929E-3,1.4632484114734711E-3,8.5931254996003204E-4,8.4186894906692863E-4,1.4231594138988555E-3,1.2427589248130851E-3,1.1390887290167865E-3,1.0222694381526989E-3,1.5835154041973182E-3,8.4186894906692863E-4,4.8960831334932059E-3,2.1247168714546294E-3,2.6057848423500173E-3,3.9688107598869491E-3,3.7769784172661872E-3,1.0423139369400069E-3,1.2026699272384693E-3,1.4832929102607788E-3,1.6986410871302959E-3,1.6236044017719339E-3,5.2115696847000346E-4,2.3251618593277076E-3,6.9944044764188652E-4,4.0088997574615648E-4,8.2182445027962074E-4,2.0044498787307824E-4,3.4372501998401282E-3,1.7438713944957806E-3,7.8173545270500519E-4,2.4654733508388624E-3]
[null,null,"DEBARY.5",1.4763281897789552E-3,3.3975772038748555E-3,3.5189192468703862E-3,2.3992902939634661E-3,2.0425910570914313E-3,4.2267478310109808E-3,3.3369061823770902E-3,3.2057744263881607E-3,2.3459461645802572E-3,2.0021437094262544E-3,1.1325257346249519E-3,7.3591677083753373E-3,3.134669444051206E-3,3.9436163973547433E-3,6.795154407749711E-3,4.8590668978587851E-3,4.2671951786761577E-3,3.4582482253726209E-3,2.8110906627297912E-3,3.8307996290172989E-3,2.2246041215847273E-3,8.8984164863389079E-4,3.3369061823770902E-3,1.2097261986370417E-3,1.4156571682811898E-3,1.3549861467834247E-3,5.055918458147107E-4,4.4356627283358204E-3,2.4066171860780226E-3,1.8808016664307238E-3,4.1660768095132163E-3]
[null,null,"DEBARY.6",2.5829525134114842E-3,2.9604609576793163E-3,4.6890522551162328E-3,3.2684917396299672E-3,3.3777071329227099E-3,5.2255116232863101E-3,4.132724021458375E-3,3.8825720058634759E-3,2.741903437313729E-3,2.8809854957281937E-3,2.086230876216968E-3,9.3894853611188149E-3,4.5698390621895487E-3,6.6560699384065171E-3,9.0999403934035362E-3,6.3587021116437541E-3,5.6030200675541422E-3,5.5632823365785811E-3,5.3447248162129942E-3,5.5663404777940651E-3,9.9344327438903243E-4,2.2650506656069938E-3,3.8942976356050067E-3,1.3073966958519869E-3,3.1988873435326846E-3,1.9868865487780649E-3,1.0530498708523743E-3,6.8143100511073255E-3,3.0399364196304389E-3,2.6028213788992648E-3,4.0135108285316908E-3]
[null,null,"DEBARY.7",1.9590635727744367E-2,2.1461941512015071E-2,2.6301525436853108E-2,2.2235948116121063E-2,1.9100224556694113E-2,1.9048602328162505E-2,1.744831324368273E-2,1.5930615606341365E-2,1.1279456934155848E-2,1.466071290297602E-2,1.528017964535529E-2,2.5478690549722051E-2,1.7190202101024701E-2,2.2274991611387865E-2,2.133288594068606E-2,2.266059295861643E-2,1.5796401930671347E-2,1.4880107374235344E-2,2.3088041710760655E-2,2.0022647724933087E-2,1.4105773946261259E-2,1.5925457502000362E-2,1.4596185117311514E-2,9.2006382540662963E-3,6.9819064088996723E-3,9.2274733500245214E-3,6.9173786232351649E-3,1.3459954704550135E-2,1.0066334563663112E-2,1.1640812533877087E-2,2.0145574684459128E-2]
[null,null,"DEBARY.8",1.0414140769574374E-2,1.2762427413694086E-2,1.5608448726947867E-2,1.2012317715623647E-2,1.1703145938357477E-2,1.3579222768170508E-2,1.199668176887244E-2,1.0281729570152444E-2,7.0065726501180531E-3,8.6912130687256724E-3,7.3383957628740991E-3,1.784032779375461E-2,8.5253015123476494E-3,1.5582923872120479E-2,1.0388615914746987E-2,1.4328251851474816E-2,1.087358815646736E-2,9.4059090038925413E-3,1.7905685661412801E-2,1.2992136003868374E-2,9.4824835683747048E-3,9.7249696892348931E-3,1.1256460978878184E-2,5.5735118214440228E-3,5.5261310701295394E-3,5.6282304894390922E-3,4.9773466913406936E-3,1.0345354134324181E-2,5.2070703847871868E-3,7.1469593516686877E-3,1.4587454533852339E-2]
[null,null,"DEBARY.9",1.3516288860934972E-2,1.5043770698020693E-2,1.8304110081380127E-2,1.5869156247200502E-2,1.4350627679511207E-2,1.5788257643827179E-2,1.4247939824917209E-2,1.3092053903940415E-2,7.3678535671193495E-3,1.1090288296151773E-2,1.0884912586963778E-2,1.9222155389754157E-2,1.2977177624316483E-2,1.2515082278643494E-2,1.6545580571457913E-2,1.6816186539372144E-2,1.1513875696352016E-2,1.0615356968654533E-2,1.8137242317664882E-2,1.5600404407530171E-2,1.0949092496085026E-2,1.1796267296485509E-2,1.2579262187764744E-2,5.7461702862846983E-3,5.3526044207121409E-3,5.3269324570636416E-3,5.7761918209123823E-3,1.1249184146201E-2,6.3538110030036208E-3,6.9314301850948584E-3,1.5454522116396684E-2]
[null,null,"DEBARY.10",1.7755496370567654E-3,3.0158232805890645E-3,2.6502689435479658E-3,1.4058106841611997E-3,1.331662227792574E-3,3.2638780092955244E-3,3.4988772259648025E-3,2.1347495574299698E-3,2.3108256305812312E-3,2.3499921666927776E-3,1.6580500287221263E-3,6.5474330938248464E-3,2.1411039740978641E-3,5.1569272546869291E-3,6.6452556269256877E-3,5.0374882849109652E-3,4.2430414120841814E-3,3.3813776176301632E-3,4.6999843333855552E-3,4.3215661772362801E-3,1.8930492453914042E-3,1.5797169564990337E-3,3.9035980991174476E-3,6.7687181089242949E-4,2.0758264139119536E-3,1.5536059324246696E-3,6.6583111389628702E-4,5.3889409559512644E-3,2.7938795759569692E-3,2.1411039740978641E-3,4.0994307796751788E-3]
[null,null,"HIGGINS_P.1",6.050228310502284E-3,6.6210045662100456E-3,6.1643835616438363E-3,6.375227686703097E-3,6.9634703196347035E-3,7.7625570776255716E-3,8.1050228310502286E-3,1.3706140350877194E-3,0,0,0,0,0,0,0,0,0,0,0,0,0,0,0,0,0,0,0,0,0,0,0]
[null,null,"HIGGINS_P.2",6.1643835616438363E-3,1.0958904109589041E-2,1.0045662100456623E-2,7.0582877959927143E-3,1.1643835616438355E-2,1.0867579908675798E-2,8.6757990867579911E-3,8.7719298245614037E-4,0,0,0,0,0,0,0,0,0,0,0,0,0,0,0,0,0,0,0,0,0,0,0]
[null,null,"HIGGINS_P.3",8.8278058575088272E-3,1.1908883196011908E-2,1.3051305130513051E-2,1.3495323231974596E-2,1.2808973205012808E-2,1.3362874749013362E-2,1.1251125112511251E-2,2.4436386567870095E-3,0,0,0,0,0,0,0,0,0,0,0,0,0,0,0,0,0,0,0,0,0,0,0]
[null,null,"HIGGINS_P.4",9.5951075495571501E-3,1.2723182904540983E-2,1.5710670603121046E-2,1.4157555368657135E-2,1.360185575706453E-2,1.3074652045550403E-2,1.194995079432026E-2,2.5008067118425297E-3,0,0,0,0,0,0,0,0,0,0,0,0,0,0,0,0,0,0,0,0,0,0,0]
[null,null,"INT.CITY.1",5.2302116794333249E-3,7.6805864426324026E-3,8.504241825220327E-3,8.8268500461870063E-3,8.4836504406556306E-3,1.0645745819948933E-2,6.6510172143974967E-3,6.3430154983064764E-3,3.8094061444691545E-3,4.9625236800922498E-3,3.5623095296927767E-3,1.1249101919326697E-2,5.1478461411745323E-3,1.0378057820607857E-2,1.0707519973643028E-2,8.9089602791747931E-3,6.1362326002800428E-3,6.3215550613623262E-3,1.0666337204513631E-2,8.2110232987786108E-3,4.5506959887982867E-3,4.4271476814100978E-3,6.2185981385388354E-3,2.5659447808683159E-3,3.6652664525162674E-3,3.0681163001400214E-3,1.87381599538753E-3,7.3899209689007499E-3,4.3447821431513052E-3,3.4593526068692859E-3,7.9276830574087805E-3]
[null,null,"INT.CITY.2",3.5223818010273614E-3,5.6400041933116676E-3,6.038368801761191E-3,6.354249404289118E-3,5.1787399098438E-3,8.3866233357794313E-3,5.241639584862145E-3,5.1210233685882699E-3,3.2288499842750814E-3,3.9417129678163331E-3,3.312716217632876E-3,1.0910915095522762E-2,4.4239438096236499E-3,7.9463256106510113E-3,8.1140580773666014E-3,5.9362066803227281E-3,6.331900618513471E-3,5.5980710766327709E-3,8.4495230107977781E-3,6.6050750386689519E-3,3.6272145927246043E-3,3.7739805011007444E-3,5.241639584862145E-3,2.1111157560302664E-3,3.4175490093301185E-3,2.8095188174861101E-3,1.7192577838347834E-3,7.1276284436269386E-3,3.0191844008805955E-3,2.5159870007338296E-3,5.5771045182933226E-3]
[null,null,"INT.CITY.3",1.2676114874693486E-3,1.7871243921699013E-3,4.4262499480487091E-3,4.4330281310850563E-3,3.7404929138439799E-3,5.9640081459623453E-3,3.9482980757242006E-3,3.0244023698056924E-3,2.0780516188022109E-3,2.9923943310751835E-3,2.7430281368189184E-3,9.6117993122591863E-3,2.9300527825111174E-3,7.169278084867628E-3,8.4368895723369759E-3,6.2766706715830459E-3,4.6963966584929965E-3,4.654835626116953E-3,6.9406924067993842E-3,5.7587935534656335E-3,3.2209800091434269E-3,2.8677112339470508E-3,4.4885914966127762E-3,1.4500559307287567E-3,3.033955363451228E-3,2.3481983292464982E-3,9.7668426083703905E-4,5.5516427062186685E-3,3.4080046548356259E-3,2.7430281368189184E-3,7.3355222143718039E-3]
[null,null,"INT.CITY.4",4.1310182855225632E-3,6.269921154168764E-3,7.6539171279986582E-3,7.0238518301732967E-3,6.7731924173796343E-3,9.1008220097299111E-3,5.6198624391880564E-3,5.0170370215523548E-3,3.3551417547391378E-3,4.29877537325952E-3,3.0615668511994633E-3,1.0765725275414429E-2,4.2358664653581613E-3,8.8491863781244746E-3,1.0862271430967957E-2,6.9611388674038922E-3,6.7102835094782756E-3,5.577923167253817E-3,8.7653078342559976E-3,7.1701820766352405E-3,4.5294413688978363E-3,4.1939271934239219E-3,6.1021640664318073E-3,2.2576666596985599E-3,2.9567186713638648E-3,2.3695688642845158E-3,1.8662976010736453E-3,5.9995401049396909E-3,4.0471397416540844E-3,3.1454453950679417E-3,7.52809931219594E-3]
[null,null,"INT.CITY.5",1.6929783722012951E-3,4.3805815380708506E-3,5.3752063317391123E-3,5.379746835443038E-3,5.1212595759089173E-3,5.9889109916620815E-3,4.4863926863334324E-3,4.367088607594936E-3,2.6876031658695562E-3,3.1320099885723957E-3,2.878063232742202E-3,9.0295358649789027E-3,2.7934143141321371E-3,7.3221314597706009E-3,9.4171921953697044E-3,6.6877637130801689E-3,4.8673128200787232E-3,5.3328818724340792E-3,5.7772886951369196E-3,6.3291139240506328E-3,3.6822279595378165E-3,3.0261988403098147E-3,4.8673128200787232E-3,1.8776371308016878E-3,3.1743344478774283E-3,2.5817920176069748E-3,1.1850848605409066E-3,6.0548523206751057E-3,3.7880391078003979E-3,2.9838743810047825E-3,6.3909933550598888E-3]
[null,null,"INT.CITY.6",6.258878754812543E-3,8.3177204504745628E-3,9.5942023017850167E-3,8.764367816091953E-3,7.370653270470034E-3,1.1344217743097733E-2,8.3794857013444243E-3,7.4507389162561579E-3,4.2412138930637625E-3,5.497107327417595E-3,4.6323938152395463E-3,1.2910509031198687E-2,5.6412262461139366E-3,1.0150089559613761E-2,1.1303040909184494E-2,9.1133004926108388E-3,7.2677111856869325E-3,7.0206501822074902E-3,1.1405982993967594E-2,7.7586206896551723E-3,5.7441683308970372E-3,4.1588602252372814E-3,7.6588911078627172E-3,3.2224958949096882E-3,4.0353297234975603E-3,3.5412077165386754E-3,2.8206131230569683E-3,7.7380952380952384E-3,4.4470980626299646E-3,2.9235552078400694E-3,9.800086471351218E-3]
[null,null,"INT.CITY.7",1.8480757814314845E-2,2.1720052654673101E-2,2.7914720078465786E-2,2.4796685196623428E-2,1.7267635443822111E-2,2.0119763570193325E-2,1.0505123506181763E-2,1.5917747580811201E-2,1.0350256820586944E-2,1.3473401646749089E-2,1.5151124074026275E-2,2.7820671196211653E-2,1.8687246728441267E-2,2.5010969723562964E-2,2.248148052551429E-2,2.1489602635371627E-2,1.6390057558784813E-2,1.7990346643264588E-2,2.421082518132308E-2,2.0447292567428454E-2,1.3486307203881991E-2,1.6093229744728082E-2,1.6106135301860981E-2,9.0333539221741817E-3,7.5755620370131374E-3,9.7566011924734783E-3,6.5044007949823191E-3,1.2636401070619724E-2,1.0117956792194719E-2,1.1460134734016468E-2,2.1461941512015071E-2]
[null,null,"INT.CITY.8",2.884290869441055E-2,3.1490952516939695E-2,3.1426049482073781E-2,2.8045971061010019E-2,2.298865494950544E-2,2.423479321893092E-2,1.3811365819465718E-2,2.0694742836435173E-2,1.4577221630883461E-2,1.8951686180845816E-2,2.0301669306056751E-2,3.2161623482514952E-2,2.5480931488356395E-2,2.8141955917858719E-2,2.732417767854825E-2,2.761887505500479E-2,1.8172849762454892E-2,2.0781951764064489E-2,2.9764531789506478E-2,2.4007972458778767E-2,1.9380046210960823E-2,2.1145408759313585E-2,1.9198317713336275E-2,1.2605803328760387E-2,1.055323346919702E-2,1.2993587580155248E-2,1.067005893195566E-2,1.6139052105712735E-2,1.3720501570653444E-2,1.5278174407435291E-2,2.3767491367896361E-2]
[null,null,"INT.CITY.9",2.24964183843364E-2,2.772364124472438E-2,3.2783076704655453E-2,3.1116887796466212E-2,2.123155951935363E-2,2.0792730933543283E-2,1.6443165244776004E-2,1.1015738607847428E-2,1.1861278539991481E-2,1.4119955084603571E-2,1.6197937505646694E-2,3.0743691044564838E-2,2.0960518334000179E-2,2.7633294182939895E-2,2.3864531034215722E-2,2.4965575816850473E-2,1.7295008970172564E-2,1.8443707327146709E-2,2.3567676402638137E-2,2.2662051037873034E-2,1.6068870274526002E-2,1.7682210663534634E-2,1.7488609816853601E-2,9.3299187975343263E-3,7.7827540365776543E-3,9.3573742562500818E-3,9.0992397940086994E-3,1.397557491603073E-2,1.0673860013681126E-2,1.1899998709327691E-2,2.1812362059396739E-2]
[null,null,"INT.CITY.10",2.2522231830560541E-2,2.3877437757327792E-2,2.7039584919784716E-2,2.2417542821110067E-2,1.8456614050258783E-2,1.9592405684120857E-2,1.9760193084577757E-2,1.1453279627318002E-2,1.272602898850011E-2,1.4804011409543233E-2,1.8456614050258783E-2,2.9057871234251735E-2,2.040552924018121E-2,2.4406613404922624E-2,2.5890886562810567E-2,2.0216968870243351E-2,1.7953251848888088E-2,1.7475703093741531E-2,2.4535680636043319E-2,2.0011067214021901E-2,1.6456071967888074E-2,1.7256288800836357E-2,1.6481885414112211E-2,6.5888529990863112E-3,6.543708617819023E-3,1.1267569276836305E-2,8.995986009112146E-3,1.5159509439304051E-2,1.0996528091482853E-2,1.271312226538804E-2,2.1786548613172602E-2]
[null,null,"INT.CITY.11",5.3718056941140361E-4,1.0962868763498032E-3,2.8613087472729865E-3,2.2925013372924468E-3,1.1401383514037953E-3,4.6044048806691734E-4,2.5762741594220376E-3,2.8274183159940178E-3,2.4118311279695674E-3,2.7297543221110102E-3,2.1377594088821165E-3,1.0272589325677107E-2,1.0414725325323131E-3,6.6106098643893144E-3,7.1697161713277138E-3,2.5872515092300471E-3,4.6044048806691734E-4,2.1267965401186185E-3,4.0452985737307739E-3,2.4780847788827879E-3,4.3851475053992132E-4,2.1925737526996064E-3,4.1110757863117619E-3,1.3973341484449201E-3,0,2.4008682592060689E-3,4.056261442494272E-4,6.4408370904883031E-3,1.7211703958691911E-3,9.6473245118782684E-4,4.9332909435741146E-3]
[null,null,"INT.CITY.12",4.5058890732529992E-2,4.4773277480075077E-2,5.2607240975981288E-2,4.4517065100953254E-2,3.7129722819138809E-2,3.5184832576231541E-2,2.5623588934526563E-2,2.7187546612065575E-2,1.5967140875336617E-2,2.1067377526317221E-2,2.2699453254631016E-2,3.4062402538408344E-2,2.4562739711122595E-2,3.0683023692299322E-2,1.6143949079237274E-2,2.7377384842773266E-2,2.0455349128199546E-2,1.9843320730081875E-2,2.7690884857057368E-2,2.58857987443557E-2,1.8415254467807306E-2,2.1516198351603514E-2,1.961211000190409E-2,8.000325436966927E-3,6.8003155346408077E-3,1.0268476457307619E-2,8.8540108261023313E-3,1.4359906165674535E-2,1.1247721894295895E-2,1.0962108641840983E-2,2.3624296167342167E-2]
[null,null,"INT.CITY.13",3.6395288741397601E-2,3.6898512090961018E-2,4.8799064276582441E-2,3.3601366835261097E-2,3.0329407284498001E-2,2.9703778255311047E-2,2.2767456409977422E-2,2.4299293530584295E-2,1.4049451894567909E-2,1.7898430487174606E-2,1.7572015341511846E-2,2.8814731446702917E-2,1.954410684655768E-2,2.4113918885836305E-2,2.191061665261268E-2,2.2319551981775529E-2,1.5967140875336617E-2,1.0540489078693252E-2,2.3025868400293775E-2,1.8943143449903048E-2,1.4348665778092105E-2,1.6361559176345783E-2,1.6225552865652967E-2,7.3358916294900128E-3,6.9499224764029057E-3,8.1331773794304056E-3,6.5419035443244561E-3,1.1892009166474567E-2,7.5755515055898597E-3,7.2627369909963818E-3,2.063215733210021E-2]
[null,null,"INT.CITY.14",1.1166991131300022E-2,1.5344473285745187E-2,2.2455656500108157E-2,1.9949049050398307E-2,1.3708630759247244E-2,1.7237183646982481E-2,1.3641033960631625E-2,9.4218819501543354E-3,6.3540990698680517E-3,8.2603287908284678E-3,8.5577547047371843E-3,1.830460041246007E-2,1.1139952411853775E-2,8.1521739130434798E-3,1.5412070084360806E-2,1.5244847618919248E-2,9.3553969284014722E-3,1.0342310188189489E-2,1.50064892926671E-2,1.2899486446777825E-2,7.2328574518710793E-3,8.0575383949816146E-3,9.3553969284014722E-3,4.6368059954979852E-3,4.583062946138871E-3,4.7588146225394767E-3,3.3933592905040018E-3,8.8018439391284436E-3,5.5564568462037646E-3,4.9075275794938349E-3,1.3938459874540343E-2]
[null,null,"SUWANNEE_P.1",1.6516862564338942E-3,5.3199661980487057E-3,7.9511408158561888E-3,7.4862624212602199E-3,1.037105323807329E-3,1.8245371437351158E-3,7.3557655373742035E-3,5.3418598862700799E-3,3.7643082123377126E-3,9.1034800645309992E-3,9.1418913728201594E-3,2.4124528518639072E-2,1.3059844818314513E-2,1.9973880310363373E-2,1.8206960129061998E-2,1.7480709950410695E-2,1.1581009449181841E-2,1.3079050472459093E-2,1.9186448490435586E-2,1.4781060330467749E-2,1.0908811554121534E-2,1.1542598140892679E-2,1.1792271644772222E-2,5.5716173007333098E-3,6.0689867096873325E-3,6.2226319428439741E-3,5.5120227394945083E-3,1.1411284918340387E-2,8.0087577782899291E-3,7.7974955826995464E-3,1.8149343166628255E-2]
[null,null,"SUWANNEE_P.2",5.078918581028286E-4,7.0323488045007023E-4,4.4928895139865604E-4,6.4264849074975659E-4,0,9.7671511173620882E-5,5.078918581028286E-4,1.1879259980525803E-3,8.9857790279731207E-4,2.0901703391154867E-3,1.4846069698390373E-3,6.640701071080818E-3,1.7971558055946241E-3,4.0240662603531797E-3,6.133770901703391E-3,5.394352482960078E-3,2.7934052195655568E-3,2.6175964994530395E-3,4.8835755586810435E-3,3.6416747809152874E-3,2.5980621972183154E-3,1.6213470854821064E-3,3.9849976558837315E-3,1.2852969814995132E-3,2.1878418502891076E-3,1.7971558055946241E-3,6.0556336927644941E-4,4.8685491723466411E-3,2.5980621972183154E-3,2.2855133614627285E-3,4.9421784653852158E-3]
[null,null,"SUWANNEE_P.3",2.019295490240072E-3,4.7728802496583515E-3,6.2414587880147681E-3,4.0674381240975374E-3,1.101433903767312E-3,2.223264731678463E-3,9.0562343198645652E-3,5.3893555144292364E-3,7.0777326779121715E-3,1.0687988251371693E-2,1.1177514430823833E-2,2.6031603994224242E-2,1.7480163991270118E-2,2.2681379647949088E-2,2.1375976502743387E-2,2.3164060116735476E-2,1.5277296183735493E-2,1.6603096253085037E-2,2.2742570420380609E-2,1.9808423664355007E-2,1.4971342321577907E-2,1.6643890101372714E-2,1.4746976155995677E-2,1.0148258119623357E-2,9.1786158647275996E-3,1.1177514430823833E-2,1.030044669263875E-2,1.5456264871570641E-2,1.2115772941440431E-2,1.4114671507536664E-2,2.3191302751545066E-2]
[null,null,"TURNER_P.1",4.96869720759217E-4,9.93739441518434E-4,2.9812183245553017E-4,0,0,0,0,0,0,0,0,0,0,0,0,0,0,0,0,0,0,0,0,0,0,0,0,0,0,0,0]
[null,null,"TURNER_P.2",4.96869720759217E-4,8.9436549736659045E-4,2.9812183245553017E-4,0,0,0,0,0,0,0,0,0,0,0,0,0,0,0,0,0,0,0,0,0,0,0,0,0,0,0,0]
[null,null,"TURNER_P.3",0,6.5291429176445666E-4,0,0,0,0,0,0,0,0,0,0,0,0,0,0,0,0,0,0,0,0,0,0,0,0,0,0,0,0,0]
[null,null,"TURNER_P.4",6.2478420282468226E-4,1.3110125050423557E-3,9.748554524673926E-4,1.3404151936062195E-4,8.0677692617991113E-4,1.9497109049347852E-3,7.563533682936668E-4,7.8749392624365383E-4,4.874277262336963E-4,1.2605889471561113E-3,4.874277262336963E-4,7.707387363235762E-4,1.4622831787010891E-3,1.9497109049347852E-3,3.5128411994083631E-3,3.1499757049746153E-3,1.4622831787010891E-3,1.1765496840123704E-3,1.5631302944735781E-3,1.8430708912085519E-3,1.6639774102460668E-3,4.874277262336963E-4,2.9245663574021781E-3,7.707387363235762E-4,6.8912195777867408E-4,8.7400833669490385E-4,3.8658061046120749E-4,3.3007724142553154E-3,1.8488637891622966E-3,1.5631302944735781E-3,2.6388328627134595E-3]
[null,null,"U.OF.FL.1",0.77100417382764541,0.89823226123250677,0.90245519273262942,0.87816761746198857,0.90616253375889999,0.90847041492757175,0.7736803339062116,0.89050755331390929,0.89324821998526882,0.84493002700712005,0.88895163270316713,0.88712876135445484,0.75622391357721575,0.88443407807512897,0.87105327768229801,0.82589427808926863,0.86398232261232499,0.8699484409526147,0.74220476307390126,0.87011238155865145,0.87449054750797939,0.87426958016204259,0.87476061870856869,0.86754156158950124,0.86547999017922905,0.86314755708323099,0.87061134299042475,0.8688881815733418,0.87267370488583351,0.87390130125214827,0.87385219739749576]
[null,null,"Gen.190MW.CT.1",0,0,0,0.19199516792596896,0.1404739114297435,0.13527117396938265,0.11432999290239822,0.11417051888017452,0.10258964791988176,0.10226406985602939,0.12203316989314528,0.12514283488287539,8.7756311330767778E-2,8.4689365969278452E-2,7.0279280863172561E-2,6.4970394224276737E-2,5.1167848515038451E-2,6.0205895567580235E-2,7.3945289862150251E-2,7.9487612320157899E-2,6.1469138455327435E-2,6.7824422261725692E-2,6.3331444980562993E-2,4.260375006492495E-2,4.3041420041283293E-2,4.8211599695258935E-2,4.4011642671563364E-2,5.2680101802316519E-2,5.209900177765623E-2,5.2763181027915065E-2,6.4197482630410294E-2]
[null,null,"Gen.190MW.CT.2",0,0,0,0.16415376024251541,0.12413640418563159,0.12174014963567815,9.6898543363742332E-2,9.797174466316938E-2,8.6896785242197516E-2,8.6948877732413901E-2,0.10450404693533369,0.11041136446268114,7.5065278401802396E-2,7.020114212784799E-2,5.7959406926998892E-2,5.2147717238871856E-2,4.3894434568576501E-2,5.1259010372917115E-2,5.9847759697342628E-2,6.4457487144860548E-2,4.7807882896081996E-2,5.2470160770447929E-2,4.8778105526362053E-2,3.3338960162052671E-2,3.0702011421278479E-2,3.7903798193692904E-2,3.3847095518092368E-2,4.5408507765023629E-2,3.8659139301830396E-2,4.4382801664355057E-2,4.932507667363404E-2]
[null,null,"Gen.190MW.CT.3",0,0,0,0.14055181373722178,0.11259791760270359,0.10408730701360265,8.6395395023864882E-2,8.6032046953721492E-2,7.1392757841547666E-2,7.594433917420379E-2,8.6382371901310775E-2,8.8642029813535556E-2,6.0726820469744036E-2,6.6072812278199944E-2,4.5678602358487495E-2,4.5427985249052096E-2,3.5637774869280402E-2,4.0944697310074038E-2,4.8146484082488457E-2,5.0453176128395567E-2,4.0241448692152917E-2,4.4239547316260015E-2,3.8014494735402707E-2,2.5937516231236694E-2,2.4112311408906514E-2,2.9022028611800251E-2,2.6508565958859955E-2,3.6448865111930608E-2,3.0571780195737534E-2,3.2173624269891191E-2,4.3262813124702905E-2]
[null,null,"Gen.190MW.CT.4",0,0,0,0,0,0,0,0,0,0,0,0,0,9.7060900957463503E-2,6.0294316491639244E-2,6.287287231054435E-2,4.948280524631541E-2,6.6874746473159954E-2,7.3956596204984903E-2,8.4388517499016907E-2,8.5934330914499479E-2,9.9230405192229684E-2,9.9190967683778788E-2,6.6305263749227572E-2,6.3894397620228055E-2,6.6812773245594273E-2,6.833956821562176E-2,8.1399921352732996E-2,7.6458061026727364E-2,7.7872177401180867E-2,8.4430071663586792E-2]
[null,null,"Gen.190MW.CT.5",0,0,0,0,0,0,0,0,0,0,0,0,0,0,0,6.1126589232459581E-2,4.21981340424573E-2,5.385473475458602E-2,6.2716906296479913E-2,7.6035054210437616E-2,7.2080497588678058E-2,8.9010456573669267E-2,8.1596204984901069E-2,5.6519296668726481E-2,5.3736422229233333E-2,5.8632307206922966E-2,5.6260422770090593E-2,6.8293916072130784E-2,6.4615540631901558E-2,7.3246721052868793E-2,7.284671203858116E-2]
[null,null,"Gen.190MW.CT.6",0,0,0,0,0,0,0,0,0,0,0,0,0,0,0,0,0,5.6967116622194315E-2,5.116735025014648E-2,6.0322453794730634E-2,5.7832289178347686E-2,7.7258079055302645E-2,6.9922702483436239E-2,4.6356946238975336E-2,4.430522377969081E-2,5.0170144679316714E-2,4.4964393563798624E-2,5.7738329307342288E-2,5.6175913823410098E-2,6.1578852481182673E-2,6.3590165412178309E-2]
[null,null,"Gen.190MW.CT.7",0,0,0,0,0,0,0,0,0,0,0,0,0,0,0,0,0,0,0,5.0629806937686393E-2,4.6834858250326766E-2,5.934781628881778E-2,6.0136566457835668E-2,3.3739677546205271E-2,3.3606391129940953E-2,4.3741830801820883E-2,3.9099472664172713E-2,4.4312117296781077E-2,4.4778473881101545E-2,4.8941947987560283E-2,5.9257673412358589E-2]
[null,null,"Gen.190MW.CT.8",0,0,0,0,0,0,0,0,0,0,0,0,0,0,0,0,0,0,0,0,0,7.1250588604614654E-2,5.0429305449136881E-2,2.839166338969721E-2,2.6671023572362194E-2,3.4214855546040472E-2,3.0366881507188893E-2,3.8801190944328968E-2,3.4350069860729256E-2,3.99220264118628E-2,4.6643304637850998E-2]
[]
[]
[]
[null,null,"Operating Hours",2013,2014,2015,2016,2017,2018,2019,2020,2021,2022,2023,2024,2025,2026,2027,2028,2029,2030,2031,2032,2033,2034,2035,2036,2037,2038,2039,2040,2041,2042,2043]
[]
[null,null,"Combined Cycle"]
[]
[null,null,"Hines.1.0",7118,7808,7280,7610,8172,7675,7272,8140,7513,7459,8140,7194,7028,7634,6462,5778,6582,5800,6063,6784,6169,6604,6525,5983,4955,4941,5179,4977,5176,5327,5283]
[null,null,"Hines.2.0",7974,7762,7914,7902,8018,7545,8077,8024,8038,7885,8046,8094,7530,8030,8020,7282,7184,6934,7244,7314,6814,7282,7446,6807,6341,6392,6458,6625,6522,6669,6571]
[null,null,"Hines.3.0",7568,7706,8075,7255,8011,8105,7947,6993,7414,6787,7141,6660,6263,6567,5746,5382,5824,5492,5639,5802,5876,6051,5960,5266,5079,5187,5118,5348,5390,5538,5478]
[null,null,"Hines.4.0",8006,8147,6424,6936,8053,7759,7435,7482,7261,6896,6627,6348,6597,6572,5905,5543,5965,5991,5695,5858,6215,6409,6360,5830,5512,5557,5593,5690,5981,5993,5887]
[null,null,"Bartow.CC.0",8143,7149,6477,6523,7959,7959,7795,7817,7959,7959,6501,6521,7959,7959,7794,7813,7959,7959,6501,6520,7955,7957,7959,7981,7957,7959,7959,7981,7954,7959,7959]
[null,null,"Gen.2x1.CC.1.0",0,0,0,0,0,5162,7662,7683,7662,7662,7662,7683,7662,7662,7662,7683,7662,7662,7662,7683,7662,7662,7662,7683,7662,7662,7661,7683,7662,7662,7658]
[null,null,"Gen.2x1.CC.2.0",0,0,0,0,0,1197,7634,7668,7649,7648,7653,7653,7659,7658,7656,7653,7633,7651,7633,7669,7647,7648,7648,7654,7635,7648,7655,7668,7635,7657,7652]
[null,null,"Gen.2x1.CC.3.0",0,0,0,0,0,0,0,0,4475,7621,7627,7664,7610,7629,7629,7647,7605,7632,7647,7656,7636,7627,7642,7641,7625,7645,7588,7652,7603,7630,7611]
[null,null,"Gen.2x1.CC.4.0",0,0,0,0,0,0,0,0,0,0,0,4459,7615,7631,7618,7654,7644,7595,7622,7663,7637,7628,7634,7644,7630,7630,7537,7508,7537,7489,7532]
[null,null,"Gen.2x1.CC.5.0",0,0,0,0,0,0,0,0,0,0,0,0,0,0,4458,7601,7627,7603,7659,7671,7629,7623,7639,7620,7598,7643,7540,7539,7590,7599,7564]
[null,null,"Gen.2x1.CC.6.0",0,0,0,0,0,0,0,0,0,0,0,0,0,0,0,0,0,0,0,0,0,0,0,4460,7579,7615,7367,7441,7443,7400,7439]
[null,null,"Tigerbay.1",7158,7138,6588,7203,6295,6999,4944,7091,6880,7030,6789,7167,6902,7032,6487,6322,5792,6626,6716,6565,6747,6652,6714,6361,6124,6069,6118,5853,6101,6284,6394]
[]
[]
[null,null,"Combustion Turbines"]
[]
[null,null,"AVON.PK_P.1",55,82,90,29,0,0,0,0,0,0,0,0,0,0,0,0,0,0,0,0,0,0,0,0,0,0,0,0,0,0,0]
[null,null,"AVON.PK_P.2",0,10,4,2,0,0,0,0,0,0,0,0,0,0,0,0,0,0,0,0,0,0,0,0,0,0,0,0,0,0,0]
[null,null,"BARTOW_P.1",5,12,8,2,6,18,4,7,4,11,2,40,11,16,34,22,14,8,10,12,11,5,25,6,5,8,2,22,6,12,20]
[null,null,"BARTOW_P.2",84,125,144,128,129,152,116,87,51,66,58,145,79,117,128,98,84,83,130,97,61,54,93,40,41,40,27,84,53,38,103]
[null,null,"BARTOW_P.3",5,24,9,9,19,32,11,12,10,11,5,45,14,18,40,26,14,12,13,20,17,5,27,7,5,8,4,34,17,14,19]
[null,null,"BARTOW_P.4",141,77,188,170,177,186,146,141,69,97,88,175,106,160,158,139,120,94,161,123,92,85,125,55,46,38,38,102,58,55,132]
[null,null,"BAYBORO_P.1",8,20,20,19,23,41,20,15,7,20,16,69,23,46,66,52,36,33,48,38,24,14,38,13,25,16,8,53,21,25,53]
[null,null,"BAYBORO_P.2",6,16,10,12,12,26,9,12,5,14,4,56,18,31,53,40,28,20,22,25,20,9,35,9,16,15,4,38,21,18,39]
[null,null,"BAYBORO_P.3",9,31,31,24,27,46,24,21,8,22,18,78,30,48,78,57,41,37,57,37,28,17,41,12,27,20,7,56,31,25,58]
[null,null,"BAYBORO_P.4",9,21,8,17,15,34,16,9,3,18,8,64,21,39,68,47,31,27,39,32,18,12,36,13,23,19,7,41,24,23,49]
[null,null,"DEBARY.1",17,38,30,33,41,70,29,37,19,19,9,59,30,30,52,44,29,28,31,31,21,7,31,9,12,12,5,40,23,18,36]
[null,null,"DEBARY.2",13,28,24,23,30,53,29,34,16,13,6,57,29,26,49,37,20,23,24,30,20,5,31,9,9,8,4,42,20,17,31]
[null,null,"DEBARY.3",13,20,19,19,30,38,17,25,13,16,9,52,23,26,33,36,18,12,20,22,17,5,30,9,8,8,4,35,19,17,31]
[null,null,"DEBARY.4",9,16,15,14,21,35,16,19,10,16,9,49,22,25,39,37,11,12,15,17,16,5,23,7,4,8,2,34,17,8,23]
[null,null,"DEBARY.5",28,54,58,48,49,83,41,44,24,21,12,76,32,39,68,48,44,36,29,39,22,9,33,12,15,14,5,44,24,19,40]
[null,null,"DEBARY.6",53,61,85,70,81,102,53,53,29,32,26,99,49,71,91,66,61,57,58,57,12,24,44,16,35,21,13,70,32,29,41]
[null,null,"DEBARY.7",234,268,323,271,269,229,186,173,115,144,152,246,170,213,207,219,156,146,225,193,140,157,144,91,68,92,68,131,99,114,191]
[null,null,"DEBARY.8",137,162,204,156,167,170,130,115,71,86,73,172,85,150,101,141,107,92,178,126,96,96,111,56,54,56,50,100,51,71,140]
[null,null,"DEBARY.9",167,182,226,200,205,191,154,144,75,111,110,188,130,121,161,165,115,105,180,151,111,116,126,57,53,53,58,110,63,69,146]
[null,null,"DEBARY.10",39,54,51,41,41,79,50,38,25,26,21,70,25,58,70,52,47,38,54,47,20,17,40,7,23,17,7,56,29,22,42]
[null,null,"HIGGINS_P.1",53,58,54,56,61,68,71,5,0,0,0,0,0,0,0,0,0,0,0,0,0,0,0,0,0,0,0,0,0,0,0]
[null,null,"HIGGINS_P.2",54,96,88,62,102,95,76,3,0,0,0,0,0,0,0,0,0,0,0,0,0,0,0,0,0,0,0,0,0,0,0]
[null,null,"HIGGINS_P.3",85,114,124,125,122,128,108,10,0,0,0,0,0,0,0,0,0,0,0,0,0,0,0,0,0,0,0,0,0,0,0]
[null,null,"HIGGINS_P.4",91,120,147,131,128,124,113,10,0,0,0,0,0,0,0,0,0,0,0,0,0,0,0,0,0,0,0,0,0,0,0]
[null,null,"INT.CITY.1",53,77,82,84,84,107,67,64,38,49,36,112,52,100,107,87,62,63,108,80,46,42,63,26,37,31,19,75,44,35,73]
[null,null,"INT.CITY.2",35,56,59,61,51,83,52,51,32,39,33,108,44,77,80,57,63,55,84,65,36,37,52,21,34,28,17,71,30,25,53]
[null,null,"INT.CITY.3",13,18,42,40,37,61,40,31,21,30,28,97,30,69,85,61,48,47,71,56,33,28,46,15,31,24,10,57,35,28,68]
[null,null,"INT.CITY.4",42,63,76,68,68,92,57,51,34,43,31,108,43,87,109,68,68,56,89,71,46,41,62,23,30,24,19,61,41,32,71]
[null,null,"INT.CITY.5",17,44,52,51,51,60,45,44,27,31,29,91,28,71,94,65,49,53,58,62,37,29,49,19,32,26,12,61,38,30,60]
[null,null,"INT.CITY.6",62,82,93,84,72,112,83,74,42,54,46,127,56,98,111,88,72,69,113,75,57,40,76,32,40,35,28,77,44,29,92]
[null,null,"INT.CITY.7",216,260,330,281,240,237,115,173,105,135,155,270,188,240,219,214,165,179,245,197,138,159,161,92,75,100,67,124,100,116,205]
[null,null,"INT.CITY.8",349,395,402,345,331,292,150,231,154,192,210,319,260,275,276,276,187,212,299,237,198,215,196,129,109,134,108,160,137,155,227]
[null,null,"INT.CITY.9",261,324,393,341,292,242,174,126,120,137,161,289,205,255,228,238,170,181,229,212,159,170,170,92,75,92,90,136,104,117,202]
[null,null,"INT.CITY.10",269,302,352,277,269,237,213,131,132,148,188,285,203,235,257,199,180,175,242,192,164,170,163,67,65,113,89,148,108,126,208]
[null,null,"INT.CITY.11",4,15,29,22,16,7,21,21,21,19,15,69,7,46,50,18,3,15,28,19,4,15,28,11,0,16,3,45,12,7,33]
[null,null,"INT.CITY.12",441,460,525,438,381,349,249,264,154,202,219,322,236,287,157,259,199,191,268,244,178,207,189,78,66,100,86,140,109,106,219]
[null,null,"INT.CITY.13",384,388,509,346,325,307,226,241,136,172,170,275,188,227,211,211,156,102,225,180,140,158,159,72,68,80,64,116,74,71,192]
[null,null,"INT.CITY.14",139,170,246,211,175,200,149,106,60,83,88,174,113,82,150,147,94,100,153,125,74,80,96,48,46,48,35,86,55,50,133]
[null,null,"SUWANNEE_P.1",16,49,67,59,9,18,73,53,36,88,90,227,127,185,175,162,113,124,191,135,106,107,115,56,60,62,54,114,79,78,167]
[null,null,"SUWANNEE_P.2",5,7,4,5,0,1,5,12,9,21,15,66,18,39,61,52,28,26,49,36,26,16,40,13,22,18,6,49,26,23,47]
[null,null,"SUWANNEE_P.3",19,44,54,34,10,21,85,51,66,100,105,240,163,207,199,212,143,153,214,182,139,153,138,96,86,105,97,146,114,133,211]
[null,null,"TURNER_P.1",5,10,2,0,0,0,0,0,0,0,0,0,0,0,0,0,0,0,0,0,0,0,0,0,0,0,0,0,0,0,0]
[null,null,"TURNER_P.2",5,9,2,0,0,0,0,0,0,0,0,0,0,0,0,0,0,0,0,0,0,0,0,0,0,0,0,0,0,0,0]
[null,null,"TURNER_P.3",0,7,0,0,0,0,0,0,0,0,0,0,0,0,0,0,0,0,0,0,0,0,0,0,0,0,0,0,0,0,0]
[null,null,"TURNER_P.4",7,16,9,2,12,29,9,10,5,13,5,8,15,20,36,31,15,12,16,19,17,5,30,8,7,9,4,34,19,16,26]
[null,null,"U.OF.FL.1",6884,7948,7971,7781,7972,7972,6812,7995,7971,7587,7969,7995,6802,7971,7972,7614,7971,7968,6811,7985,7960,7962,7972,7995,7970,7965,7972,7990,7970,7972,7972]
[null,null,"Gen.190MW.CT.1",0,0,0,1031,1308,1251,1053,1060,936,933,1104,1112,805,774,641,589,469,549,669,714,559,609,568,389,394,438,403,480,474,484,578]
[null,null,"Gen.190MW.CT.2",0,0,0,887,1162,1133,897,915,797,800,955,982,688,646,528,475,407,467,548,579,436,475,440,305,281,344,311,409,355,407,447]
[null,null,"Gen.190MW.CT.3",0,0,0,764,1052,977,800,809,659,700,793,795,559,600,421,414,331,376,441,457,368,401,346,239,222,266,244,329,281,296,390]
[null,null,"Gen.190MW.CT.4",0,0,0,0,0,0,0,0,0,0,0,0,0,514,553,576,459,612,677,770,787,903,909,610,588,615,630,742,703,720,773]
[null,null,"Gen.190MW.CT.5",0,0,0,0,0,0,0,0,0,0,0,0,0,0,0,322,391,494,578,692,661,810,749,522,494,542,521,626,597,677,670]
[null,null,"Gen.190MW.CT.6",0,0,0,0,0,0,0,0,0,0,0,0,0,0,0,0,0,305,472,551,532,704,641,428,409,461,418,530,519,570,587]
[null,null,"Gen.190MW.CT.7",0,0,0,0,0,0,0,0,0,0,0,0,0,0,0,0,0,0,0,270,431,544,553,315,310,399,364,409,414,452,543]
[null,null,"Gen.190MW.CT.8",0,0,0,0,0,0,0,0,0,0,0,0,0,0,0,0,0,0,0,0,0,373,463,264,248,313,282,355,319,368,427]
[]
[]
[]
[]
[]
[null,"Difference"]
[]
[null,null,"Capacity Factors",2013,2014,2015,2016,2017,2018,2019,2020,2021,2022,2023,2024,2025,2026,2027,2028,2029,2030,2031,2032,2033,2034,2035,2036,2037,2038,2039,2040,2041,2042,2043]
[]
[null,null,"Combined Cycle"]
[]
[null,null,"Hines 1",0,0,0,-3.6121016910162229E-4,-2.2965297047583766E-2,7.3938947378369146E-3,1.5283482956027994E-2,3.4121768113780926E-2,2.8966146671742909E-2,2.5923582979229365E-2,2.83290576654745E-2,2.0773754830869073E-2,2.8820385601177612E-2,3.8385565669946609E-2,4.3110007489322255E-2,3.0189097658703867E-2,4.2480188927953522E-2,5.882077936865493E-2,4.7466568692299649E-2,5.335275605884382E-2,5.1183209042748756E-2,4.8276693650709745E-2,2.7407485760965578E-2,3.2032846893826183E-2,4.1390681525085571E-2,4.4511930474066097E-2,3.6232551071598174E-2,3.8536163834990089E-2,3.2711602873869317E-2,2.1933753244857634E-2,3.4394186740097421E-2]
[null,null,"Hines 2",0,0,0,4.1704340452778377E-3,1.4059379229661939E-2,1.1772213293584466E-2,6.3709442636787905E-3,-2.718219143299061E-3,-8.1384977841963968E-3,-9.319691955506082E-5,-2.4481541568045495E-3,-8.9077467670680699E-3,-7.1283209240942669E-3,-6.3962701796171917E-4,-7.900948434665378E-3,-7.6657659507035625E-3,-1.2220048808858186E-2,-1.5800135133950954E-3,-1.3072344321135465E-2,2.1760800306534489E-3,8.8099505828821978E-3,4.2241448695706785E-3,1.3294933162836475E-2,6.5522151804118245E-3,1.0004801610492664E-2,1.9546810522441671E-4,2.8113020626209795E-3,5.1463404877471475E-3,4.7849524112264508E-3,-4.4470958000120131E-4,1.5993694452535179E-3]
[null,null,"Hines 3",0,0,0,-2.5440830042264828E-3,-5.5327534084647079E-3,1.0370831403309078E-3,2.3626962705767252E-3,-4.4644867116234166E-3,2.2531373050774239E-3,1.1809753801799827E-2,-2.1108978742377382E-3,-4.2674621801129242E-3,-9.7177366828595235E-3,-1.9926737177069498E-2,-1.2002923085466133E-2,-2.4070450146333078E-2,-1.5089114895443234E-2,-6.9186221746876386E-3,-9.2008181763858499E-4,-1.6291485230313429E-2,-1.8108203526704281E-2,-1.0008741605190108E-2,-6.9819062719058689E-3,-1.0030845495598573E-2,6.8342523681824696E-3,-1.2454978036849973E-2,6.4598019577793431E-3,-2.3580325765408805E-3,-1.3407186441826424E-2,-1.4322579625247911E-2,-6.8444851303525733E-3]
[null,null,"Hines 4",0,0,0,7.1695355270886552E-3,-3.7565440899878233E-4,8.9890171111917105E-3,2.5845772435440506E-2,1.5710603958284275E-2,2.3305202897434985E-2,1.2839129832627028E-2,3.0541461086196764E-2,3.8133058968098654E-2,1.4818239585536019E-2,3.9677146062961244E-2,4.0062019921087377E-2,2.9809576031494978E-2,2.4358309523897503E-2,2.3231282646173745E-2,4.6617446385205819E-2,2.9235297762533252E-2,3.7877348780452791E-2,3.6692952390801503E-2,4.3729861692802463E-2,4.602628148818011E-2,4.1692367421791943E-2,3.7267481928103363E-2,4.3834156490526466E-2,3.4979831769109571E-2,1.6344383045182542E-2,3.155205993203658E-2,2.7403300905461225E-2]
[null,null,"Bartow CC",0,0,0,-3.6033814107855333E-3,-1.4803967198365853E-2,-2.7793951833553598E-2,-1.1630714824025001E-2,-1.9989979278857817E-2,-2.3631431459112395E-3,8.3941726662136729E-3,-5.5792378352169103E-3,4.0296504593802518E-3,-1.1366845111399737E-2,1.0469103875087371E-2,-4.0369144964763626E-3,-1.5234991736787773E-3,-5.607474815534641E-3,1.2443745119384841E-3,-3.1927261538701734E-3,-1.0672262216637918E-2,2.736066023902195E-3,1.6944135568663532E-2,-4.5948382799979037E-3,-1.0524670199812403E-2,-2.4168907774127557E-2,-1.2552798284749422E-2,-1.0293839859321474E-2,-7.3553258385071207E-3,-1.5423233387405477E-3,-6.2520569179628227E-3,-2.5644046573491064E-2]
[null,null,"Gen 2x1 CC 1",0,0,0,0,0,-7.6332025130415593E-3,9.3079628632086742E-4,-4.5958399157453034E-3,-5.3642912217329863E-3,-3.1501843108676653E-3,-1.0786674693962217E-3,-2.2577672459189735E-3,-4.8995532177824597E-3,-2.2801208318810051E-3,-2.3118075139685335E-3,-1.535018430753099E-3,-6.2053085754909532E-5,-2.2048649619229588E-3,3.7891990662997088E-4,-2.3512374934174796E-3,-5.0078160482480705E-3,-1.1301583277879557E-3,1.0403793952067364E-3,-3.7914691943127243E-3,-2.9811886730674031E-3,-3.3469057954940151E-3,-4.0030841703896369E-3,1.5797788309636074E-3,-3.3772721991615073E-3,-2.5481373512045158E-3,1.3348014829368537E-3]
[null,null,"Gen 2x1 CC 2",0,0,0,0,0,-2.7202305890830614E-2,-9.0452274575661962E-3,-7.0063191153239002E-3,-3.1224584640410225E-3,-5.2071780897154918E-3,-4.3133495991632964E-3,1.1387572406530433E-3,-3.6320859342818812E-3,-6.3663825427507925E-3,-1.4192993018367073E-3,-5.5160610847815317E-4,1.2542644992977747E-3,-4.0374114093181257E-3,2.4517570265220057E-3,-1.7522380200105658E-3,-1.57773271227446E-3,-3.9661163746211869E-3,8.7798514950832018E-4,-4.1653501843075258E-3,-3.7601529410521417E-3,-4.4189718727886129E-3,-4.9946132640450447E-3,1.3428120063192495E-3,-4.3503173949323015E-3,-5.3656115001531335E-3,-8.5686069478341231E-4]
[null,null,"Gen 2x1 CC 3",0,0,0,0,0,0,0,0,-5.990817588696018E-3,-9.0228379399734937E-3,-6.40850024573969E-3,3.8711909265876088E-4,-1.285830124494125E-3,-3.3329708044973483E-3,-3.2531226811346459E-3,-3.9865029967410814E-3,-1.3023504258794505E-3,-7.7962055621101367E-3,-5.2341821555964563E-3,-2.6274678842157506E-3,-3.2173286947998481E-3,-4.0763843668389921E-3,-3.7996693186340691E-3,-2.5107830513221296E-3,-6.4291506224710693E-3,-4.8528385319509537E-3,-4.7853806346274119E-3,-1.5827954391329779E-3,-2.7038226600714088E-3,-9.3353469745133255E-3,-2.8635189067965916E-3]
[null,null,"Gen 2x1 CC 4",0,0,0,0,0,0,0,0,0,0,0,3.7945034727123739E-3,3.1939249345025456E-4,-2.2164737692029757E-3,-5.4861167517233911E-3,-5.2453264292520174E-3,-1.8034662345689512E-3,3.770758791209472E-3,-8.0646604596222859E-3,-3.7311691271150194E-3,-8.0398800075441867E-3,-9.4922898376742504E-3,-5.9349182726923244E-3,-1.1505124523308097E-2,-6.7361528898826073E-3,-2.1958233924715964E-3,-8.9801604947279401E-3,-4.3626399874804322E-3,-1.0701025222370042E-2,-1.5474015630957405E-3,-6.5874701774142341E-3]
[null,null,"Gen 2x1 CC 5",0,0,0,0,0,0,0,0,0,0,0,0,0,0,-7.1870671072055137E-3,-1.0089806138445789E-3,-4.1438422641623118E-3,-1.2390226039016294E-4,-5.2906265186629664E-3,-7.5900051890430698E-3,-7.3969649452970687E-3,-2.3073354268225987E-3,-4.8101610867055111E-3,-1.227249889492632E-3,-2.8662722903609605E-3,-5.7201543546825384E-3,-2.0154767690144793E-3,5.8479692720788679E-3,-6.5544295746435832E-3,-5.2933799022274464E-3,-6.8559250749256062E-4]
[null,null,"Gen 2x1 CC 6",0,0,0,0,0,0,0,0,0,0,0,0,0,0,0,0,0,0,0,0,0,0,0,-4.8376330528526745E-3,-2.3197256528616483E-3,-6.4002400950469163E-3,-5.506767128438117E-5,-1.5686559829118485E-2,-7.3295070479735269E-3,-4.7606001825493127E-3,3.6330896129982415E-3]
[null,null,"Tigerbay.1",0,0,0,-3.9231255452413238E-3,-1.011138237790421E-3,5.6372266521370618E-3,-1.2086507329442386E-2,7.7156543679379741E-3,2.5514213564968857E-3,-9.5298469147184761E-3,-3.012458480463498E-3,-1.226042031249186E-2,-1.5769565262948593E-3,-2.157968083657269E-2,1.1059651916971558E-2,-1.5431308735875948E-2,-3.5300774332805984E-2,-3.7207791527395062E-2,1.1782641952282624E-2,2.6746208777144398E-2,1.3710615379779356E-2,-4.1860075232876826E-3,-3.381288179636821E-2,5.1402869993574241E-3,-4.8906608548047292E-2,1.9793161981202179E-2,2.4414011337322572E-3,-1.3153701894697223E-2,-1.4774144199838357E-3,6.4178463279440656E-3,-7.1670316543899215E-3]
[]
[]
[null,null,"Combustion Turbines"]
[]
[null,null,"AVON.PK_P.1",0,0,0,0,0,0,0,0,0,0,0,0,0,0,0,0,0,0,0,0,0,0,0,0,0,0,0,0,0,0,0]
[null,null,"AVON.PK_P.2",0,0,0,0,0,0,0,0,0,0,0,0,0,0,0,0,0,0,0,0,0,0,0,0,0,0,0,0,0,0,0]
[null,null,"BARTOW_P.1",0,0,0,9.5918660975492797E-4,-2.1646062821684546E-4,-2.1646062821684549E-4,-1.4430708547789696E-4,1.0071459402426742E-3,-4.088700755207081E-4,-3.1266535186877679E-4,1.8038385684737122E-3,-1.5346985756078848E-3,9.3799605560633006E-4,7.2153542738948484E-4,-2.6937322622540764E-3,-3.5969497865809795E-4,-7.2153542738948484E-4,9.3799605560633016E-4,2.0684015585165235E-3,0,9.860984174322959E-4,2.2127086439944202E-3,-1.6595314829958153E-3,-2.3979665243873262E-5,3.3912165087305783E-3,-1.9240944730386262E-4,-2.1646062821684546E-4,7.193899573161959E-4,1.3468661311270382E-3,1.5392755784309009E-3,7.2153542738948549E-5]
[null,null,"BARTOW_P.2",0,0,0,2.3017608470479907E-3,-2.4706751639419983E-3,-3.6944675348665225E-4,-2.3321326313845009E-3,1.242950857405915E-3,3.0017548720790571E-4,-6.9271266278747405E-5,4.7566269511406661E-3,-2.9922891011623879E-3,6.9271266278747665E-4,-4.5488131523044231E-3,-3.6021058464948755E-3,8.0561629646679934E-4,-1.6625103906899421E-3,-2.4014038976632483E-3,-2.9555740278932319E-3,-2.301760847047904E-5,4.5719035743973391E-3,3.5790154244019576E-3,-3.0941165604507267E-3,4.1431695246863919E-4,5.2646162371848167E-3,6.0035097441581229E-4,-9.9288814999538171E-4,1.8414086776384099E-4,1.8472337674332682E-3,5.9111480557864603E-3,-4.7335365290477518E-3]
[null,null,"BARTOW_P.3",0,0,0,1.1277330264672035E-3,-1.6160683366039485E-4,-4.8482050098118455E-4,-8.0803416830197393E-4,1.2658227848101266E-3,-9.9272769248528233E-4,1.1543345261456786E-4,1.5468082650352075E-3,-1.1967779056386648E-3,8.0803416830197415E-4,9.003809303936277E-4,-2.978183077455847E-3,-6.9044879171461463E-4,-1.8469352418330818E-4,4.8482050098118423E-4,1.9854553849705642E-3,3.9125431530494855E-4,2.2624956712455277E-3,2.2624956712455268E-3,-2.2855823617684403E-3,0,3.4168301973912037E-3,1.1543345261456764E-4,-3.9247373888953024E-4,2.9919447640966651E-4,3.0012697679787626E-4,1.4313748124206397E-3,4.155604294124439E-4]
[null,null,"BARTOW_P.4",0,0,0,3.9972661185096216E-3,-6.1698901053243889E-3,-7.4786546731204703E-4,-3.7393273365602334E-3,-1.5533417558975214E-3,1.2464424455200813E-4,-1.1633462824854057E-3,5.0480919043563166E-3,-3.9351324482737177E-3,4.9857697820803251E-4,-7.4371065916031317E-3,-3.8016494588362353E-3,-1.1805397344821153E-3,-2.3682406464881484E-3,-2.8044955024201764E-3,-4.1132600702162569E-3,5.1778058529917265E-4,5.4635727195296753E-3,4.0093898664229181E-3,-3.5108128882148874E-3,1.7190315431932553E-3,6.1283420238070502E-3,2.0150819535907924E-3,-8.7250971186405516E-4,2.8995712776753654E-4,1.9319857905561212E-3,6.190664146083053E-3,-5.5258948418056789E-3]
[null,null,"BAYBORO_P.1",0,0,0,1.9468165125436933E-3,-2.6631158455392781E-4,-1.2649800266311588E-3,-1.5534842432312472E-3,1.6592186186451926E-3,-2.885042166000888E-4,-1.9973368841544607E-4,2.1970705725699066E-3,-1.4158665545772314E-3,8.8770528184642676E-4,-3.2179316466932973E-3,-3.6395916555703508E-3,-1.5928498738993851E-3,-1.2649800266311584E-3,-1.5534842432312472E-3,-8.8770528184642893E-5,6.1944161762753861E-4,3.5064358632933865E-3,3.1291611185086544E-3,-7.7674212161562336E-4,0,3.6617842876165113E-3,1.3315579227696412E-4,-5.1043053706169555E-4,-3.7608955355957711E-4,1.2871726586773189E-3,3.1291611185086539E-3,-2.3524189968930323E-3]
[null,null,"BAYBORO_P.2",0,0,0,1.3580388997583152E-3,2.0781379883624265E-4,-1.639419968597026E-3,-7.3889350697330753E-4,1.2659684658763957E-3,-4.8489886395123303E-4,-2.0781379883624265E-4,2.2397709430128383E-3,-1.5421797675221546E-3,4.8489886395123292E-4,-2.7708506511499005E-4,-3.4404728918444628E-3,-9.89757164230636E-4,-8.7743603953080256E-4,-6.6962224069455969E-4,1.4546965918536994E-3,6.4449303717343783E-4,2.6092176964994918E-3,2.6323081185924079E-3,-1.2237923709245402E-3,9.2070433881919628E-5,4.0177334441673599E-3,-3.4635633139373789E-4,-3.9253717557956964E-4,1.0588099896420766E-3,9.6979772790246627E-4,2.6092176964994914E-3,-1.2237923709245402E-3]
[null,null,"BAYBORO_P.3",0,0,0,1.563721657544957E-3,1.5685923004526547E-4,-1.1876484560570072E-3,-1.4565499932774617E-3,1.4743661342566739E-3,0,-1.0980146103168557E-3,2.3080715278089008E-3,-2.8146989835809233E-3,4.9298615157083309E-4,-1.8823107605431813E-3,-3.966297674001704E-3,-1.5190438959008156E-3,-1.6582261461928023E-3,-1.6806346076278398E-3,-9.8597230314166617E-4,1.0946051602814706E-3,2.8682830636848474E-3,2.3977053735490523E-3,-8.7392999596647711E-4,3.7976097397520369E-4,3.5629453681710215E-3,2.9130999865549208E-4,-4.2576076726571956E-4,-4.9145537808555767E-4,1.2996907632321962E-3,3.450903060995832E-3,-3.137184600905302E-3]
[null,null,"BAYBORO_P.4",0,0,0,1.6754160616553116E-3,2.0167615291534079E-4,-1.1876484560570072E-3,-1.2324653789270827E-3,1.8541271082318776E-3,0,-2.913099986554923E-4,2.6890153722045444E-3,-2.2115492013850104E-3,6.0502845874602215E-4,-9.6356384170662862E-4,-4.6609599784878768E-3,-4.2443873561934502E-4,-7.842961502263256E-4,-8.9633845740151466E-4,3.8094384439564359E-4,6.7016642466212429E-4,3.5629453681710211E-3,2.9579169094249994E-3,-1.3669161475373102E-3,-2.904054506869206E-4,3.742213059651325E-3,-5.6021153587594683E-4,-4.2576076726571956E-4,8.0419970959455002E-4,1.0756061488818177E-3,2.8682830636848474E-3,-2.0615784520234834E-3]
[null,null,"DEBARY.1",0,0,0,1.3017343696159881E-3,3.2640835605391512E-4,-9.4082408509657848E-4,-1.3824353903459927E-3,5.7429457483058281E-5,-9.600245766291616E-4,-1.3440344072808245E-4,1.7856457125302407E-3,-8.4229870975152145E-4,3.4560884758649824E-4,5.3761376291233069E-4,-3.4368879843323982E-3,-4.5943565986446581E-4,-7.6801966130332936E-4,-7.296186782381627E-4,8.8322261049882849E-4,3.828630498870552E-4,2.2080565262470719E-3,2.7072693060942359E-3,-1.1712299834875767E-3,-3.828630498870552E-5,2.8416727468223183E-3,-7.6801966130332676E-5,-4.6081179678199758E-4,9.3801447222328525E-4,3.4560884758649867E-4,2.6688683230290692E-3,-7.2961867823816313E-4]
[null,null,"DEBARY.2",0,0,0,1.3075262000515086E-3,5.1666236114699055E-4,-9.9358146374421176E-5,-1.4705005663414343E-3,6.7357410305683794E-4,-7.7499354172048571E-4,3.5768932694791623E-4,1.9076764103888874E-3,-1.6839352576420944E-3,-1.5897303419907345E-4,7.153786538958329E-4,-3.5371500109293956E-3,-2.3773203637300101E-4,-3.179460683981482E-4,-4.5704747332233763E-4,1.5698587127158559E-3,9.9055015155417522E-5,2.5236969179102992E-3,2.8416429863084469E-3,-1.4903721956163189E-3,-1.9811003031083472E-4,2.7422848399340262E-3,3.5768932694791645E-4,-3.7756095622280069E-4,3.9622006062166835E-4,-1.589730341990741E-4,2.5435685471851838E-3,-2.7820280984837973E-4]
[null,null,"DEBARY.3",0,0,0,1.1885424507745335E-3,-1.9868865487780631E-4,-3.9737730975561306E-5,-4.7685277170673567E-4,8.3197971554217352E-4,-7.7488575402344525E-4,-1.1921319292668413E-4,1.4504271806079871E-3,-1.3470147775444708E-3,4.7685277170673567E-4,3.9737730975561263E-4,-2.3047883965825553E-3,-4.7541698030981357E-4,-1.9868865487780761E-5,7.947546195112259E-4,1.4106894496324256E-3,6.1408026623350868E-4,2.4836081859725811E-3,2.7816411682892906E-3,-1.6292469699980133E-3,-2.1789944930866452E-4,3.437313729386052E-3,3.1790184780449045E-4,-3.9737730975561295E-4,6.5369834792599344E-4,6.358036956089809E-4,1.5497715080468905E-3,-4.3711504073117458E-4]
[null,null,"DEBARY.4",0,0,0,1.1390887290167865E-3,4.0088997574615659E-5,-2.0044498787307992E-5,-9.4209144300346783E-4,9.5923261390887336E-4,-5.4120146725731124E-4,-1.6035599029846264E-4,1.2828479223877007E-3,-1.2789768185451642E-3,3.808454769588486E-4,3.2071198059692484E-4,-2.9465413217342499E-3,-8.9928057553956839E-4,3.4075647938423283E-4,6.815129587684661E-4,1.4632484114734711E-3,9.9920063948840928E-4,2.1447613702419372E-3,2.5656958447754013E-3,-1.4832929102607788E-3,-1.9984012789768177E-5,3.9287217623123335E-3,0,-2.0044498787307824E-4,3.3972821742605901E-4,3.0066748180961728E-4,2.685962837499248E-3,1.2026699272384709E-4]
[null,null,"DEBARY.5",0,0,0,1.5323198516069198E-3,1.8201306449329609E-4,-1.0516310392945979E-3,-2.3257224907476687E-3,7.8632202911407736E-4,-1.1527494084575401E-3,1.4156571682811918E-4,2.1032620785891966E-3,-1.4113472317432152E-3,3.2357878132141483E-4,-2.0223673832588411E-4,-4.5907739599975721E-3,-2.4194523972740929E-4,-1.2943151252856589E-3,-7.8872327947094841E-4,1.5976702327744866E-3,1.0081051655308699E-4,3.5391429207029743E-3,3.2762351608793257E-3,-1.0920783869597748E-3,-3.2259365296987764E-4,3.2762351608793244E-3,1.2134204299553051E-4,-5.055918458147107E-4,5.6453889269728573E-4,9.1006532246647913E-4,3.0942220963860291E-3,-9.9096001779683338E-4]
[null,null,"DEBARY.6",0,0,0,3.9618081692484449E-4,-4.9672163719451622E-4,-9.7357440890125102E-4,-2.9207232267037557E-3,1.2083514916207756E-3,-3.1790184780449001E-4,7.9475461951122612E-4,2.8809854957281941E-3,-2.7732657184739119E-3,-1.5895092390224436E-4,-2.4637393204848005E-3,-4.7089211206040133E-3,-6.1408026623350868E-4,-1.9471488178025029E-3,-1.8080667593880391E-3,6.7554142658454112E-4,3.1694465353987629E-4,6.2189548976753425E-3,2.9405920921915358E-3,-5.5632823365785785E-4,2.7732657184739132E-4,2.7419034373137295E-3,8.1462348499900623E-4,-1.0530498708523743E-3,-3.0307832494750604E-3,5.7619709914563883E-4,4.4307570037750849E-3,-1.1921319292668413E-4]
[null,null,"DEBARY.7",0,0,0,5.3402305950174984E-3,-4.3491727537877823E-3,1.6002890844797786E-3,-3.1489559404279492E-3,-2.4577928762610675E-3,7.872389851069847E-4,-1.316366827555945E-3,4.2846449681232749E-3,-4.979925880172948E-3,-1.5228557416823683E-3,-6.1301396381281785E-3,-1.935833569935215E-3,3.3070825612518014E-3,2.1681335983274388E-3,-1.9487391270681144E-3,-3.0199003690989344E-3,9.1362981264154694E-4,6.4269674521849132E-3,2.7359781121751026E-3,8.9048344217019897E-4,1.8915997529339087E-3,8.1692176651266026E-3,1.8713057842707059E-3,-4.5169449965155005E-4,2.3291126209594396E-3,2.0261724698655247E-3,5.2912784244895841E-3,-5.0460728389644591E-3]
[null,null,"DEBARY.8",0,0,0,3.4993510294454491E-3,-2.7439218939442293E-3,-9.0613234637228202E-4,-1.6591155637802318E-3,1.7687628839742463E-3,3.5734796758343356E-4,-5.4878437878884585E-4,5.6665177716801731E-3,-4.5936935331992949E-3,2.2078999425690759E-3,-5.2453576670282703E-3,-2.7949716035990061E-3,1.1070674165881977E-3,-1.2251930317146321E-3,-1.0720439027503033E-3,-6.827898666326335E-3,2.5449825668694137E-4,5.4750813604747643E-3,2.501435773084041E-3,-2.7694467487716177E-3,9.0346881123864325E-4,5.4240316508199857E-3,-2.2972369344649319E-4,-2.1696126603279946E-3,6.3624564171735343E-4,3.3182311275604627E-3,4.9007721268585274E-3,-5.8324293280581953E-3]
[null,null,"DEBARY.9",0,0,0,2.7643046366091217E-3,-4.7236413113239031E-3,4.620953456729894E-4,-4.0690062382871661E-3,-9.086371722187396E-4,8.215028367519828E-4,-1.219418273303725E-3,3.1833234924139361E-3,-3.6729418088278579E-3,-1.8740533463404603E-3,-3.2475034015351841E-3,-1.3092701460734758E-3,1.9196559976452227E-3,1.7842014735707113E-3,-6.417990912124874E-4,-3.8764665109234236E-3,-4.8631285273678833E-4,5.1985726388211456E-3,1.1809103278309745E-3,-1.3991220188432213E-3,1.9708468242490944E-3,7.1111339306343564E-3,1.3349421097219724E-3,-2.079429055528458E-3,5.5030138599163232E-4,3.1576515287654351E-3,7.0597900033373562E-3,-3.6197468744384245E-3]
[null,null,"DEBARY.10",0,0,0,1.4969280433197957E-3,9.1388584260274682E-5,-1.1358295472348426E-3,-2.7938795759569692E-3,1.2365927314380919E-3,-8.3555277037965421E-4,2.6111024074364133E-5,8.8777481852838247E-4,-6.3782151411017392E-4,1.1749960833463886E-3,-1.3316622277925742E-3,-3.4988772259648021E-3,-5.3368738935749213E-4,-1.8016606611311291E-3,1.3055512037182283E-5,6.5277560185910549E-5,-1.4318442153493649E-4,4.3735965324560025E-3,2.3630476787299595E-3,-2.5197138231761451E-3,3.2541913985212941E-4,2.5197138231761451E-3,-2.611102407436435E-5,-6.6583111389628702E-4,0,1.0574964750117498E-3,3.7860984907828084E-3,-7.4416418611937974E-4]
[null,null,"HIGGINS_P.1",0,0,0,1.5938069216757727E-3,5.7077625570776339E-4,-1.8264840182648408E-3,-4.2237442922374423E-3,-1.3706140350877194E-3,0,0,0,0,0,0,0,0,0,0,0,0,0,0,0,0,0,0,0,0,0,0,0]
[null,null,"HIGGINS_P.2",0,0,0,1.5027322404371577E-3,-4.8858447488584469E-3,9.1324200913242906E-5,-4.3378995433789955E-3,2.4122807017543857E-3,0,0,0,0,0,0,0,0,0,0,0,0,0,0,0,0,0,0,0,0,0,0,0]
[null,null,"HIGGINS_P.3",0,0,0,3.1063403858765035E-3,-3.7042165755037052E-3,-8.654711625008648E-4,-2.5964134875025961E-3,9.4592464133690666E-4,0,0,0,0,0,0,0,0,0,0,0,0,0,0,0,0,0,0,0,0,0,0,0]
[null,null,"HIGGINS_P.4",0,0,0,6.3078216989066217E-4,-4.0770420357092649E-3,9.8411359482637219E-4,-2.7414592998734715E-3,1.3714101323007424E-3,0,0,0,0,0,0,0,0,0,0,0,0,0,0,0,0,0,0,0,0,0,0,0]
[null,null,"INT.CITY.1",0,0,0,1.8680078004721344E-3,-2.5945144551519656E-3,-1.2972572275759819E-3,-2.5739230705872666E-3,-6.9793698039618147E-4,-6.1774153694094417E-4,2.6768799934107513E-4,3.7888147599044555E-3,-3.1201888535358734E-3,1.5031710732229643E-3,-4.6742442961864748E-3,-4.7977926035746637E-3,-7.8004721338396921E-4,-4.1182769129396307E-4,-1.5443538423523598E-3,-3.0269335310106251E-3,-4.1055116493893089E-4,3.8711802981632477E-3,2.8004283007989454E-3,-2.4297833786343791E-3,1.826952683978241E-3,5.5184910633390982E-3,8.8542953628201974E-4,-1.0501606127996047E-3,-9.8532279585343378E-4,1.5855366114817561E-3,3.1710732229635126E-3,-3.1298904538341159E-3]
[null,null,"INT.CITY.2",0,0,0,1.0033025375193348E-3,-1.4676590837614089E-4,-6.9189642520180259E-4,-2.8724184925044559E-3,1.0451068099159681E-4,-7.1286298354125179E-4,1.8869902505503668E-4,2.4111542090365866E-3,-4.2013293758622131E-3,9.0156200859628933E-4,-3.124017192577838E-3,-3.1240171925778397E-3,5.4345554115630725E-4,-2.4740538840549321E-3,-1.782157458853129E-3,-1.0692944753118777E-3,-8.3608544793277971E-5,5.1368067931649025E-3,2.0756892756054099E-3,-2.1595555089632037E-3,1.2332260357008486E-3,3.6901142677429502E-3,1.6773246671558835E-4,-1.2579935003669146E-3,-3.1353204297479217E-4,2.6208197924310721E-3,4.9271412097704158E-3,-1.3628262920641586E-3]
[null,null,"INT.CITY.3",0,0,0,2.0300783030202593E-3,-6.2341548564066613E-5,-8.5200116370890647E-4,-2.1819541997423215E-3,8.70033558437254E-4,-5.1951290470055272E-4,-3.5326877519637574E-4,2.1819541997423219E-3,-3.666569996271284E-3,1.4338556169735256E-3,-3.096296912015295E-3,-3.9067370433481562E-3,-2.6929610142105431E-4,-1.4961971655375918E-3,-2.0157100702381451E-3,-1.5377581979136353E-3,2.9001118614575133E-4,4.4885914966127753E-3,2.8053696853829854E-3,-1.2883920036573715E-3,5.3859220284210949E-4,4.4054694318606874E-3,2.9092722663230956E-4,-4.5717135613648633E-4,5.8002237229150266E-4,1.5793192302896797E-3,2.4313203939985875E-3,-3.2001994929554039E-3]
[null,null,"INT.CITY.4",0,0,0,1.6723456738507855E-3,-7.3393725884918649E-4,-1.1323603422244595E-3,-1.6146619694682104E-3,6.8984259046344851E-4,-2.9357490353967451E-4,-3.5648381144103361E-4,3.8584130179500076E-3,-2.4249012270836385E-3,2.0130850528434826E-3,-3.501929206508974E-3,-4.9278644522731075E-3,-2.090432092313483E-5,-2.2437510484817989E-3,-1.4469048817312537E-3,-1.8453279651065267E-3,-1.8813888830821347E-4,4.4455628250293575E-3,0,-2.5582955879885931E-3,1.316972218157493E-3,5.0117429961415872E-3,1.2372085220600571E-3,-9.8557289045462159E-4,9.8250308338733612E-4,1.3630263378627758E-3,4.2358664653581613E-3,-3.0615668511994633E-3]
[null,null,"INT.CITY.5",0,0,0,1.582278481012658E-3,-1.946925128031489E-3,2.751089854827098E-4,-2.433656410039362E-3,4.008438818565406E-4,-6.9835357853303449E-4,2.5394675583019456E-4,3.4917678926651703E-3,-2.6371308016877636E-3,4.8673128200787215E-4,-2.8145765437846528E-3,-4.7615016718161422E-3,-8.8607594936708847E-4,-1.3543826977610359E-3,-2.6452787065645231E-3,3.1743344478774201E-4,-6.7510548523206683E-4,4.1689592415456896E-3,2.6876031658695562E-3,-1.1004359419308418E-3,6.3291139240506319E-4,3.5129301223176877E-3,4.6556905235535604E-4,-8.2532695644813134E-4,-2.1097046413502164E-4,1.1850848605409062E-3,2.9838743810047825E-3,-2.0950607355991026E-3]
[null,null,"INT.CITY.6",0,0,0,2.1141215106732364E-3,1.2353050173972112E-4,-1.9353111939222987E-3,-3.8912108048012187E-3,-9.2364532019704407E-4,-6.1765250869860603E-4,-1.4411891869634073E-4,3.8294455539313599E-3,-3.5919540229885048E-3,1.6470733565296164E-3,-4.179448642193901E-3,-4.5912169813263071E-3,-6.1576354679803054E-4,-2.1617837804451213E-3,-2.2853142821848433E-3,-4.220625476107142E-3,4.515599343185555E-4,3.7882687200181181E-3,3.7676803030614976E-3,-2.7176710382738681E-3,1.1288998357963874E-3,4.4882748965432038E-3,6.5882934261184698E-4,-1.502954437833275E-3,2.0525451559934293E-4,2.0176648617487806E-3,6.4647629243787443E-3,-4.5500401474130661E-3]
[null,null,"INT.CITY.7",0,0,0,2.1360922380070022E-3,-2.0648891412642298E-3,-3.6135559972123865E-4,-2.1810391554603417E-3,7.9781758287008481E-4,1.032444570632108E-4,6.8399452804377738E-4,3.7297060114085141E-3,-3.8604076590487944E-3,-1.4196112846191558E-3,-7.6271842655447411E-3,-3.2651059546240646E-3,2.496396952851556E-3,4.0265338254652436E-3,-4.2588338538574692E-3,-3.8587615827375306E-3,1.1581222977146387E-3,4.1814005110600641E-3,3.4328781973517776E-3,-4.6460005678445118E-4,2.5864731315626919E-3,9.3694344784864374E-3,1.5744779702139746E-3,1.9358335699352219E-4,1.6342392423306564E-3,1.5873835273468757E-3,6.05270629533077E-3,-5.5622951242805113E-3]
[null,null,"INT.CITY.8",0,0,0,6.7558822768099824E-3,-1.9860328668968585E-3,1.090370985747293E-3,-2.5441989667436861E-3,8.0242279916133835E-4,1.8172849762454896E-3,-9.6056491601547236E-4,4.3744645499623584E-3,-2.3037299717857812E-3,-3.4788026688127929E-3,-6.8407798748669479E-3,-2.6220826085827757E-3,2.6272875520927733E-3,7.23019808406241E-3,-3.0893844596173309E-3,-3.4788026688127929E-3,3.9991716925944117E-3,4.2576390872037205E-3,4.1148524104987171E-3,-5.7114670682001031E-4,4.0509409054435303E-3,8.8138321347906237E-3,1.7264207274332154E-3,1.1682546275863792E-4,4.0121139958066918E-3,2.7778498922609619E-3,6.3215555959396669E-3,-5.1792621822996411E-3]
[null,null,"INT.CITY.9",0,0,0,5.5979512785205958E-3,-4.2204984576465869E-3,1.109978187637941E-3,-7.7440338672414566E-5,1.5442624216608324E-4,-2.8394790846551776E-4,9.4219078718104331E-4,4.8529278901379702E-3,-4.0150822963182231E-3,-2.3361168832845003E-3,-8.7636649930949058E-3,-3.2524942242414048E-3,1.5957378357162183E-3,7.3955523432155806E-3,-4.0139908878534802E-3,-7.6149666361207541E-4,1.183934523273325E-3,5.45954387640522E-3,2.2715832677241594E-3,-9.5509751029311182E-4,3.062787136294029E-3,1.0260844874094916E-2,2.4264639450689868E-3,-2.039262251706914E-3,3.2944264995431547E-3,2.4522773912931256E-3,6.0919733088966015E-3,-3.6526026407155479E-3]
[null,null,"INT.CITY.10",0,0,0,4.002213442804381E-3,-2.052168974818986E-3,1.0970714645258742E-3,-2.0134488054827752E-3,4.7614758001209533E-4,-2.4522773912931239E-3,-2.0650756979310667E-4,3.5493488558189963E-3,-5.1990168195915412E-3,-2.3361168832845003E-3,-5.1497825217155617E-3,-4.8142077208017664E-3,5.8038529347420389E-3,2.645878237974162E-3,-2.7749454690948507E-3,-9.9381767962932258E-4,1.9689345876175886E-3,4.9174615056983145E-3,5.0981556292672842E-3,-1.2777655880948386E-3,6.2156562471849374E-3,4.8142077208017655E-3,2.0263555285948455E-3,-9.9381767962931737E-4,-5.4049184758129913E-4,2.7104118535345063E-3,6.5953355102672997E-3,-6.4533615560345373E-3]
[null,null,"INT.CITY.11",0,0,0,-1.3100007641671111E-4,-1.0085839262418189E-3,0,-8.3317802602585027E-4,2.2270012990840914E-3,-2.2144994902266028E-3,-4.0562614424942715E-4,2.0829450650646261E-3,-5.4910865364671468E-3,2.3022024403345875E-4,-1.863687689794666E-3,-3.8808555422783038E-3,1.7248343394866985E-3,1.9294649023756541E-3,-3.0696032537794508E-4,2.5543484218950412E-3,3.6789188127026406E-3,4.9990681561551033E-3,-4.2755188177642312E-4,-2.4227939967330645E-3,1.0589172843684159E-3,7.1477904338007169E-3,-2.6310885032395249E-4,-4.056261442494272E-4,-2.761918277785662E-3,7.5643794468136416E-4,1.6444303145247046E-3,-4.1768529988927506E-3]
[null,null,"INT.CITY.12",0,0,0,5.5188685641449839E-3,-2.2985066507085969E-3,1.3736637379974381E-3,-1.5368713108288232E-3,1.4915860984175688E-4,1.0608492234039646E-3,-6.800315534640812E-4,4.5018088839322151E-3,-2.3729778838461266E-3,-2.9649375731033885E-3,-8.9628158746565822E-3,-2.5841199031634982E-4,2.196699526760406E-3,3.318553980904717E-3,-2.5841199031635051E-3,-2.2577047575007489E-3,1.6000650873933854E-3,6.3514947093545153E-3,2.1080978157386535E-3,-1.210456165166067E-3,5.4917488169010254E-3,1.1261322525365176E-2,1.482468786551696E-3,-2.4617142235399724E-3,3.2001301747867708E-3,4.4474063596550862E-3,7.8475641269754887E-3,-7.4803470881048932E-3]
[null,null,"INT.CITY.13",0,0,0,7.4850502393317697E-3,-2.9513369420341128E-3,5.4402524277123721E-5,-3.1825476702118972E-3,6.6443380747691419E-4,2.01289339825368E-3,-2.189701602154339E-3,4.610613932486466E-3,-7.0646941570504593E-3,-2.3801104371242825E-3,-5.0730353888420454E-3,-2.3937110681935617E-3,2.6848549771516135E-3,2.189701602154339E-3,-7.7523597094905292E-4,-4.1345918450616109E-3,1.2475083732219616E-3,4.4882082528629325E-3,1.2104561651660635E-3,-2.2169028642929026E-3,1.8983823070768974E-3,7.0043250006800312E-3,1.4960694176209717E-4,-1.1696542719582181E-3,2.0746606641626111E-3,4.6650164567635932E-3,8.5819982047167023E-3,-7.7387590784212378E-3]
[null,null,"INT.CITY.14",0,0,0,4.8524713906374257E-3,-4.8669695003244855E-4,4.7317759030932049E-4,-1.9738265195760312E-3,3.6258744557818544E-3,1.1897036556348687E-3,9.1931646117239876E-4,3.9746917585983116E-3,-5.5803420992330422E-3,-1.500648929266709E-3,-2.92018170019468E-3,-1.9873458792991575E-3,-2.6958174392431589E-5,5.0021630975556966E-4,-1.649361886221069E-3,-4.3532338308457721E-3,-1.7522813355079665E-4,5.3131083711875412E-3,3.8530175210902025E-3,-2.0414233181916507E-3,1.2670341964442161E-3,6.9895089768548576E-3,3.5150335280121139E-4,-1.1491455764654985E-3,1.1187642372858502E-3,2.7985074626865666E-3,5.651092364265628E-3,-5.2860696517412938E-3]
[null,null,"SUWANNEE_P.1",0,0,0,9.1902965785291627E-4,5.5696397019282468E-4,1.9205654144580167E-3,-2.8232311592532849E-3,1.2828122307530299E-3,1.5172466774218329E-3,-1.9205654144580087E-5,5.8385188599523706E-3,-6.7395508242547239E-3,-2.1126219559038095E-4,-7.0868863793500814E-3,-2.9384650841207654E-3,7.8500449941602823E-4,5.2623492356149645E-3,-4.5709456864100797E-3,-3.4378120918798528E-3,2.4124528518639082E-3,5.1279096566029039E-3,2.3815011139279411E-3,-3.6490742874702164E-4,3.8675831434643584E-3,9.4107705308442841E-3,1.9205654144580173E-3,-4.9934700775908485E-4,2.2209883398112158E-3,3.1881385880003082E-3,6.6835676423138996E-3,-3.6106629791810684E-3]
[null,null,"SUWANNEE_P.2",0,0,0,3.8948393378773131E-4,1.9534302234724176E-4,5.274261603375527E-4,3.9068604469448304E-5,1.2852969814995134E-3,-6.0556336927644941E-4,-2.9301453352086255E-4,2.9106110329739018E-3,-2.5900681596884127E-3,1.3869354586654164E-3,-6.4463197374589739E-4,-3.3794342866072823E-3,-1.5968841285296984E-3,-7.8137208938896694E-4,-3.3208313799031096E-4,-7.6183778715424241E-4,5.2580331061343692E-4,3.2817627754336606E-3,2.3636505704016254E-3,-1.0353180184403811E-3,0,3.7896546335364897E-3,5.4696046257227669E-4,-4.6882325363338019E-4,0,1.2892639474917952E-3,2.6957337083919355E-3,-1.4650726676043125E-3]
[null,null,"SUWANNEE_P.3",0,0,0,1.0575339122653599E-3,5.7111387602749495E-4,1.8357231729455165E-4,-2.508821669692211E-3,7.5247605295804525E-4,6.934954208905296E-4,1.4277846900687292E-4,5.3032002773981696E-3,-5.3283439425677766E-3,-2.6719970628429242E-3,-7.3020988434943992E-3,-2.3252493523976576E-3,7.7281324357852954E-4,4.4261325392130884E-3,-4.7320864013706745E-3,-1.2034185244865075E-3,1.2609058184702357E-3,4.2833540702062103E-3,4.0997817529116604E-3,-2.6516001386990909E-4,3.4369852148624178E-3,1.0953148265241599E-2,3.3246986354457751E-3,-2.7331878352744397E-3,3.0505785930731531E-3,2.651600138699084E-3,4.6504987047953153E-3,-2.4272339731168519E-3]
[null,null,"TURNER_P.1",0,0,0,0,0,0,0,0,0,0,0,0,0,0,0,0,0,0,0,0,0,0,0,0,0,0,0,0,0,0,0]
[null,null,"TURNER_P.2",0,0,0,0,0,0,0,0,0,0,0,0,0,0,0,0,0,0,0,0,0,0,0,0,0,0,0,0,0,0,0]
[null,null,"TURNER_P.3",0,0,0,0,0,0,0,0,0,0,0,0,0,0,0,0,0,0,0,0,0,0,0,0,0,0,0,0,0,0,0]
[null,null,"TURNER_P.4",0,0,0,1.6922741819278522E-3,0,-9.9166330509614089E-4,-4.8742772623369641E-4,1.3571703835262973E-3,-4.874277262336963E-4,-1.1765496840123704E-4,1.7984402312760522E-3,1.6252534222475409E-3,7.7316122092241498E-4,9.4123974720989657E-4,-2.6388328627134595E-3,-5.3616607744248713E-4,-1.0084711577248886E-4,6.7231410514992612E-4,1.8488637891622959E-3,4.8590050768225436E-4,2.5884093048272145E-3,2.6052171574559636E-3,-1.3950517681860963E-3,-1.8430708912085521E-4,3.36157052574963E-3,-2.8573349468871863E-4,-3.8658061046120749E-4,8.7126987584404316E-4,3.0254134731746659E-4,1.949710904934785E-3,-3.361570525749636E-5]
[null,null,"U.OF.FL.1",0,0,0,0,-1.0066290203779582E-3,-4.910385465258793E-4,-7.3655781978887447E-4,-1.6893959797272817E-3,-3.7318929535968826E-3,2.9216793518290762E-3,2.7743677878713235E-3,2.3259799720881658E-3,6.3835011048363199E-4,-2.872575497176566E-3,1.0066290203780692E-3,7.3451999118578915E-4,8.8632457647925822E-3,2.4797446599558182E-3,5.2786643751534523E-3,3.1339519623926337E-3,1.6449791308618122E-3,3.3390621163762457E-3,4.9103854652590151E-3,-3.6725999559283906E-4,9.8207709305242474E-5,2.3569850233242651E-3,-1.4240117849252387E-3,3.4767279582792465E-3,2.5042965872820178E-3,9.8207709305175861E-4,3.3145101890497131E-3]
[null,null,"Gen.190MW.CT.1",0,0,0,-7.3734714577136373E-3,-1.1212908519075609E-2,-6.238075703411422E-3,-5.4892461565509559E-3,-2.1691424713031732E-2,-1.8095628788914742E-2,-1.678029341095115E-2,-4.4994888424397528E-3,-1.8899652002285369E-2,-1.3824044591171619E-2,-4.831578467569167E-3,-1.7210056455236274E-2,-1.7724510465901427E-3,4.0957720432628145E-3,-1.0457567410938111E-2,-9.7022263028007094E-4,-2.2723731366540295E-3,-1.5497515839372811E-2,-9.9887349989907087E-3,-1.4839848150391022E-2,-5.3238456344466278E-4,4.2846073202971943E-3,-3.3339193738482695E-3,-1.1076165732257628E-2,-4.0513166779203164E-3,-8.8427002142303646E-3,-5.4631999114427704E-3,-1.0171058714748035E-2]
[null,null,"Gen.190MW.CT.2",0,0,0,-5.6982005082795162E-4,-1.2801729470675191E-2,-1.2424058916606445E-2,-7.3710873656176595E-3,-1.392640108035112E-2,-1.7529122957811588E-2,-1.2619405754917851E-2,-6.4594687868310269E-3,-1.6951903599439058E-2,-1.792632819571148E-2,-7.0715555468734703E-3,-1.3837067713725726E-2,-4.285046486261837E-4,4.7599512935216498E-3,-1.416915733885514E-2,-3.2297343934155065E-3,-3.8435568482833929E-3,-7.3320179979553743E-3,-5.9776132523295042E-3,-1.1714298737408264E-2,-9.0894925466161042E-4,8.6538649371959916E-3,-4.5125119649938455E-3,-8.5887493244255139E-3,-8.9466576637407119E-3,-1.973003066945353E-3,-6.7915584119604341E-3,-8.3543331184518163E-3]
[null,null,"Gen.190MW.CT.3",0,0,0,-0.14055181373722178,-0.11259791760270359,-0.10408730701360265,-8.6395395023864882E-2,-8.6032046953721492E-2,-7.1392757841547666E-2,-7.594433917420379E-2,-8.6382371901310775E-2,-8.8642029813535556E-2,-6.0726820469744036E-2,2.2659333381822036E-2,5.6521318552412644E-3,1.0939634547588548E-2,2.0239540675858647E-2,1.1484653210501072E-2,2.5331228091306994E-2,3.9839504058110813E-2,3.3737683231946786E-2,3.91651491276035E-2,4.789166653020327E-2,4.3081078229748646E-2,4.715690029163884E-2,3.0601850236173785E-2,2.8810990538187864E-2,3.5586413804984167E-2,4.1486181673825728E-2,4.1720998707528018E-2,3.5082614377888698E-2]
[null,null,"Gen.190MW.CT.4",0,0,0,0,0,0,0,0,0,0,0,0,0,-9.7060900957463503E-2,-6.0294316491639244E-2,-6.287287231054435E-2,1.3164345907349627E-2,-2.2907558480191097E-2,-1.4467931671699644E-2,-1.1988090556710296E-2,-3.0197863613827911E-2,-1.9217334475143094E-2,-2.4310406995087214E-2,-1.2386944553676754E-2,-3.4817686032361239E-3,-1.2366475864244837E-2,-1.9549736332086363E-2,-2.1453850907252402E-2,-1.4698922792626315E-2,-1.6924325055212505E-2,-7.4424212376617005E-3]
[null,null,"Gen.190MW.CT.5",0,0,0,0,0,0,0,0,0,0,0,0,0,0,0,-6.1126589232459581E-2,-4.21981340424573E-2,-6.4524431206196067E-3,-1.1487582818767737E-2,-1.799337115892366E-2,-1.8789155811961965E-2,-2.3555460404741518E-2,-1.9127191598683917E-2,-1.0533116117072076E-2,-5.9043584080768E-3,-1.3070717086582223E-2,-1.7763780592238702E-2,-1.9611257794505933E-2,-1.7600396628656416E-2,-2.2800513814395809E-2,-1.170730608013703E-2]
[null,null,"Gen.190MW.CT.6",0,0,0,0,0,0,0,0,0,0,0,0,0,0,0,0,0,-5.6967116622194315E-2,-5.116735025014648E-2,-1.6385737131107969E-3,-1.3960877991616716E-2,-2.1082165231892547E-2,-1.6344030288006489E-2,-8.2411100499971898E-3,-4.8451796096813521E-4,-1.0788975526209034E-2,-1.281155631676207E-2,-1.4493567777091175E-2,-1.7166584035696576E-2,-1.7482084103303736E-2,-8.0565195835399228E-3]
[null,null,"Gen.190MW.CT.7",0,0,0,0,0,0,0,0,0,0,0,0,0,0,0,0,0,0,0,-5.0629806937686393E-2,-4.6834858250326766E-2,1.3373194826466692E-3,-1.6794744670302425E-2,1.0673557665299982E-4,1.9775093523234366E-3,-1.0225582548339114E-2,-1.5031324649569567E-2,-1.029155665412055E-2,-1.3014377788795238E-2,-1.2124216883760766E-2,-1.5707396223013481E-2]
[null,null,"Gen.190MW.CT.8",0,0,0,0,0,0,0,0,0,0,0,0,0,0,0,0,0,0,0,0,0,-7.1250588604614654E-2,-5.0429305449136881E-2,-2.839166338969721E-2,-2.6671023572362194E-2,-3.4214855546040472E-2,-3.0366881507188893E-2,-3.8801190944328968E-2,-3.4350069860729256E-2,-3.99220264118628E-2,-4.6643304637850998E-2]
[]
[]
[]
[null,null,"Operating Hours",2013,2014,2015,2016,2017,2018,2019,2020,2021,2022,2023,2024,2025,2026,2027,2028,2029,2030,2031,2032,2033,2034,2035,2036,2037,2038,2039,2040,2041,2042,2043]
[]
[null,null,"Combined Cycle"]
[]
[null,null,"Hines.1.0",0,0,0,-11,54,20,9,90,169,83,64,-22,59,197,541,-39,-19,431,127,301,314,222,198,80,171,161,194,258,228,110,229]
[null,null,"Hines.2.0",0,0,0,0,33,-17,-19,-10,-42,7,-28,-31,12,16,17,17,-211,60,-137,-78,34,98,12,-80,187,-136,75,54,106,-72,51]
[null,null,"Hines.3.0",0,0,0,2,-9,-19,80,-87,-223,144,-74,-138,-118,-500,-267,-418,-375,35,19,-139,-348,-467,-407,-271,-30,-421,6,49,-302,-355,-265]
[null,null,"Hines.4.0",0,0,0,-2,-28,113,252,32,122,355,324,372,127,264,488,235,6,26,187,24,215,188,203,171,255,203,389,256,-118,92,51]
[null,null,"Bartow.CC.0",0,0,0,0,0,0,0,0,0,0,-1,-3,0,-2,1,4,-2,0,-6,1,4,-1,0,0,2,-6,0,-1,5,-11,-1]
[null,null,"Gen.2x1.CC.1.0",0,0,0,0,0,0,0,0,0,0,0,0,0,0,0,0,0,0,0,0,0,0,0,0,0,0,1,0,0,0,4]
[null,null,"Gen.2x1.CC.2.0",0,0,0,0,0,-4,10,-31,13,-16,-8,16,-20,-3,-5,22,19,-10,9,-11,6,-7,-2,4,12,-11,-19,-5,-16,-9,-17]
[null,null,"Gen.2x1.CC.3.0",0,0,0,0,0,0,0,0,-1,25,22,-6,15,-4,3,2,33,-39,-41,-20,8,12,-8,32,-5,-32,3,-20,25,-47,-13]
[null,null,"Gen.2x1.CC.4.0",0,0,0,0,0,0,0,0,0,0,0,12,10,-5,7,-14,-30,28,-7,-7,-41,6,-18,-34,-23,6,-28,-37,-38,17,-42]
[null,null,"Gen.2x1.CC.5.0",0,0,0,0,0,0,0,0,0,0,0,0,0,0,-2,36,4,17,-20,-30,-11,20,-48,41,45,-4,1,41,-27,-11,-2]
[null,null,"Gen.2x1.CC.6.0",0,0,0,0,0,0,0,0,0,0,0,0,0,0,0,0,0,0,0,0,0,0,0,12,39,16,7,-84,-95,29,62]
[null,null,"Tigerbay.1",0,0,0,-35,-4,33,-93,95,69,-90,-9,-116,10,-149,154,-147,-360,-329,123,225,143,15,-315,90,-390,243,8,-101,21,107,-72]
[]
[]
[null,null,"Combustion Turbines"]
[]
[null,null,"AVON.PK_P.1",0,0,0,0,0,0,0,0,0,0,0,0,0,0,0,0,0,0,0,0,0,0,0,0,0,0,0,0,0,0,0]
[null,null,"AVON.PK_P.2",0,0,0,0,0,0,0,0,0,0,0,0,0,0,0,0,0,0,0,0,0,0,0,0,0,0,0,0,0,0,0]
[null,null,"BARTOW_P.1",0,0,0,19,-6,-10,-4,9,-4,-3,17,-15,9,7,-26,-3,-7,9,20,0,10,21,-16,0,29,-2,-2,7,13,15,1]
[null,null,"BARTOW_P.2",0,0,0,27,-31,-12,-30,13,4,0,45,-30,7,-43,-38,10,-18,-24,-31,1,46,36,-34,4,41,5,-11,2,19,61,-44]
[null,null,"BARTOW_P.3",0,0,0,21,-5,-17,-11,11,-10,1,15,-12,8,9,-30,-6,-2,5,20,4,23,22,-23,0,29,1,-4,3,3,15,4]
[null,null,"BARTOW_P.4",0,0,0,41,-63,-11,-39,-16,2,-11,45,-38,4,-71,-39,-10,-25,-27,-41,5,51,40,-38,16,51,19,-10,3,19,61,-50]
[null,null,"BAYBORO_P.1",0,0,0,20,-2,-13,-16,17,-3,-2,20,-15,9,-31,-37,-14,-13,-16,-1,7,36,31,-9,0,27,1,-6,-4,13,32,-22]
[null,null,"BAYBORO_P.2",0,0,0,14,2,-17,-8,13,-5,-2,22,-16,5,-1,-36,-8,-9,-7,15,7,27,26,-13,1,31,-4,-4,11,10,27,-12]
[null,null,"BAYBORO_P.3",0,0,0,16,2,-12,-15,15,0,-11,22,-29,5,-17,-40,-13,-17,-17,-10,12,29,23,-10,4,26,2,-5,-5,13,35,-28]
[null,null,"BAYBORO_P.4",0,0,0,17,2,-12,-13,19,0,-3,25,-23,6,-8,-47,-2,-8,-9,4,7,36,29,-14,-3,28,-6,-5,8,11,29,-19]
[null,null,"DEBARY.1",0,0,0,25,4,-22,-14,-9,-9,-1,18,-10,2,6,-34,-3,-9,-8,8,4,23,27,-11,0,23,0,-5,8,3,28,-8]
[null,null,"DEBARY.2",0,0,0,24,10,-13,-17,-1,-8,4,19,-19,-3,8,-34,-1,-3,-5,15,0,25,28,-15,-2,23,4,-4,4,-2,26,-3]
[null,null,"DEBARY.3",0,0,0,22,-6,-11,-3,2,-7,-1,14,-14,3,5,-23,-3,0,8,14,6,25,27,-16,-2,29,4,-4,6,6,16,-4]
[null,null,"DEBARY.4",0,0,0,21,0,-10,-12,4,-5,-1,12,-13,3,4,-29,-8,3,7,14,10,22,25,-15,0,34,0,-2,3,3,27,2]
[null,null,"DEBARY.5",0,0,0,28,1,-23,-23,3,-10,1,20,-16,3,-1,-45,0,-14,-9,15,1,36,33,-11,-3,26,1,-5,6,9,31,-9]
[null,null,"DEBARY.6",0,0,0,-1,-14,-20,-28,5,1,7,28,-33,-3,-29,-43,-7,-23,-19,3,4,64,30,-10,5,19,10,-13,-31,7,45,-1]
[null,null,"DEBARY.7",0,0,0,80,-59,9,-39,-23,8,-13,39,-45,-18,-55,-20,37,19,-17,-30,9,59,23,8,18,72,17,-4,24,19,49,-46]
[null,null,"DEBARY.8",0,0,0,55,-33,-16,-20,13,5,-7,53,-43,20,-48,-26,10,-11,-10,-66,3,50,23,-26,9,46,-3,-22,8,32,46,-55]
[null,null,"DEBARY.9",0,0,0,39,-63,-1,-47,-10,9,-13,28,-35,-22,-29,-10,21,18,-4,-38,-4,48,12,-14,19,61,13,-22,6,31,68,-30]
[null,null,"DEBARY.10",0,0,0,32,-4,-35,-33,1,-6,0,5,-7,10,-18,-35,-4,-21,-2,-6,-1,46,23,-25,4,19,0,-7,-1,12,42,-8]
[null,null,"HIGGINS_P.1",0,0,0,14,5,-16,-37,-5,0,0,0,0,0,0,0,0,0,0,0,0,0,0,0,0,0,0,0,0,0,0,0]
[null,null,"HIGGINS_P.2",0,0,0,13,-43,1,-38,9,0,0,0,0,0,0,0,0,0,0,0,0,0,0,0,0,0,0,0,0,0,0,0]
[null,null,"HIGGINS_P.3",0,0,0,30,-35,-10,-26,4,0,0,0,0,0,0,0,0,0,0,0,0,0,0,0,0,0,0,0,0,0,0,0]
[null,null,"HIGGINS_P.4",0,0,0,6,-38,8,-27,6,0,0,0,0,0,0,0,0,0,0,0,0,0,0,0,0,0,0,0,0,0,0,0]
[null,null,"INT.CITY.1",0,0,0,19,-25,-15,-26,-7,-6,4,35,-31,15,-43,-49,-7,-6,-15,-31,-3,38,29,-25,18,44,8,-11,-10,16,32,-26]
[null,null,"INT.CITY.2",0,0,0,10,-1,-7,-29,1,-7,2,22,-42,9,-29,-31,7,-25,-17,-11,0,51,20,-22,12,29,1,-13,-3,26,49,-12]
[null,null,"INT.CITY.3",0,0,0,21,0,-11,-23,9,-5,-3,20,-38,14,-28,-41,-1,-16,-20,-16,4,45,28,-15,5,33,2,-6,6,16,25,-27]
[null,null,"INT.CITY.4",0,0,0,17,-7,-12,-17,7,-3,-3,36,-25,20,-33,-50,2,-23,-14,-19,0,45,0,-27,13,41,12,-11,10,14,43,-27]
[null,null,"INT.CITY.5",0,0,0,16,-19,2,-25,4,-7,3,32,-28,5,-26,-48,-7,-14,-26,3,-5,42,27,-12,6,27,4,-9,-2,12,30,-18]
[null,null,"INT.CITY.6",0,0,0,21,2,-20,-39,-9,-6,-1,35,-36,16,-39,-46,-4,-22,-22,-42,6,37,37,-28,11,36,6,-16,2,20,64,-41]
[null,null,"INT.CITY.7",0,0,0,33,-31,-12,-25,6,1,7,30,-34,-17,-67,-30,27,38,-39,-37,16,34,34,-3,24,84,14,2,17,14,55,-49]
[null,null,"INT.CITY.8",0,0,0,92,-26,11,-28,9,17,-10,37,-17,-39,-60,-30,28,72,-30,-36,49,38,38,-6,38,76,14,5,41,28,61,-43]
[null,null,"INT.CITY.9",0,0,0,74,-53,2,-6,1,-5,11,37,-37,-26,-74,-30,20,67,-38,-7,16,48,22,-9,28,91,24,-21,30,23,56,-27]
[null,null,"INT.CITY.10",0,0,0,58,-30,10,-23,6,-26,-1,30,-49,-23,-43,-50,61,25,-26,-7,27,46,50,-10,60,46,19,-7,-5,26,64,-59]
[null,null,"INT.CITY.11",0,0,0,-2,-14,0,-7,14,-18,-2,16,-34,3,-14,-25,12,13,-2,16,22,33,-4,-17,7,45,-1,-3,-20,5,12,-28]
[null,null,"INT.CITY.12",0,0,0,57,-24,11,-18,4,10,-6,39,-21,-29,-80,-3,24,25,-25,-23,17,60,18,-14,52,98,13,-26,30,42,76,-64]
[null,null,"INT.CITY.13",0,0,0,83,-31,-3,-33,9,20,-21,40,-66,-23,-45,-24,30,17,-7,-40,14,42,11,-25,17,57,0,-13,20,44,83,-70]
[null,null,"INT.CITY.14",0,0,0,64,-16,-8,-27,34,18,8,34,-50,-17,-29,-18,2,2,-14,-45,-2,48,37,-24,11,58,2,-13,13,28,55,-50]
[null,null,"SUWANNEE_P.1",0,0,0,9,5,19,-32,13,16,0,49,-65,-3,-64,-31,11,40,-42,-38,25,49,26,-6,36,78,18,-7,20,30,67,-30]
[null,null,"SUWANNEE_P.2",0,0,0,4,2,5,0,13,-6,-3,27,-26,14,-5,-34,-14,-8,-3,-8,6,33,24,-11,0,30,5,-5,0,13,27,-13]
[null,null,"SUWANNEE_P.3",0,0,0,10,5,1,-25,7,7,1,46,-50,-25,-65,-24,9,37,-43,-13,13,40,39,-4,31,95,31,-27,28,24,44,-21]
[null,null,"TURNER_P.1",0,0,0,0,0,0,0,0,0,0,0,0,0,0,0,0,0,0,0,0,0,0,0,0,0,0,0,0,0,0,0]
[null,null,"TURNER_P.2",0,0,0,0,0,0,0,0,0,0,0,0,0,0,0,0,0,0,0,0,0,0,0,0,0,0,0,0,0,0,0]
[null,null,"TURNER_P.3",0,0,0,0,0,0,0,0,0,0,0,0,0,0,0,0,0,0,0,0,0,0,0,0,0,0,0,0,0,0,0]
[null,null,"TURNER_P.4",0,0,0,23,0,-16,-7,13,-5,-1,18,17,8,10,-27,-4,-1,7,19,5,27,26,-15,-2,28,-3,-4,9,3,20,0]
[null,null,"U.OF.FL.1",0,0,0,0,0,0,0,0,1,5,-1,0,1,1,0,-3,1,0,-17,3,8,0,-2,-4,-6,5,0,5,2,-2,-1]
[null,null,"Gen.190MW.CT.1",0,0,0,-43,-105,-51,-59,-196,-156,-147,-47,-167,-134,-52,-157,-13,29,-91,-14,-17,-137,-87,-129,-6,25,-30,-100,-37,-78,-48,-92]
[null,null,"Gen.190MW.CT.2",0,0,0,-5,-119,-113,-72,-131,-154,-115,-68,-152,-164,-72,-124,-2,34,-125,-37,-31,-65,-52,-102,-5,68,-38,-79,-74,-22,-60,-76]
[null,null,"Gen.190MW.CT.3",0,0,0,-764,-1052,-977,-800,-809,-659,-700,-793,-795,-559,-131,45,97,175,107,225,358,310,365,443,388,420,281,267,331,378,382,326]
[null,null,"Gen.190MW.CT.4",0,0,0,0,0,0,0,0,0,0,0,0,0,-514,-553,-576,-130,-206,-136,-111,-271,-172,-222,-113,-42,-116,-178,-188,-138,-159,-76]
[null,null,"Gen.190MW.CT.5",0,0,0,0,0,0,0,0,0,0,0,0,0,0,0,-322,-391,-240,-115,-160,-172,-210,-175,-100,-63,-121,-162,-173,-165,-211,-115]
[null,null,"Gen.190MW.CT.6",0,0,0,0,0,0,0,0,0,0,0,0,0,0,0,0,0,-305,-472,-240,-131,-189,-148,-78,-16,-98,-120,-131,-161,-162,-83]
[null,null,"Gen.190MW.CT.7",0,0,0,0,0,0,0,0,0,0,0,0,0,0,0,0,0,0,0,-270,-431,-221,-153,-2,10,-89,-139,-95,-121,-111,-148]
[null,null,"Gen.190MW.CT.8",0,0,0,0,0,0,0,0,0,0,0,0,0,0,0,0,0,0,0,0,0,-373,-463,-264,-248,-313,-282,-355,-319,-368,-427]
[null,null,"Gen.190MW.CT.7",0,0,0,0,0,0,0,0,0,0,0,0,0,0,0,0,0,0,0,0,0,0,0,0,0,0,0,0,0,0,0]
[null,null,"Gen.190MW.CT.8",0,0,0,0,0,0,0,0,0,0,0,0,0,0,0,0,0,0,0,0,0,0,0,0,0,0,0,0,0,0,0]

{"sheet":"Q25","index":4,"n_rows":7,"n_cols":34,"rows_kept":7,"cut":false,"hidden":false,"merged":[]}
[25,"Please provide the incremental estimated annual fuel costs associated with the Hines Energy chillers"]
[]
[null,null,"($000)"]
[null,null,null,2013,2014,2015,2016,2017,2018,2019,2020,2021,2022,2023,2024,2025,2026,2027,2028,2029,2030,2031,2032,2033,2034,2035,2036,2037,2038,2039,2040,2041,2042,2043]
[null,null,"Four Hines Chillers",1371956.5799999998,1443336.0499999993,1508093.9899999998,1563529.2400000007,1707521.9000000001,1824819.9500000004,1924316.61,2132239.2600000002,2223605.7399999988,2320253.2599999998,2428297.8700000006,2501928.7200000011,2594387.0200000005,2733360.4699999997,2833331.7199999983,2954599.8400000008,3067531.7999999993,3191128.59,3349693.9099999997,3522766.5899999989,3669582.7699999991,3808488.9599999976,3941926.9299999997,4077289.24,4229014.41,4353343.120000001,4493563.6400000015,4679467.0900000008,4824548.18,4990043.5799999991,5140101.5099999979]
[null,null,"Without Hines Chillers",1371956.5799999998,1443336.0499999993,1508093.9899999998,1559918.7599999991,1716662.0500000005,1833968.3199999991,1936326.7599999998,2140024.5299999998,2236111.6000000015,2325816.2600000002,2426408.7699999996,2518552.2700000005,2601003.4600000009,2747200.7500000005,2854147.0200000009,2964494.7899999991,3076618.7500000005,3205502.8799999994,3362048.2900000005,3523432.5999999996,3665473.169999999,3808567.9099999988,3968450.9299999988,4078991.8999999994,4224084.91,4358728.8999999994,4503351.29,4696289.7799999975,4829788.3699999992,4983627.4300000006,5173643.5299999984]
[null,null,null,0,0,0,3610.4800000016112,-9140.1500000003725,-9148.3699999987148,-12010.149999999674,-7785.269999999553,-12505.860000002664,-5563.0000000004657,1889.1000000010245,-16623.549999999348,-6616.4400000004098,-13840.280000000726,-20815.300000002608,-9894.9499999983236,-9086.9500000011176,-14374.289999999572,-12354.38000000082,-666.01000000070781,4109.6000000000931,-78.950000001117587,-26523.999999999069,-1702.6599999992177,4929.5,-5385.7799999983981,-9787.6499999985099,-16822.689999996684,-5240.1899999994785,6416.1499999985099,-33542.020000000484]

{"sheet":"Q40","index":5,"n_rows":5,"n_cols":4,"rows_kept":5,"cut":false,"hidden":false,"merged":[]}
[40,"Please provide the expected average summer full load heat rate and operating capacity factor assumed for the Suwannee Simple Cycle Project."]
[]
[null,null,"Heat Rate (Btu/kWh)",10395]
[]
[null,null,"Capacity Factor","(Included in Question #4)"]

{"sheet":"Q42","index":6,"n_rows":9,"n_cols":4,"rows_kept":9,"cut":false,"hidden":false,"merged":[]}
[42,"Please provide the expected average summer full load heat rate and operating capacity factor assumed for Hines Energy Center in the chiller operation mode."]
[]
[null,null,"Heat Rate (Btu/kWh)"]
[null,null,"Hines 1",7009]
[null,null,"Hines 2",6994.7248885604595]
[null,null,"Hines 3",7236.2028676423106]
[null,null,"Hines 4",6848.5468308811396]
[]
[null,null,"Capacity Factor","(Included in Question #4)"]